## Sheet
FILE NAME | BUS NAME | MW-SENS | MVAFLOW | RATE | AVAILABLE MW
results0.txt | PTI INTERACTIVE POWER SYSTEM SIMULATOR--PSS(R)E MON, MAY 29 2023 | 16:32 | -2682.2085 | 2245 | -437.2087
results0.txt | SENSITIVITY FACTORS ARE CALCULATED WITH AC | NETWORK | -2682.2085 | 2245 | -437.2087
results0.txt | SUBSYSTEM 'RESERV' IS USED FOR OPPOSING SYSTEM FOR MW POWER | DISPATCH | -2682.2085 | 2245 | -437.2087
results0.txt | SENSITIVITY FACTORS OF BRANCH FLOW (MVA) ON 6305 LOVISEHOLM 400.00 TO 6629 HALDEN 400.00 3 MORE THAN | 0.10000 | -2682.2085 | 2245 | -437.2087
results0.txt | <--------- BUS NAME --------> | MW-SENS | -2682.2085 | 2245 | -437.2087
results0.txt | 5624 HERSLEV 400.00 | -0.1546 | -2682.2085 | 2245 | -437.2087
results0.txt | 5642 HOVEGARD 400.00 | -0.1545 | -2682.2085 | 2245 | -437.2087
results0.txt | 5646 BJAEVERSKOV4400.00 | -0.1544 | -2682.2085 | 2245 | -437.2087
results0.txt | 5645 BJAEVERSKOV2220.00 | -0.1542 | -2682.2085 | 2245 | -437.2087
results0.txt | 5657 ISHOJ400 400.00 | -0.1544 | -2682.2085 | 2245 | -437.2087
results0.txt | 5656 ISHOJ220 220.00 | -0.1546 | -2682.2085 | 2245 | -437.2087
results0.txt | 5660 AVEDOREVERK 400.00 | -0.1545 | -2682.2085 | 2245 | -437.2087
results0.txt | 5662 ORSTEDSVERKE400.00 | -0.1546 | -2682.2085 | 2245 | -437.2087
results0.txt | 5671 SEGE 400.00 | -0.1449 | -2682.2085 | 2245 | -437.2087
results0.txt | 5672 ARRIE 400.00 | -0.1449 | -2682.2085 | 2245 | -437.2087
results0.txt | 5673 KRUSEBERG 400.00 | -0.1449 | -2682.2085 | 2245 | -437.2087
results0.txt | 5676 WIND FARM 220.00 | -0.1528 | -2682.2085 | 2245 | -437.2087
results0.txt | 5845 ASNAESVERK 400.00 | -0.1545 | -2682.2085 | 2245 | -437.2087
results0.txt | 6305 LOVISEHOLM 400.00 | -0.2869 | -2682.2085 | 2245 | -437.2087
results0.txt | 6306 TROLLHATTAN 400.00 | -0.1893 | -2682.2085 | 2245 | -437.2087
results0.txt | 6307 KILANDA 400.00 | -0.1633 | -2682.2085 | 2245 | -437.2087
results0.txt | 6308 HISINGEN 400.00 | -0.1629 | -2682.2085 | 2245 | -437.2087
results0.txt | 6309 STENKULLEN 400.00 | -0.1694 | -2682.2085 | 2245 | -437.2087
results0.txt | 6311 LINDOME 400.00 | -0.1661 | -2682.2085 | 2245 | -437.2087
results0.txt | 6312 RINGHALS 400.00 | -0.1587 | -2682.2085 | 2245 | -437.2087
results0.txt | 6313 STROMMA 400.00 | -0.1630 | -2682.2085 | 2245 | -437.2087
results0.txt | 6314 TIMMERSDALA 400.00 | -0.1319 | -2682.2085 | 2245 | -437.2087
results0.txt | 6315 HORRED 400.00 | -0.1564 | -2682.2085 | 2245 | -437.2087
results0.txt | 6316 UDDEBO 400.00 | -0.1500 | -2682.2085 | 2245 | -437.2087
results0.txt | 6319 KYNDBYVERKER400.00 | -0.1544 | -2682.2085 | 2245 | -437.2087
results0.txt | 6324 GORLOSEGARD 400.00 | -0.1541 | -2682.2085 | 2245 | -437.2087
results0.txt | 6330 GELNTEGARD2 400.00 | -0.1549 | -2682.2085 | 2245 | -437.2087
results0.txt | 6334 GLENTEGARD 400.00 | -0.1550 | -2682.2085 | 2245 | -437.2087
results0.txt | 6335 SODERASEN 400.00 | -0.1530 | -2682.2085 | 2245 | -437.2087
results0.txt | 6337 BARSEBACK 400.00 | -0.1460 | -2682.2085 | 2245 | -437.2087
results0.txt | 6338 HURVA 400.00 | -0.1426 | -2682.2085 | 2245 | -437.2087
results0.txt | 6340 MOHOLM 220.00 | -0.1004 | -2682.2085 | 2245 | -437.2087
results0.txt | 6341 KOLSTAD 400.00 | -0.1171 | -2682.2085 | 2245 | -437.2087
results0.txt | 6342 TENHULT 400.00 | -0.1353 | -2682.2085 | 2245 | -437.2087
results0.txt | 6343 BARKERYD 400.00 | -0.1252 | -2682.2085 | 2245 | -437.2087
results0.txt | 6345 GLAN 400.00 | -0.1051 | -2682.2085 | 2245 | -437.2087
results0.txt | 6346 KIMSTAD 400.00 | -0.1062 | -2682.2085 | 2245 | -437.2087
results0.txt | 6348 OSKARSHAMN 400.00 | -0.1217 | -2682.2085 | 2245 | -437.2087
results0.txt | 6349 ALVESTA 400.00 | -0.1342 | -2682.2085 | 2245 | -437.2087
results0.txt | 6350 HEMSJO 400.00 | -0.1336 | -2682.2085 | 2245 | -437.2087
results0.txt | 6351 KARLSHAMN 400.00 | -0.1335 | -2682.2085 | 2245 | -437.2087
results0.txt | 6354 NYBRO 400.00 | -0.1299 | -2682.2085 | 2245 | -437.2087
results0.txt | 6629 HALDEN 400.00 | 0.1524 | -2682.2085 | 2245 | -437.2087
results0.txt | 6727 ROD400 400.00 | 0.1027 | -2682.2085 | 2245 | -437.2087
results0.txt | 6726 ROD300 400.00 | 0.1027 | -2682.2085 | 2245 | -437.2087
results0.txt | 6728 GRENLAND 400.00 | 0.1025 | -2682.2085 | 2245 | -437.2087
results0.txt | 6730 BAMBLE400 400.00 | 0.1019 | -2682.2085 | 2245 | -437.2087
results0.txt | 6729 BAMBLE300 400.00 | 0.1019 | -2682.2085 | 2245 | -437.2087
results0.txt | 6732 FLESAKER 400.00 | 0.1028 | -2682.2085 | 2245 | -437.2087
results0.txt | 6734 SYLLING400 400.00 | 0.1009 | -2682.2085 | 2245 | -437.2087
results0.txt | 6733 SYLLING300 400.00 | 0.1009 | -2682.2085 | 2245 | -437.2087
results0.txt | 6737 FOLLO 400.00 | 0.1054 | -2682.2085 | 2245 | -437.2087
results0.txt | 6738 TVEITEN 400.00 | 0.1032 | -2682.2085 | 2245 | -437.2087
results0.txt | 6740 TEGNEBY400 400.00 | 0.1101 | -2682.2085 | 2245 | -437.2087
results0.txt | 6739 TEGNEBY300 400.00 | 0.1100 | -2682.2085 | 2245 | -437.2087
results0.txt | 6742 HASLE400 400.00 | 0.1148 | -2682.2085 | 2245 | -437.2087
results0.txt | 6741 HASLE300 400.00 | 0.1147 | -2682.2085 | 2245 | -437.2087
results0.txt | 7429 JOINT 220.00 | -0.1529 | -2682.2085 | 2245 | -437.2087
results0.txt | 1052 BREARED 400.00 | -0.1585 | -2682.2085 | 2245 | -437.2087
results0.txt | 1053 HÄRADSBO 400.00 | -0.1549 | -2682.2085 | 2245 | -437.2087
results0.txt | 9012 BAMBLE 400.00 | 0.1023 | -2682.2085 | 2245 | -437.2087
results0.txt | 9013 HOF 400.00 | 0.1030 | -2682.2085 | 2245 | -437.2087
results0.txt | 9401 HAGESKRUV 400.00 | -0.1279 | -2682.2085 | 2245 | -437.2087
results0.txt | 9402 INGELKÄRR 400.00 | -0.1794 | -2682.2085 | 2245 | -437.2087
results0.txt | 9018 TEGNEBY 301.00 | 0.1051 | -2682.2085 | 2245 | -437.2087
results1.txt | PTI INTERACTIVE POWER SYSTEM SIMULATOR--PSS(R)E MON, MAY 29 2023 | 16:32 | -2682.2085 | 2245 | -437.2087
results1.txt | SENSITIVITY FACTORS ARE CALCULATED WITH AC | NETWORK | -2682.2085 | 2245 | -437.2087
results1.txt | SUBSYSTEM 'RESERV' IS USED FOR OPPOSING SYSTEM FOR MW POWER | DISPATCH | -2682.2085 | 2245 | -437.2087
results1.txt | SENSITIVITY FACTORS OF BRANCH FLOW (MVA) ON 6305 LOVISEHOLM 400.00 TO 6629 HALDEN 400.00 4 MORE THAN | 0.10000 | -2682.2085 | 2245 | -437.2087
results1.txt | <--------- BUS NAME --------> | MW-SENS | -2682.2085 | 2245 | -437.2087
results1.txt | 5624 HERSLEV 400.00 | -0.1546 | -2682.2085 | 2245 | -437.2087
results1.txt | 5642 HOVEGARD 400.00 | -0.1545 | -2682.2085 | 2245 | -437.2087
results1.txt | 5646 BJAEVERSKOV4400.00 | -0.1544 | -2682.2085 | 2245 | -437.2087
results1.txt | 5645 BJAEVERSKOV2220.00 | -0.1542 | -2682.2085 | 2245 | -437.2087
results1.txt | 5657 ISHOJ400 400.00 | -0.1544 | -2682.2085 | 2245 | -437.2087
results1.txt | 5656 ISHOJ220 220.00 | -0.1546 | -2682.2085 | 2245 | -437.2087
results1.txt | 5660 AVEDOREVERK 400.00 | -0.1545 | -2682.2085 | 2245 | -437.2087
results1.txt | 5662 ORSTEDSVERKE400.00 | -0.1546 | -2682.2085 | 2245 | -437.2087
results1.txt | 5671 SEGE 400.00 | -0.1449 | -2682.2085 | 2245 | -437.2087
results1.txt | 5672 ARRIE 400.00 | -0.1449 | -2682.2085 | 2245 | -437.2087
results1.txt | 5673 KRUSEBERG 400.00 | -0.1449 | -2682.2085 | 2245 | -437.2087
results1.txt | 5676 WIND FARM 220.00 | -0.1528 | -2682.2085 | 2245 | -437.2087
results1.txt | 5845 ASNAESVERK 400.00 | -0.1545 | -2682.2085 | 2245 | -437.2087
results1.txt | 6305 LOVISEHOLM 400.00 | -0.2869 | -2682.2085 | 2245 | -437.2087
results1.txt | 6306 TROLLHATTAN 400.00 | -0.1893 | -2682.2085 | 2245 | -437.2087
results1.txt | 6307 KILANDA 400.00 | -0.1633 | -2682.2085 | 2245 | -437.2087
results1.txt | 6308 HISINGEN 400.00 | -0.1629 | -2682.2085 | 2245 | -437.2087
results1.txt | 6309 STENKULLEN 400.00 | -0.1694 | -2682.2085 | 2245 | -437.2087
results1.txt | 6311 LINDOME 400.00 | -0.1661 | -2682.2085 | 2245 | -437.2087
results1.txt | 6312 RINGHALS 400.00 | -0.1587 | -2682.2085 | 2245 | -437.2087
results1.txt | 6313 STROMMA 400.00 | -0.1630 | -2682.2085 | 2245 | -437.2087
results1.txt | 6314 TIMMERSDALA 400.00 | -0.1319 | -2682.2085 | 2245 | -437.2087
results1.txt | 6315 HORRED 400.00 | -0.1564 | -2682.2085 | 2245 | -437.2087
results1.txt | 6316 UDDEBO 400.00 | -0.1500 | -2682.2085 | 2245 | -437.2087
results1.txt | 6319 KYNDBYVERKER400.00 | -0.1544 | -2682.2085 | 2245 | -437.2087
results1.txt | 6324 GORLOSEGARD 400.00 | -0.1541 | -2682.2085 | 2245 | -437.2087
results1.txt | 6330 GELNTEGARD2 400.00 | -0.1549 | -2682.2085 | 2245 | -437.2087
results1.txt | 6334 GLENTEGARD 400.00 | -0.1550 | -2682.2085 | 2245 | -437.2087
results1.txt | 6335 SODERASEN 400.00 | -0.1530 | -2682.2085 | 2245 | -437.2087
results1.txt | 6337 BARSEBACK 400.00 | -0.1460 | -2682.2085 | 2245 | -437.2087
results1.txt | 6338 HURVA 400.00 | -0.1426 | -2682.2085 | 2245 | -437.2087
results1.txt | 6340 MOHOLM 220.00 | -0.1004 | -2682.2085 | 2245 | -437.2087
results1.txt | 6341 KOLSTAD 400.00 | -0.1171 | -2682.2085 | 2245 | -437.2087
results1.txt | 6342 TENHULT 400.00 | -0.1353 | -2682.2085 | 2245 | -437.2087
results1.txt | 6343 BARKERYD 400.00 | -0.1252 | -2682.2085 | 2245 | -437.2087
results1.txt | 6345 GLAN 400.00 | -0.1051 | -2682.2085 | 2245 | -437.2087
results1.txt | 6346 KIMSTAD 400.00 | -0.1062 | -2682.2085 | 2245 | -437.2087
results1.txt | 6348 OSKARSHAMN 400.00 | -0.1217 | -2682.2085 | 2245 | -437.2087
results1.txt | 6349 ALVESTA 400.00 | -0.1342 | -2682.2085 | 2245 | -437.2087
results1.txt | 6350 HEMSJO 400.00 | -0.1336 | -2682.2085 | 2245 | -437.2087
results1.txt | 6351 KARLSHAMN 400.00 | -0.1335 | -2682.2085 | 2245 | -437.2087
results1.txt | 6354 NYBRO 400.00 | -0.1299 | -2682.2085 | 2245 | -437.2087
results1.txt | 6629 HALDEN 400.00 | 0.1524 | -2682.2085 | 2245 | -437.2087
results1.txt | 6727 ROD400 400.00 | 0.1027 | -2682.2085 | 2245 | -437.2087
results1.txt | 6726 ROD300 400.00 | 0.1027 | -2682.2085 | 2245 | -437.2087
results1.txt | 6728 GRENLAND 400.00 | 0.1025 | -2682.2085 | 2245 | -437.2087
results1.txt | 6730 BAMBLE400 400.00 | 0.1019 | -2682.2085 | 2245 | -437.2087
results1.txt | 6729 BAMBLE300 400.00 | 0.1019 | -2682.2085 | 2245 | -437.2087
results1.txt | 6732 FLESAKER 400.00 | 0.1028 | -2682.2085 | 2245 | -437.2087
results1.txt | 6734 SYLLING400 400.00 | 0.1009 | -2682.2085 | 2245 | -437.2087
results1.txt | 6733 SYLLING300 400.00 | 0.1009 | -2682.2085 | 2245 | -437.2087
results1.txt | 6737 FOLLO 400.00 | 0.1054 | -2682.2085 | 2245 | -437.2087
results1.txt | 6738 TVEITEN 400.00 | 0.1032 | -2682.2085 | 2245 | -437.2087
results1.txt | 6740 TEGNEBY400 400.00 | 0.1101 | -2682.2085 | 2245 | -437.2087
results1.txt | 6739 TEGNEBY300 400.00 | 0.1100 | -2682.2085 | 2245 | -437.2087
results1.txt | 6742 HASLE400 400.00 | 0.1148 | -2682.2085 | 2245 | -437.2087
results1.txt | 6741 HASLE300 400.00 | 0.1147 | -2682.2085 | 2245 | -437.2087
results1.txt | 7429 JOINT 220.00 | -0.1529 | -2682.2085 | 2245 | -437.2087
results1.txt | 1052 BREARED 400.00 | -0.1585 | -2682.2085 | 2245 | -437.2087
results1.txt | 1053 HÄRADSBO 400.00 | -0.1549 | -2682.2085 | 2245 | -437.2087
results1.txt | 9012 BAMBLE 400.00 | 0.1023 | -2682.2085 | 2245 | -437.2087
results1.txt | 9013 HOF 400.00 | 0.1030 | -2682.2085 | 2245 | -437.2087
results1.txt | 9401 HAGESKRUV 400.00 | -0.1279 | -2682.2085 | 2245 | -437.2087
results1.txt | 9402 INGELKÄRR 400.00 | -0.1794 | -2682.2085 | 2245 | -437.2087
results1.txt | 9018 TEGNEBY 301.00 | 0.1051 | -2682.2085 | 2245 | -437.2087
results2.txt | PTI INTERACTIVE POWER SYSTEM SIMULATOR--PSS(R)E MON, MAY 29 2023 | 16:32 | -1693.2028 | 1571.5 | -121.7028
results2.txt | SENSITIVITY FACTORS ARE CALCULATED WITH AC | NETWORK | -1693.2028 | 1571.5 | -121.7028
results2.txt | SUBSYSTEM 'RESERV' IS USED FOR OPPOSING SYSTEM FOR MW POWER | DISPATCH | -1693.2028 | 1571.5 | -121.7028
results2.txt | SENSITIVITY FACTORS OF BRANCH FLOW (MVA) ON 6629 HALDEN 400.00 TO 6742 HASLE400 400.00 2 MORE THAN | 0.10000 | -1693.2028 | 1571.5 | -121.7028
results2.txt | <--------- BUS NAME --------> | MW-SENS | -1693.2028 | 1571.5 | -121.7028
results2.txt | 5624 HERSLEV 400.00 | -0.1609 | -1693.2028 | 1571.5 | -121.7028
results2.txt | 5642 HOVEGARD 400.00 | -0.1608 | -1693.2028 | 1571.5 | -121.7028
results2.txt | 5646 BJAEVERSKOV4400.00 | -0.1607 | -1693.2028 | 1571.5 | -121.7028
results2.txt | 5645 BJAEVERSKOV2220.00 | -0.1606 | -1693.2028 | 1571.5 | -121.7028
results2.txt | 5657 ISHOJ400 400.00 | -0.1608 | -1693.2028 | 1571.5 | -121.7028
results2.txt | 5656 ISHOJ220 220.00 | -0.1610 | -1693.2028 | 1571.5 | -121.7028
results2.txt | 5660 AVEDOREVERK 400.00 | -0.1609 | -1693.2028 | 1571.5 | -121.7028
results2.txt | 5662 ORSTEDSVERKE400.00 | -0.1610 | -1693.2028 | 1571.5 | -121.7028
results2.txt | 5671 SEGE 400.00 | -0.1509 | -1693.2028 | 1571.5 | -121.7028
results2.txt | 5672 ARRIE 400.00 | -0.1508 | -1693.2028 | 1571.5 | -121.7028
results2.txt | 5673 KRUSEBERG 400.00 | -0.1508 | -1693.2028 | 1571.5 | -121.7028
results2.txt | 5676 WIND FARM 220.00 | -0.1591 | -1693.2028 | 1571.5 | -121.7028
results2.txt | 5845 ASNAESVERK 400.00 | -0.1608 | -1693.2028 | 1571.5 | -121.7028
results2.txt | 6305 LOVISEHOLM 400.00 | -0.2987 | -1693.2028 | 1571.5 | -121.7028
results2.txt | 6306 TROLLHATTAN 400.00 | -0.1971 | -1693.2028 | 1571.5 | -121.7028
results2.txt | 6307 KILANDA 400.00 | -0.1700 | -1693.2028 | 1571.5 | -121.7028
results2.txt | 6308 HISINGEN 400.00 | -0.1696 | -1693.2028 | 1571.5 | -121.7028
results2.txt | 6309 STENKULLEN 400.00 | -0.1763 | -1693.2028 | 1571.5 | -121.7028
results2.txt | 6311 LINDOME 400.00 | -0.1730 | -1693.2028 | 1571.5 | -121.7028
results2.txt | 6312 RINGHALS 400.00 | -0.1652 | -1693.2028 | 1571.5 | -121.7028
results2.txt | 6313 STROMMA 400.00 | -0.1697 | -1693.2028 | 1571.5 | -121.7028
results2.txt | 6314 TIMMERSDALA 400.00 | -0.1373 | -1693.2028 | 1571.5 | -121.7028
results2.txt | 6315 HORRED 400.00 | -0.1629 | -1693.2028 | 1571.5 | -121.7028
results2.txt | 6316 UDDEBO 400.00 | -0.1562 | -1693.2028 | 1571.5 | -121.7028
results2.txt | 6319 KYNDBYVERKER400.00 | -0.1607 | -1693.2028 | 1571.5 | -121.7028
results2.txt | 6324 GORLOSEGARD 400.00 | -0.1604 | -1693.2028 | 1571.5 | -121.7028
results2.txt | 6330 GELNTEGARD2 400.00 | -0.1612 | -1693.2028 | 1571.5 | -121.7028
results2.txt | 6334 GLENTEGARD 400.00 | -0.1614 | -1693.2028 | 1571.5 | -121.7028
results2.txt | 6335 SODERASEN 400.00 | -0.1593 | -1693.2028 | 1571.5 | -121.7028
results2.txt | 6337 BARSEBACK 400.00 | -0.1520 | -1693.2028 | 1571.5 | -121.7028
results2.txt | 6338 HURVA 400.00 | -0.1485 | -1693.2028 | 1571.5 | -121.7028
results2.txt | 6340 MOHOLM 220.00 | -0.1045 | -1693.2028 | 1571.5 | -121.7028
results2.txt | 6341 KOLSTAD 400.00 | -0.1220 | -1693.2028 | 1571.5 | -121.7028
results2.txt | 6342 TENHULT 400.00 | -0.1409 | -1693.2028 | 1571.5 | -121.7028
results2.txt | 6343 BARKERYD 400.00 | -0.1304 | -1693.2028 | 1571.5 | -121.7028
results2.txt | 6345 GLAN 400.00 | -0.1094 | -1693.2028 | 1571.5 | -121.7028
results2.txt | 6346 KIMSTAD 400.00 | -0.1106 | -1693.2028 | 1571.5 | -121.7028
results2.txt | 6348 OSKARSHAMN 400.00 | -0.1267 | -1693.2028 | 1571.5 | -121.7028
results2.txt | 6349 ALVESTA 400.00 | -0.1397 | -1693.2028 | 1571.5 | -121.7028
results2.txt | 6350 HEMSJO 400.00 | -0.1390 | -1693.2028 | 1571.5 | -121.7028
results2.txt | 6351 KARLSHAMN 400.00 | -0.1390 | -1693.2028 | 1571.5 | -121.7028
results2.txt | 6354 NYBRO 400.00 | -0.1352 | -1693.2028 | 1571.5 | -121.7028
results2.txt | 6365 KRISTIANSAND400.00 | 0.1006 | -1693.2028 | 1571.5 | -121.7028
results2.txt | 6373 ARENDAL400 400.00 | 0.1031 | -1693.2028 | 1571.5 | -121.7028
results2.txt | 6372 ARENDAL300 400.00 | 0.1031 | -1693.2028 | 1571.5 | -121.7028
results2.txt | 6629 HALDEN 400.00 | -0.3608 | -1693.2028 | 1571.5 | -121.7028
results2.txt | 6641 HALLSBERG400400.00 | -0.1026 | -1693.2028 | 1571.5 | -121.7028
results2.txt | 6640 HALLSBERG220220.00 | -0.1026 | -1693.2028 | 1571.5 | -121.7028
results2.txt | 6642 OSTANSJO 400.00 | -0.1032 | -1693.2028 | 1571.5 | -121.7028
results2.txt | 6646 HEDENLUNDA 400.00 | -0.1021 | -1693.2028 | 1571.5 | -121.7028
results2.txt | 6719 ÅDAL 400.00 | 0.1008 | -1693.2028 | 1571.5 | -121.7028
results2.txt | 6723 SÅHEIM 400.00 | 0.1022 | -1693.2028 | 1571.5 | -121.7028
results2.txt | 6725 SUNDSBARM 400.00 | 0.1035 | -1693.2028 | 1571.5 | -121.7028
results2.txt | 6727 ROD400 400.00 | 0.1070 | -1693.2028 | 1571.5 | -121.7028
results2.txt | 6726 ROD300 400.00 | 0.1069 | -1693.2028 | 1571.5 | -121.7028
results2.txt | 6728 GRENLAND 400.00 | 0.1067 | -1693.2028 | 1571.5 | -121.7028
results2.txt | 6730 BAMBLE400 400.00 | 0.1061 | -1693.2028 | 1571.5 | -121.7028
results2.txt | 6729 BAMBLE300 400.00 | 0.1061 | -1693.2028 | 1571.5 | -121.7028
results2.txt | 6731 RINGERIKE 400.00 | 0.1011 | -1693.2028 | 1571.5 | -121.7028
results2.txt | 6732 FLESAKER 400.00 | 0.1071 | -1693.2028 | 1571.5 | -121.7028
results2.txt | 6734 SYLLING400 400.00 | 0.1050 | -1693.2028 | 1571.5 | -121.7028
results2.txt | 6733 SYLLING300 400.00 | 0.1050 | -1693.2028 | 1571.5 | -121.7028
results2.txt | 6736 OSLA400 400.00 | 0.1040 | -1693.2028 | 1571.5 | -121.7028
results2.txt | 6735 OSLO300 400.00 | 0.1039 | -1693.2028 | 1571.5 | -121.7028
results2.txt | 6737 FOLLO 400.00 | 0.1097 | -1693.2028 | 1571.5 | -121.7028
results2.txt | 6738 TVEITEN 400.00 | 0.1075 | -1693.2028 | 1571.5 | -121.7028
results2.txt | 6740 TEGNEBY400 400.00 | 0.1146 | -1693.2028 | 1571.5 | -121.7028
results2.txt | 6739 TEGNEBY300 400.00 | 0.1146 | -1693.2028 | 1571.5 | -121.7028
results2.txt | 6742 HASLE400 400.00 | 0.1196 | -1693.2028 | 1571.5 | -121.7028
results2.txt | 6741 HASLE300 400.00 | 0.1194 | -1693.2028 | 1571.5 | -121.7028
results2.txt | 7429 JOINT 220.00 | -0.1592 | -1693.2028 | 1571.5 | -121.7028
results2.txt | 1052 BREARED 400.00 | -0.1651 | -1693.2028 | 1571.5 | -121.7028
results2.txt | 1053 HÄRADSBO 400.00 | -0.1613 | -1693.2028 | 1571.5 | -121.7028
results2.txt | 9012 BAMBLE 400.00 | 0.1065 | -1693.2028 | 1571.5 | -121.7028
results2.txt | 9013 HOF 400.00 | 0.1072 | -1693.2028 | 1571.5 | -121.7028
results2.txt | 9401 HAGESKRUV 400.00 | -0.1332 | -1693.2028 | 1571.5 | -121.7028
results2.txt | 9402 INGELKÄRR 400.00 | -0.1868 | -1693.2028 | 1571.5 | -121.7028
results2.txt | 9017 OSLO301 301.00 | 0.1039 | -1693.2028 | 1571.5 | -121.7028
results2.txt | 9018 TEGNEBY 301.00 | 0.1094 | -1693.2028 | 1571.5 | -121.7028
results3.txt | PTI INTERACTIVE POWER SYSTEM SIMULATOR--PSS(R)E MON, MAY 29 2023 | 16:32 | 2299.4854 | 2245 | -54.4851
results3.txt | SENSITIVITY FACTORS ARE CALCULATED WITH AC | NETWORK | 2299.4854 | 2245 | -54.4851
results3.txt | SUBSYSTEM 'RESERV' IS USED FOR OPPOSING SYSTEM FOR MW POWER | DISPATCH | 2299.4854 | 2245 | -54.4851
results3.txt | SENSITIVITY FACTORS OF BRANCH FLOW (MVA) ON 6312 RINGHALS 400.00 TO 6315 HORRED 400.00 5 MORE THAN | 0.10000 | 2299.4854 | 2245 | -54.4851
results3.txt | <--------- BUS NAME --------> | MW-SENS | 2299.4854 | 2245 | -54.4851
results3.txt | 6311 LINDOME 400.00 | 0.1180 | 2299.4854 | 2245 | -54.4851
results3.txt | 6312 RINGHALS 400.00 | 0.2341 | 2299.4854 | 2245 | -54.4851
results3.txt | 6313 STROMMA 400.00 | 0.1546 | 2299.4854 | 2245 | -54.4851
results3.txt | 6315 HORRED 400.00 | -0.2039 | 2299.4854 | 2245 | -54.4851
results3.txt | 6316 UDDEBO 400.00 | -0.1785 | 2299.4854 | 2245 | -54.4851
results3.txt | 6342 TENHULT 400.00 | -0.1224 | 2299.4854 | 2245 | -54.4851
results3.txt | 1053 HÄRADSBO 400.00 | -0.1280 | 2299.4854 | 2245 | -54.4851
results4.txt | PTI INTERACTIVE POWER SYSTEM SIMULATOR--PSS(R)E MON, MAY 29 2023 | 16:32 | 2299.4854 | 2245 | -54.4851
results4.txt | SENSITIVITY FACTORS ARE CALCULATED WITH AC | NETWORK | 2299.4854 | 2245 | -54.4851
results4.txt | SUBSYSTEM 'RESERV' IS USED FOR OPPOSING SYSTEM FOR MW POWER | DISPATCH | 2299.4854 | 2245 | -54.4851
results4.txt | SENSITIVITY FACTORS OF BRANCH FLOW (MVA) ON 6312 RINGHALS 400.00 TO 6315 HORRED 400.00 7 MORE THAN | 0.10000 | 2299.4854 | 2245 | -54.4851
results4.txt | <--------- BUS NAME --------> | MW-SENS | 2299.4854 | 2245 | -54.4851
results4.txt | 6311 LINDOME 400.00 | 0.1180 | 2299.4854 | 2245 | -54.4851
results4.txt | 6312 RINGHALS 400.00 | 0.2341 | 2299.4854 | 2245 | -54.4851
results4.txt | 6313 STROMMA 400.00 | 0.1546 | 2299.4854 | 2245 | -54.4851
results4.txt | 6315 HORRED 400.00 | -0.2039 | 2299.4854 | 2245 | -54.4851
results4.txt | 6316 UDDEBO 400.00 | -0.1785 | 2299.4854 | 2245 | -54.4851
results4.txt | 6342 TENHULT 400.00 | -0.1224 | 2299.4854 | 2245 | -54.4851
results4.txt | 1053 HÄRADSBO 400.00 | -0.1280 | 2299.4854 | 2245 | -54.4851
results5.txt | PTI INTERACTIVE POWER SYSTEM SIMULATOR--PSS(R)E MON, MAY 29 2023 | 16:32 | -1619.6458 | 1571.5 | -48.1458
results5.txt | SENSITIVITY FACTORS ARE CALCULATED WITH AC | NETWORK | -1619.6458 | 1571.5 | -48.1458
results5.txt | SUBSYSTEM 'RESERV' IS USED FOR OPPOSING SYSTEM FOR MW POWER | DISPATCH | -1619.6458 | 1571.5 | -48.1458
results5.txt | SENSITIVITY FACTORS OF BRANCH FLOW (MVA) ON 6629 HALDEN 400.00 TO 6742 HASLE400 400.00 7 MORE THAN | 0.10000 | -1619.6458 | 1571.5 | -48.1458
results5.txt | <--------- BUS NAME --------> | MW-SENS | -1619.6458 | 1571.5 | -48.1458
results5.txt | 5624 HERSLEV 400.00 | -0.1539 | -1619.6458 | 1571.5 | -48.1458
results5.txt | 5642 HOVEGARD 400.00 | -0.1538 | -1619.6458 | 1571.5 | -48.1458
results5.txt | 5646 BJAEVERSKOV4400.00 | -0.1538 | -1619.6458 | 1571.5 | -48.1458
results5.txt | 5645 BJAEVERSKOV2220.00 | -0.1536 | -1619.6458 | 1571.5 | -48.1458
results5.txt | 5657 ISHOJ400 400.00 | -0.1538 | -1619.6458 | 1571.5 | -48.1458
results5.txt | 5656 ISHOJ220 220.00 | -0.1540 | -1619.6458 | 1571.5 | -48.1458
results5.txt | 5660 AVEDOREVERK 400.00 | -0.1539 | -1619.6458 | 1571.5 | -48.1458
results5.txt | 5662 ORSTEDSVERKE400.00 | -0.1540 | -1619.6458 | 1571.5 | -48.1458
results5.txt | 5671 SEGE 400.00 | -0.1443 | -1619.6458 | 1571.5 | -48.1458
results5.txt | 5672 ARRIE 400.00 | -0.1443 | -1619.6458 | 1571.5 | -48.1458
results5.txt | 5673 KRUSEBERG 400.00 | -0.1443 | -1619.6458 | 1571.5 | -48.1458
results5.txt | 5676 WIND FARM 220.00 | -0.1522 | -1619.6458 | 1571.5 | -48.1458
results5.txt | 5845 ASNAESVERK 400.00 | -0.1539 | -1619.6458 | 1571.5 | -48.1458
results5.txt | 6305 LOVISEHOLM 400.00 | -0.2857 | -1619.6458 | 1571.5 | -48.1458
results5.txt | 6306 TROLLHATTAN 400.00 | -0.1885 | -1619.6458 | 1571.5 | -48.1458
results5.txt | 6307 KILANDA 400.00 | -0.1626 | -1619.6458 | 1571.5 | -48.1458
results5.txt | 6308 HISINGEN 400.00 | -0.1622 | -1619.6458 | 1571.5 | -48.1458
results5.txt | 6309 STENKULLEN 400.00 | -0.1687 | -1619.6458 | 1571.5 | -48.1458
results5.txt | 6311 LINDOME 400.00 | -0.1654 | -1619.6458 | 1571.5 | -48.1458
results5.txt | 6312 RINGHALS 400.00 | -0.1580 | -1619.6458 | 1571.5 | -48.1458
results5.txt | 6313 STROMMA 400.00 | -0.1623 | -1619.6458 | 1571.5 | -48.1458
results5.txt | 6314 TIMMERSDALA 400.00 | -0.1313 | -1619.6458 | 1571.5 | -48.1458
results5.txt | 6315 HORRED 400.00 | -0.1558 | -1619.6458 | 1571.5 | -48.1458
results5.txt | 6316 UDDEBO 400.00 | -0.1494 | -1619.6458 | 1571.5 | -48.1458
results5.txt | 6319 KYNDBYVERKER400.00 | -0.1538 | -1619.6458 | 1571.5 | -48.1458
results5.txt | 6324 GORLOSEGARD 400.00 | -0.1534 | -1619.6458 | 1571.5 | -48.1458
results5.txt | 6330 GELNTEGARD2 400.00 | -0.1542 | -1619.6458 | 1571.5 | -48.1458
results5.txt | 6334 GLENTEGARD 400.00 | -0.1543 | -1619.6458 | 1571.5 | -48.1458
results5.txt | 6335 SODERASEN 400.00 | -0.1524 | -1619.6458 | 1571.5 | -48.1458
results5.txt | 6337 BARSEBACK 400.00 | -0.1454 | -1619.6458 | 1571.5 | -48.1458
results5.txt | 6338 HURVA 400.00 | -0.1420 | -1619.6458 | 1571.5 | -48.1458
results5.txt | 6341 KOLSTAD 400.00 | -0.1166 | -1619.6458 | 1571.5 | -48.1458
results5.txt | 6342 TENHULT 400.00 | -0.1347 | -1619.6458 | 1571.5 | -48.1458
results5.txt | 6343 BARKERYD 400.00 | -0.1247 | -1619.6458 | 1571.5 | -48.1458
results5.txt | 6345 GLAN 400.00 | -0.1047 | -1619.6458 | 1571.5 | -48.1458
results5.txt | 6346 KIMSTAD 400.00 | -0.1058 | -1619.6458 | 1571.5 | -48.1458
results5.txt | 6348 OSKARSHAMN 400.00 | -0.1212 | -1619.6458 | 1571.5 | -48.1458
results5.txt | 6349 ALVESTA 400.00 | -0.1337 | -1619.6458 | 1571.5 | -48.1458
results5.txt | 6350 HEMSJO 400.00 | -0.1330 | -1619.6458 | 1571.5 | -48.1458
results5.txt | 6351 KARLSHAMN 400.00 | -0.1330 | -1619.6458 | 1571.5 | -48.1458
results5.txt | 6354 NYBRO 400.00 | -0.1293 | -1619.6458 | 1571.5 | -48.1458
results5.txt | 6629 HALDEN 400.00 | -0.3451 | -1619.6458 | 1571.5 | -48.1458
results5.txt | 6727 ROD400 400.00 | 0.1023 | -1619.6458 | 1571.5 | -48.1458
results5.txt | 6726 ROD300 400.00 | 0.1023 | -1619.6458 | 1571.5 | -48.1458
results5.txt | 6728 GRENLAND 400.00 | 0.1021 | -1619.6458 | 1571.5 | -48.1458
results5.txt | 6730 BAMBLE400 400.00 | 0.1015 | -1619.6458 | 1571.5 | -48.1458
results5.txt | 6729 BAMBLE300 400.00 | 0.1015 | -1619.6458 | 1571.5 | -48.1458
results5.txt | 6732 FLESAKER 400.00 | 0.1024 | -1619.6458 | 1571.5 | -48.1458
results5.txt | 6734 SYLLING400 400.00 | 0.1005 | -1619.6458 | 1571.5 | -48.1458
results5.txt | 6733 SYLLING300 400.00 | 0.1005 | -1619.6458 | 1571.5 | -48.1458
results5.txt | 6737 FOLLO 400.00 | 0.1050 | -1619.6458 | 1571.5 | -48.1458
results5.txt | 6738 TVEITEN 400.00 | 0.1028 | -1619.6458 | 1571.5 | -48.1458
results5.txt | 6740 TEGNEBY400 400.00 | 0.1096 | -1619.6458 | 1571.5 | -48.1458
results5.txt | 6739 TEGNEBY300 400.00 | 0.1096 | -1619.6458 | 1571.5 | -48.1458
results5.txt | 6742 HASLE400 400.00 | 0.1144 | -1619.6458 | 1571.5 | -48.1458
results5.txt | 6741 HASLE300 400.00 | 0.1142 | -1619.6458 | 1571.5 | -48.1458
results5.txt | 7429 JOINT 220.00 | -0.1523 | -1619.6458 | 1571.5 | -48.1458
results5.txt | 1052 BREARED 400.00 | -0.1579 | -1619.6458 | 1571.5 | -48.1458
results5.txt | 1053 HÄRADSBO 400.00 | -0.1543 | -1619.6458 | 1571.5 | -48.1458
results5.txt | 9012 BAMBLE 400.00 | 0.1019 | -1619.6458 | 1571.5 | -48.1458
results5.txt | 9013 HOF 400.00 | 0.1025 | -1619.6458 | 1571.5 | -48.1458
results5.txt | 9401 HAGESKRUV 400.00 | -0.1274 | -1619.6458 | 1571.5 | -48.1458
results5.txt | 9402 INGELKÄRR 400.00 | -0.1786 | -1619.6458 | 1571.5 | -48.1458
results5.txt | 9018 TEGNEBY 301.00 | 0.1047 | -1619.6458 | 1571.5 | -48.1458
results6.txt | PTI INTERACTIVE POWER SYSTEM SIMULATOR--PSS(R)E MON, MAY 29 2023 | 16:32 | 2226.3176 | 2245 | 18.6824
results6.txt | SENSITIVITY FACTORS ARE CALCULATED WITH AC | NETWORK | 2226.3176 | 2245 | 18.6824
results6.txt | SUBSYSTEM 'RESERV' IS USED FOR OPPOSING SYSTEM FOR MW POWER | DISPATCH | 2226.3176 | 2245 | 18.6824
results6.txt | SENSITIVITY FACTORS OF BRANCH FLOW (MVA) ON 6305 LOVISEHOLM 400.00 TO 6306 TROLLHATTAN 400.00 1 MORE THAN | 0.10000 | 2226.3176 | 2245 | 18.6824
results6.txt | <--------- BUS NAME --------> | MW-SENS | 2226.3176 | 2245 | 18.6824
results6.txt | 5624 HERSLEV 400.00 | -0.1502 | 2226.3176 | 2245 | 18.6824
results6.txt | 5642 HOVEGARD 400.00 | -0.1501 | 2226.3176 | 2245 | 18.6824
results6.txt | 5646 BJAEVERSKOV4400.00 | -0.1500 | 2226.3176 | 2245 | 18.6824
results6.txt | 5645 BJAEVERSKOV2220.00 | -0.1499 | 2226.3176 | 2245 | 18.6824
results6.txt | 5657 ISHOJ400 400.00 | -0.1501 | 2226.3176 | 2245 | 18.6824
results6.txt | 5656 ISHOJ220 220.00 | -0.1502 | 2226.3176 | 2245 | 18.6824
results6.txt | 5660 AVEDOREVERK 400.00 | -0.1502 | 2226.3176 | 2245 | 18.6824
results6.txt | 5662 ORSTEDSVERKE400.00 | -0.1503 | 2226.3176 | 2245 | 18.6824
results6.txt | 5671 SEGE 400.00 | -0.1408 | 2226.3176 | 2245 | 18.6824
results6.txt | 5672 ARRIE 400.00 | -0.1408 | 2226.3176 | 2245 | 18.6824
results6.txt | 5673 KRUSEBERG 400.00 | -0.1408 | 2226.3176 | 2245 | 18.6824
results6.txt | 5676 WIND FARM 220.00 | -0.1485 | 2226.3176 | 2245 | 18.6824
results6.txt | 5845 ASNAESVERK 400.00 | -0.1501 | 2226.3176 | 2245 | 18.6824
results6.txt | 6305 LOVISEHOLM 400.00 | 0.2193 | 2226.3176 | 2245 | 18.6824
results6.txt | 6306 TROLLHATTAN 400.00 | -0.1840 | 2226.3176 | 2245 | 18.6824
results6.txt | 6307 KILANDA 400.00 | -0.1587 | 2226.3176 | 2245 | 18.6824
results6.txt | 6308 HISINGEN 400.00 | -0.1583 | 2226.3176 | 2245 | 18.6824
results6.txt | 6309 STENKULLEN 400.00 | -0.1646 | 2226.3176 | 2245 | 18.6824
results6.txt | 6311 LINDOME 400.00 | -0.1615 | 2226.3176 | 2245 | 18.6824
results6.txt | 6312 RINGHALS 400.00 | -0.1542 | 2226.3176 | 2245 | 18.6824
results6.txt | 6313 STROMMA 400.00 | -0.1584 | 2226.3176 | 2245 | 18.6824
results6.txt | 6314 TIMMERSDALA 400.00 | -0.1282 | 2226.3176 | 2245 | 18.6824
results6.txt | 6315 HORRED 400.00 | -0.1520 | 2226.3176 | 2245 | 18.6824
results6.txt | 6316 UDDEBO 400.00 | -0.1458 | 2226.3176 | 2245 | 18.6824
results6.txt | 6319 KYNDBYVERKER400.00 | -0.1500 | 2226.3176 | 2245 | 18.6824
results6.txt | 6324 GORLOSEGARD 400.00 | -0.1497 | 2226.3176 | 2245 | 18.6824
results6.txt | 6330 GELNTEGARD2 400.00 | -0.1505 | 2226.3176 | 2245 | 18.6824
results6.txt | 6334 GLENTEGARD 400.00 | -0.1506 | 2226.3176 | 2245 | 18.6824
results6.txt | 6335 SODERASEN 400.00 | -0.1487 | 2226.3176 | 2245 | 18.6824
results6.txt | 6337 BARSEBACK 400.00 | -0.1419 | 2226.3176 | 2245 | 18.6824
results6.txt | 6338 HURVA 400.00 | -0.1386 | 2226.3176 | 2245 | 18.6824
results6.txt | 6341 KOLSTAD 400.00 | -0.1138 | 2226.3176 | 2245 | 18.6824
results6.txt | 6342 TENHULT 400.00 | -0.1315 | 2226.3176 | 2245 | 18.6824
results6.txt | 6343 BARKERYD 400.00 | -0.1217 | 2226.3176 | 2245 | 18.6824
results6.txt | 6345 GLAN 400.00 | -0.1022 | 2226.3176 | 2245 | 18.6824
results6.txt | 6346 KIMSTAD 400.00 | -0.1032 | 2226.3176 | 2245 | 18.6824
results6.txt | 6348 OSKARSHAMN 400.00 | -0.1183 | 2226.3176 | 2245 | 18.6824
results6.txt | 6349 ALVESTA 400.00 | -0.1304 | 2226.3176 | 2245 | 18.6824
results6.txt | 6350 HEMSJO 400.00 | -0.1298 | 2226.3176 | 2245 | 18.6824
results6.txt | 6351 KARLSHAMN 400.00 | -0.1298 | 2226.3176 | 2245 | 18.6824
results6.txt | 6354 NYBRO 400.00 | -0.1262 | 2226.3176 | 2245 | 18.6824
results6.txt | 6629 HALDEN 400.00 | 0.1481 | 2226.3176 | 2245 | 18.6824
results6.txt | 6737 FOLLO 400.00 | 0.1024 | 2226.3176 | 2245 | 18.6824
results6.txt | 6738 TVEITEN 400.00 | 0.1003 | 2226.3176 | 2245 | 18.6824
results6.txt | 6740 TEGNEBY400 400.00 | 0.1070 | 2226.3176 | 2245 | 18.6824
results6.txt | 6739 TEGNEBY300 400.00 | 0.1069 | 2226.3176 | 2245 | 18.6824
results6.txt | 6742 HASLE400 400.00 | 0.1116 | 2226.3176 | 2245 | 18.6824
results6.txt | 6741 HASLE300 400.00 | 0.1114 | 2226.3176 | 2245 | 18.6824
results6.txt | 7429 JOINT 220.00 | -0.1486 | 2226.3176 | 2245 | 18.6824
results6.txt | 1052 BREARED 400.00 | -0.1541 | 2226.3176 | 2245 | 18.6824
results6.txt | 1053 HÄRADSBO 400.00 | -0.1506 | 2226.3176 | 2245 | 18.6824
results6.txt | 9013 HOF 400.00 | 0.1001 | 2226.3176 | 2245 | 18.6824
results6.txt | 9401 HAGESKRUV 400.00 | -0.1243 | 2226.3176 | 2245 | 18.6824
results6.txt | 9402 INGELKÄRR 400.00 | -0.1743 | 2226.3176 | 2245 | 18.6824
results6.txt | 9018 TEGNEBY 301.00 | 0.1022 | 2226.3176 | 2245 | 18.6824
results7.txt | PTI INTERACTIVE POWER SYSTEM SIMULATOR--PSS(R)E MON, MAY 29 2023 | 16:32 | 2226.3176 | 2245 | 18.6824
results7.txt | SENSITIVITY FACTORS ARE CALCULATED WITH AC | NETWORK | 2226.3176 | 2245 | 18.6824
results7.txt | SUBSYSTEM 'RESERV' IS USED FOR OPPOSING SYSTEM FOR MW POWER | DISPATCH | 2226.3176 | 2245 | 18.6824
results7.txt | SENSITIVITY FACTORS OF BRANCH FLOW (MVA) ON 6305 LOVISEHOLM 400.00 TO 6306 TROLLHATTAN 400.00 5 MORE THAN | 0.10000 | 2226.3176 | 2245 | 18.6824
results7.txt | <--------- BUS NAME --------> | MW-SENS | 2226.3176 | 2245 | 18.6824
results7.txt | 5624 HERSLEV 400.00 | -0.1502 | 2226.3176 | 2245 | 18.6824
results7.txt | 5642 HOVEGARD 400.00 | -0.1501 | 2226.3176 | 2245 | 18.6824
results7.txt | 5646 BJAEVERSKOV4400.00 | -0.1500 | 2226.3176 | 2245 | 18.6824
results7.txt | 5645 BJAEVERSKOV2220.00 | -0.1499 | 2226.3176 | 2245 | 18.6824
results7.txt | 5657 ISHOJ400 400.00 | -0.1501 | 2226.3176 | 2245 | 18.6824
results7.txt | 5656 ISHOJ220 220.00 | -0.1502 | 2226.3176 | 2245 | 18.6824
results7.txt | 5660 AVEDOREVERK 400.00 | -0.1502 | 2226.3176 | 2245 | 18.6824
results7.txt | 5662 ORSTEDSVERKE400.00 | -0.1503 | 2226.3176 | 2245 | 18.6824
results7.txt | 5671 SEGE 400.00 | -0.1408 | 2226.3176 | 2245 | 18.6824
results7.txt | 5672 ARRIE 400.00 | -0.1408 | 2226.3176 | 2245 | 18.6824
results7.txt | 5673 KRUSEBERG 400.00 | -0.1408 | 2226.3176 | 2245 | 18.6824
results7.txt | 5676 WIND FARM 220.00 | -0.1485 | 2226.3176 | 2245 | 18.6824
results7.txt | 5845 ASNAESVERK 400.00 | -0.1501 | 2226.3176 | 2245 | 18.6824
results7.txt | 6305 LOVISEHOLM 400.00 | 0.2193 | 2226.3176 | 2245 | 18.6824
results7.txt | 6306 TROLLHATTAN 400.00 | -0.1840 | 2226.3176 | 2245 | 18.6824
results7.txt | 6307 KILANDA 400.00 | -0.1587 | 2226.3176 | 2245 | 18.6824
results7.txt | 6308 HISINGEN 400.00 | -0.1583 | 2226.3176 | 2245 | 18.6824
results7.txt | 6309 STENKULLEN 400.00 | -0.1646 | 2226.3176 | 2245 | 18.6824
results7.txt | 6311 LINDOME 400.00 | -0.1615 | 2226.3176 | 2245 | 18.6824
results7.txt | 6312 RINGHALS 400.00 | -0.1542 | 2226.3176 | 2245 | 18.6824
results7.txt | 6313 STROMMA 400.00 | -0.1584 | 2226.3176 | 2245 | 18.6824
results7.txt | 6314 TIMMERSDALA 400.00 | -0.1282 | 2226.3176 | 2245 | 18.6824
results7.txt | 6315 HORRED 400.00 | -0.1520 | 2226.3176 | 2245 | 18.6824
results7.txt | 6316 UDDEBO 400.00 | -0.1458 | 2226.3176 | 2245 | 18.6824
results7.txt | 6319 KYNDBYVERKER400.00 | -0.1500 | 2226.3176 | 2245 | 18.6824
results7.txt | 6324 GORLOSEGARD 400.00 | -0.1497 | 2226.3176 | 2245 | 18.6824
results7.txt | 6330 GELNTEGARD2 400.00 | -0.1505 | 2226.3176 | 2245 | 18.6824
results7.txt | 6334 GLENTEGARD 400.00 | -0.1506 | 2226.3176 | 2245 | 18.6824
results7.txt | 6335 SODERASEN 400.00 | -0.1487 | 2226.3176 | 2245 | 18.6824
results7.txt | 6337 BARSEBACK 400.00 | -0.1419 | 2226.3176 | 2245 | 18.6824
results7.txt | 6338 HURVA 400.00 | -0.1386 | 2226.3176 | 2245 | 18.6824
results7.txt | 6341 KOLSTAD 400.00 | -0.1138 | 2226.3176 | 2245 | 18.6824
results7.txt | 6342 TENHULT 400.00 | -0.1315 | 2226.3176 | 2245 | 18.6824
results7.txt | 6343 BARKERYD 400.00 | -0.1217 | 2226.3176 | 2245 | 18.6824
results7.txt | 6345 GLAN 400.00 | -0.1022 | 2226.3176 | 2245 | 18.6824
results7.txt | 6346 KIMSTAD 400.00 | -0.1032 | 2226.3176 | 2245 | 18.6824
results7.txt | 6348 OSKARSHAMN 400.00 | -0.1183 | 2226.3176 | 2245 | 18.6824
results7.txt | 6349 ALVESTA 400.00 | -0.1304 | 2226.3176 | 2245 | 18.6824
results7.txt | 6350 HEMSJO 400.00 | -0.1298 | 2226.3176 | 2245 | 18.6824
results7.txt | 6351 KARLSHAMN 400.00 | -0.1298 | 2226.3176 | 2245 | 18.6824
results7.txt | 6354 NYBRO 400.00 | -0.1262 | 2226.3176 | 2245 | 18.6824
results7.txt | 6629 HALDEN 400.00 | 0.1481 | 2226.3176 | 2245 | 18.6824
results7.txt | 6737 FOLLO 400.00 | 0.1024 | 2226.3176 | 2245 | 18.6824
results7.txt | 6738 TVEITEN 400.00 | 0.1003 | 2226.3176 | 2245 | 18.6824
results7.txt | 6740 TEGNEBY400 400.00 | 0.1070 | 2226.3176 | 2245 | 18.6824
results7.txt | 6739 TEGNEBY300 400.00 | 0.1069 | 2226.3176 | 2245 | 18.6824
results7.txt | 6742 HASLE400 400.00 | 0.1116 | 2226.3176 | 2245 | 18.6824
results7.txt | 6741 HASLE300 400.00 | 0.1114 | 2226.3176 | 2245 | 18.6824
results7.txt | 7429 JOINT 220.00 | -0.1486 | 2226.3176 | 2245 | 18.6824
results7.txt | 1052 BREARED 400.00 | -0.1541 | 2226.3176 | 2245 | 18.6824
results7.txt | 1053 HÄRADSBO 400.00 | -0.1506 | 2226.3176 | 2245 | 18.6824
results7.txt | 9013 HOF 400.00 | 0.1001 | 2226.3176 | 2245 | 18.6824
results7.txt | 9401 HAGESKRUV 400.00 | -0.1243 | 2226.3176 | 2245 | 18.6824
results7.txt | 9402 INGELKÄRR 400.00 | -0.1743 | 2226.3176 | 2245 | 18.6824
results7.txt | 9018 TEGNEBY 301.00 | 0.1022 | 2226.3176 | 2245 | 18.6824
results8.txt | PTI INTERACTIVE POWER SYSTEM SIMULATOR--PSS(R)E MON, MAY 29 2023 | 16:32 | -717.9569 | 746 | 28.0432
results8.txt | SENSITIVITY FACTORS ARE CALCULATED WITH AC | NETWORK | -717.9569 | 746 | 28.0432
results8.txt | SUBSYSTEM 'RESERV' IS USED FOR OPPOSING SYSTEM FOR MW POWER | DISPATCH | -717.9569 | 746 | 28.0432
results8.txt | SENSITIVITY FACTORS OF BRANCH FLOW (MVA) ON 6694 FORRE 400.00 TO 6697 LYSE300 400.00 4 MORE THAN | 0.10000 | -717.9569 | 746 | 28.0432
results8.txt | <--------- BUS NAME --------> | MW-SENS | -717.9569 | 746 | 28.0432
results8.txt | 6694 FORRE 400.00 | -0.5977 | -717.9569 | 746 | 28.0432
results8.txt | 6698 LYSE400 400.00 | 0.1323 | -717.9569 | 746 | 28.0432
results8.txt | 6697 LYSE300 400.00 | 0.1339 | -717.9569 | 746 | 28.0432
results8.txt | 6699 DUGE 301.00 | 0.1000 | -717.9569 | 746 | 28.0432
results8.txt | 6700 TJORHOM 400.00 | 0.1335 | -717.9569 | 746 | 28.0432
results8.txt | 9020 LYSE 301.00 | 0.1055 | -717.9569 | 746 | 28.0432
results9.txt | PTI INTERACTIVE POWER SYSTEM SIMULATOR--PSS(R)E MON, MAY 29 2023 | 16:32 | 2143.8774 | 2245 | 101.1223
results9.txt | SENSITIVITY FACTORS ARE CALCULATED WITH AC | NETWORK | 2143.8774 | 2245 | 101.1223
results9.txt | SUBSYSTEM 'RESERV' IS USED FOR OPPOSING SYSTEM FOR MW POWER | DISPATCH | 2143.8774 | 2245 | 101.1223
results9.txt | SENSITIVITY FACTORS OF BRANCH FLOW (MVA) ON 6741 HASLE300 400.00 TO 6742 HASLE400 400.00 3 MORE THAN | 0.10000 | 2143.8774 | 2245 | 101.1223
results9.txt | <--------- BUS NAME --------> | MW-SENS | 2143.8774 | 2245 | 101.1223
results9.txt | 6737 FOLLO 400.00 | 0.1040 | 2143.8774 | 2245 | 101.1223
results9.txt | 6740 TEGNEBY400 400.00 | 0.1122 | 2143.8774 | 2245 | 101.1223
results9.txt | 6739 TEGNEBY300 400.00 | 0.1206 | 2143.8774 | 2245 | 101.1223
results9.txt | 6741 HASLE300 400.00 | 0.4137 | 2143.8774 | 2245 | 101.1223
results9.txt | 9018 TEGNEBY 301.00 | 0.1097 | 2143.8774 | 2245 | 101.1223
results10.txt | PTI INTERACTIVE POWER SYSTEM SIMULATOR--PSS(R)E MON, MAY 29 2023 | 16:32 | 2143.8774 | 2245 | 101.1223
results10.txt | SENSITIVITY FACTORS ARE CALCULATED WITH AC | NETWORK | 2143.8774 | 2245 | 101.1223
results10.txt | SUBSYSTEM 'RESERV' IS USED FOR OPPOSING SYSTEM FOR MW POWER | DISPATCH | 2143.8774 | 2245 | 101.1223
results10.txt | SENSITIVITY FACTORS OF BRANCH FLOW (MVA) ON 6741 HASLE300 400.00 TO 6742 HASLE400 400.00 6 MORE THAN | 0.10000 | 2143.8774 | 2245 | 101.1223
results10.txt | <--------- BUS NAME --------> | MW-SENS | 2143.8774 | 2245 | 101.1223
results10.txt | 6737 FOLLO 400.00 | 0.1040 | 2143.8774 | 2245 | 101.1223
results10.txt | 6740 TEGNEBY400 400.00 | 0.1122 | 2143.8774 | 2245 | 101.1223
results10.txt | 6739 TEGNEBY300 400.00 | 0.1206 | 2143.8774 | 2245 | 101.1223
results10.txt | 6741 HASLE300 400.00 | 0.4137 | 2143.8774 | 2245 | 101.1223
results10.txt | 9018 TEGNEBY 301.00 | 0.1097 | 2143.8774 | 2245 | 101.1223
results11.txt | PTI INTERACTIVE POWER SYSTEM SIMULATOR--PSS(R)E MON, MAY 29 2023 | 16:32 | 1450.6555 | 1571.5 | 120.8445
results11.txt | SENSITIVITY FACTORS ARE CALCULATED WITH AC | NETWORK | 1450.6555 | 1571.5 | 120.8445
results11.txt | SUBSYSTEM 'RESERV' IS USED FOR OPPOSING SYSTEM FOR MW POWER | DISPATCH | 1450.6555 | 1571.5 | 120.8445
results11.txt | SENSITIVITY FACTORS OF BRANCH FLOW (MVA) ON 6316 UDDEBO 400.00 TO 6342 TENHULT 400.00 2 MORE THAN | 0.10000 | 1450.6555 | 1571.5 | 120.8445
results11.txt | <--------- BUS NAME --------> | MW-SENS | 1450.6555 | 1571.5 | 120.8445
results11.txt | 6305 LOVISEHOLM 400.00 | 0.1108 | 1450.6555 | 1571.5 | 120.8445
results11.txt | 6306 TROLLHATTAN 400.00 | 0.1374 | 1450.6555 | 1571.5 | 120.8445
results11.txt | 6307 KILANDA 400.00 | 0.1582 | 1450.6555 | 1571.5 | 120.8445
results11.txt | 6308 HISINGEN 400.00 | 0.1574 | 1450.6555 | 1571.5 | 120.8445
results11.txt | 6309 STENKULLEN 400.00 | 0.1550 | 1450.6555 | 1571.5 | 120.8445
results11.txt | 6311 LINDOME 400.00 | 0.1739 | 1450.6555 | 1571.5 | 120.8445
results11.txt | 6312 RINGHALS 400.00 | 0.2256 | 1450.6555 | 1571.5 | 120.8445
results11.txt | 6313 STROMMA 400.00 | 0.1893 | 1450.6555 | 1571.5 | 120.8445
results11.txt | 6315 HORRED 400.00 | 0.2595 | 1450.6555 | 1571.5 | 120.8445
results11.txt | 6316 UDDEBO 400.00 | 0.3812 | 1450.6555 | 1571.5 | 120.8445
results11.txt | 6341 KOLSTAD 400.00 | -0.2415 | 1450.6555 | 1571.5 | 120.8445
results11.txt | 6342 TENHULT 400.00 | -0.3934 | 1450.6555 | 1571.5 | 120.8445
results11.txt | 6343 BARKERYD 400.00 | -0.3086 | 1450.6555 | 1571.5 | 120.8445
results11.txt | 6345 GLAN 400.00 | -0.1461 | 1450.6555 | 1571.5 | 120.8445
results11.txt | 6346 KIMSTAD 400.00 | -0.1350 | 1450.6555 | 1571.5 | 120.8445
results11.txt | 6348 OSKARSHAMN 400.00 | -0.1480 | 1450.6555 | 1571.5 | 120.8445
results11.txt | 6349 ALVESTA 400.00 | -0.1833 | 1450.6555 | 1571.5 | 120.8445
results11.txt | 6350 HEMSJO 400.00 | -0.1383 | 1450.6555 | 1571.5 | 120.8445
results11.txt | 6351 KARLSHAMN 400.00 | -0.1383 | 1450.6555 | 1571.5 | 120.8445
results11.txt | 6354 NYBRO 400.00 | -0.1424 | 1450.6555 | 1571.5 | 120.8445
results11.txt | 6600 AKER 400.00 | -0.1089 | 1450.6555 | 1571.5 | 120.8445
results11.txt | 6642 OSTANSJO 400.00 | -0.1013 | 1450.6555 | 1571.5 | 120.8445
results11.txt | 6646 HEDENLUNDA 400.00 | -0.1257 | 1450.6555 | 1571.5 | 120.8445
results11.txt | 1052 BREARED 400.00 | 0.1326 | 1450.6555 | 1571.5 | 120.8445
results11.txt | 1053 HÄRADSBO 400.00 | 0.1678 | 1450.6555 | 1571.5 | 120.8445
results11.txt | 9401 HAGESKRUV 400.00 | -0.1655 | 1450.6555 | 1571.5 | 120.8445
results11.txt | 9402 INGELKÄRR 400.00 | 0.1461 | 1450.6555 | 1571.5 | 120.8445
results12.txt | PTI INTERACTIVE POWER SYSTEM SIMULATOR--PSS(R)E MON, MAY 29 2023 | 16:32 | 1413.0608 | 1571.5 | 158.4391
results12.txt | SENSITIVITY FACTORS ARE CALCULATED WITH AC | NETWORK | 1413.0608 | 1571.5 | 158.4391
results12.txt | SUBSYSTEM 'RESERV' IS USED FOR OPPOSING SYSTEM FOR MW POWER | DISPATCH | 1413.0608 | 1571.5 | 158.4391
results12.txt | SENSITIVITY FACTORS OF BRANCH FLOW (MVA) ON 6658 LEIRDOLA 400.00 TO 6660 FARDAL300 400.00 3 MORE THAN | 0.10000 | 1413.0608 | 1571.5 | 158.4391
results12.txt | <--------- BUS NAME --------> | MW-SENS | 1413.0608 | 1571.5 | 158.4391
results12.txt | 6657 JOSTEDAL 400.00 | 0.9997 | 1413.0608 | 1571.5 | 158.4391
results12.txt | 6658 LEIRDOLA 400.00 | 1.0012 | 1413.0608 | 1571.5 | 158.4391
results12.txt | 6666 SKAGEN-FOTUN400.00 | 0.9934 | 1413.0608 | 1571.5 | 158.4391
results13.txt | PTI INTERACTIVE POWER SYSTEM SIMULATOR--PSS(R)E MON, MAY 29 2023 | 16:32 | 2063.7981 | 2245 | 181.2017
results13.txt | SENSITIVITY FACTORS ARE CALCULATED WITH AC | NETWORK | 2063.7981 | 2245 | 181.2017
results13.txt | SUBSYSTEM 'RESERV' IS USED FOR OPPOSING SYSTEM FOR MW POWER | DISPATCH | 2063.7981 | 2245 | 181.2017
results13.txt | SENSITIVITY FACTORS OF BRANCH FLOW (MVA) ON 6838 RAMSELE 400.00 TO 6839 KILFORSEN 400.00 3 MORE THAN | 0.10000 | 2063.7981 | 2245 | 181.2017
results13.txt | <--------- BUS NAME --------> | MW-SENS | 2063.7981 | 2245 | 181.2017
results13.txt | 6580 SODERALA 220.00 | -0.1748 | 2063.7981 | 2245 | 181.2017
results13.txt | 6581 ANGSBERG 400.00 | -0.1703 | 2063.7981 | 2245 | 181.2017
results13.txt | 6583 STACKBO400 400.00 | -0.1710 | 2063.7981 | 2245 | 181.2017
results13.txt | 6582 STACKBO220 220.00 | -0.1717 | 2063.7981 | 2245 | 181.2017
results13.txt | 6584 VALBO 220.00 | -0.1723 | 2063.7981 | 2245 | 181.2017
results13.txt | 6585 FINNBOLEHVDC400.00 | -0.1701 | 2063.7981 | 2245 | 181.2017
results13.txt | 6586 FINNBOLEHVDC400.00 | -0.1699 | 2063.7981 | 2245 | 181.2017
results13.txt | 6588 UNTRA 220.00 | -0.1732 | 2063.7981 | 2245 | 181.2017
results13.txt | 6589 DANNEBO 400.00 | -0.1651 | 2063.7981 | 2245 | 181.2017
results13.txt | 6591 FORSMARK 400.00 | -0.1647 | 2063.7981 | 2245 | 181.2017
results13.txt | 6592 STARFORS 220.00 | -0.1832 | 2063.7981 | 2245 | 181.2017
results13.txt | 6594 HAMRA400 400.00 | -0.1616 | 2063.7981 | 2245 | 181.2017
results13.txt | 6593 HAMRA220 220.00 | -0.1608 | 2063.7981 | 2245 | 181.2017
results13.txt | 6595 BREDAKER 220.00 | -0.1697 | 2063.7981 | 2245 | 181.2017
results13.txt | 6597 TUNA400 400.00 | -0.1661 | 2063.7981 | 2245 | 181.2017
results13.txt | 6596 TUNA220 220.00 | -0.1690 | 2063.7981 | 2245 | 181.2017
results13.txt | 6598 BOLANDERNA 220.00 | -0.1682 | 2063.7981 | 2245 | 181.2017
results13.txt | 6599 PLENNINGE 220.00 | -0.1678 | 2063.7981 | 2245 | 181.2017
results13.txt | 6600 AKER 400.00 | -0.1289 | 2063.7981 | 2245 | 181.2017
results13.txt | 6602 KOLBOTTEN400400.00 | -0.1571 | 2063.7981 | 2245 | 181.2017
results13.txt | 6601 KOLBOTTEN220220.00 | -0.1598 | 2063.7981 | 2245 | 181.2017
results13.txt | 6603 ODENSALA 400.00 | -0.1640 | 2063.7981 | 2245 | 181.2017
results13.txt | 6605 STOCKHOLM400400.00 | -0.1642 | 2063.7981 | 2245 | 181.2017
results13.txt | 6604 STOCKHOLM220220.00 | -0.1603 | 2063.7981 | 2245 | 181.2017
results13.txt | 6606 HALL 400.00 | -0.1524 | 2063.7981 | 2245 | 181.2017
results13.txt | 6608 EKUDDEN400 400.00 | -0.1529 | 2063.7981 | 2245 | 181.2017
results13.txt | 6607 EKUDDEN220 220.00 | -0.1593 | 2063.7981 | 2245 | 181.2017
results13.txt | 6609 SOLBERGA 220.00 | -0.1594 | 2063.7981 | 2245 | 181.2017
results13.txt | 6610 GRASKA 220.00 | -0.1703 | 2063.7981 | 2245 | 181.2017
results13.txt | 6611 HALLSTAVIK 220.00 | -0.1703 | 2063.7981 | 2245 | 181.2017
results13.txt | 6613 MALSTA 220.00 | -0.1708 | 2063.7981 | 2245 | 181.2017
results13.txt | 6614 VALLENTUNA 220.00 | -0.1611 | 2063.7981 | 2245 | 181.2017
results13.txt | 6630 BORGVIK 400.00 | 0.1256 | 2063.7981 | 2245 | 181.2017
results13.txt | 6633 DÖNJE 220.00 | -0.1766 | 2063.7981 | 2245 | 181.2017
results13.txt | 6634 OCKELBO 220.00 | -0.1814 | 2063.7981 | 2245 | 181.2017
results13.txt | 6635 HOFORS 220.00 | -0.1882 | 2063.7981 | 2245 | 181.2017
results13.txt | 6636 HORNDAL 220.00 | -0.1803 | 2063.7981 | 2245 | 181.2017
results13.txt | 6643 FINNSLATTEN 220.00 | -0.1245 | 2063.7981 | 2245 | 181.2017
results13.txt | 6644 HIMMETA 220.00 | -0.1019 | 2063.7981 | 2245 | 181.2017
results13.txt | 6645 AROSVERKET 220.00 | -0.1020 | 2063.7981 | 2245 | 181.2017
results13.txt | 6646 HEDENLUNDA 400.00 | -0.1048 | 2063.7981 | 2245 | 181.2017
results13.txt | 6712 OVREVINSTRA 400.00 | 0.1044 | 2063.7981 | 2245 | 181.2017
results13.txt | 6791 TRATTBERGET 220.00 | -0.1056 | 2063.7981 | 2245 | 181.2017
results13.txt | 6792 HÄLLBY 220.00 | -0.1056 | 2063.7981 | 2245 | 181.2017
results13.txt | 6793 DEGERFORSEN 220.00 | -0.1028 | 2063.7981 | 2245 | 181.2017
results13.txt | 6794 GUSELE 220.00 | -0.1058 | 2063.7981 | 2245 | 181.2017
results13.txt | 6796 BETÅSEN400 400.00 | -0.2599 | 2063.7981 | 2245 | 181.2017
results13.txt | 6795 BETÅSEN220 220.00 | -0.1356 | 2063.7981 | 2245 | 181.2017
results13.txt | 6802 HJÄLTA 400.00 | -0.2129 | 2063.7981 | 2245 | 181.2017
results13.txt | 6803 MOLIDEN 400.00 | -0.1616 | 2063.7981 | 2245 | 181.2017
results13.txt | 6805 NYSATER 400.00 | -0.2124 | 2063.7981 | 2245 | 181.2017
results13.txt | 6807 BANDSJO 400.00 | -0.2124 | 2063.7981 | 2245 | 181.2017
results13.txt | 6809 STORNORRFORS400.00 | -0.1567 | 2063.7981 | 2245 | 181.2017
results13.txt | 6812 OGNDAL 400.00 | 0.1203 | 2063.7981 | 2245 | 181.2017
results13.txt | 6814 VERDAL400 400.00 | 0.1236 | 2063.7981 | 2245 | 181.2017
results13.txt | 6813 VERDAL300 400.00 | 0.1236 | 2063.7981 | 2245 | 181.2017
results13.txt | 6815 HÖGÅSEN 400.00 | 0.1761 | 2063.7981 | 2245 | 181.2017
results13.txt | 6816 JUVLEN 220.00 | 0.1849 | 2063.7981 | 2245 | 181.2017
results13.txt | 6817 STENSJÖN 220.00 | 0.1830 | 2063.7981 | 2245 | 181.2017
results13.txt | 6818 OLDEN 220.00 | 0.1831 | 2063.7981 | 2245 | 181.2017
results13.txt | 6820 JÄRPSTR400 400.00 | 0.1902 | 2063.7981 | 2245 | 181.2017
results13.txt | 6819 JÄRPSTR220 220.00 | 0.1870 | 2063.7981 | 2245 | 181.2017
results13.txt | 6821 MÖRSIL 220.00 | 0.1850 | 2063.7981 | 2245 | 181.2017
results13.txt | 6822 SÄLLSJÖ 220.00 | 0.1846 | 2063.7981 | 2245 | 181.2017
results13.txt | 6826 KATTSTRUPEF 220.00 | 0.1793 | 2063.7981 | 2245 | 181.2017
results13.txt | 6828 MIDSKOG400 400.00 | 0.2253 | 2063.7981 | 2245 | 181.2017
results13.txt | 6827 MIDSKOG220 220.00 | 0.1808 | 2063.7981 | 2245 | 181.2017
results13.txt | 6829 HAVSNÄS 220.00 | -0.1001 | 2063.7981 | 2245 | 181.2017
results13.txt | 6830 STORFINNSF 400.00 | 0.2245 | 2063.7981 | 2245 | 181.2017
results13.txt | 6831 LÅNGBJÖRN220220.00 | -0.1015 | 2063.7981 | 2245 | 181.2017
results13.txt | 6833 LASELE 220.00 | -0.1145 | 2063.7981 | 2245 | 181.2017
results13.txt | 6834 STUGUN 220.00 | 0.1499 | 2063.7981 | 2245 | 181.2017
results13.txt | 6835 NÄVEREDE 220.00 | 0.1640 | 2063.7981 | 2245 | 181.2017
results13.txt | 6836 GAMMALÄNGE 220.00 | 0.1295 | 2063.7981 | 2245 | 181.2017
results13.txt | 6837 KRÅNGEDE 220.00 | 0.1296 | 2063.7981 | 2245 | 181.2017
results13.txt | 6872 AURA2300 400.00 | 0.1164 | 2063.7981 | 2245 | 181.2017
results13.txt | 6838 RAMSELE 400.00 | 0.4306 | 2063.7981 | 2245 | 181.2017
results13.txt | 6839 KILFORSEN 400.00 | -0.2926 | 2063.7981 | 2245 | 181.2017
results13.txt | 6840 SVARTHÅLSF 220.00 | 0.1203 | 2063.7981 | 2245 | 181.2017
results13.txt | 6843 RATANSKV400 400.00 | 0.1682 | 2063.7981 | 2245 | 181.2017
results13.txt | 6844 RATAN 400.00 | 0.1732 | 2063.7981 | 2245 | 181.2017
results13.txt | 6847 BRACKE 220.00 | 0.1303 | 2063.7981 | 2245 | 181.2017
results13.txt | 6850 MORTTJARNB 220.00 | 0.1303 | 2063.7981 | 2245 | 181.2017
results13.txt | 6854 LJUSDAL 220.00 | -0.1791 | 2063.7981 | 2245 | 181.2017
results13.txt | 6855 FRAERNA 400.00 | 0.1151 | 2063.7981 | 2245 | 181.2017
results13.txt | 6856 ORSKOG 400.00 | 0.1093 | 2063.7981 | 2245 | 181.2017
results13.txt | 6857 ORSTA 400.00 | 0.1049 | 2063.7981 | 2245 | 181.2017
results13.txt | 6858 ISTAD 400.00 | 0.1151 | 2063.7981 | 2245 | 181.2017
results13.txt | 6859 AURA1 400.00 | 0.1161 | 2063.7981 | 2245 | 181.2017
results13.txt | 6860 GRYTTEN 400.00 | 0.1133 | 2063.7981 | 2245 | 181.2017
results13.txt | 6861 SNILLDAL 400.00 | 0.1181 | 2063.7981 | 2245 | 181.2017
results13.txt | 6862 SURNA 400.00 | 0.1193 | 2063.7981 | 2245 | 181.2017
results13.txt | 6863 HOFSTAD 400.00 | 0.1143 | 2063.7981 | 2245 | 181.2017
results13.txt | 6864 ÅFJORD 400.00 | 0.1161 | 2063.7981 | 2245 | 181.2017
results13.txt | 6866 ORKDAL400 400.00 | 0.1279 | 2063.7981 | 2245 | 181.2017
results13.txt | 6865 ORKDAL300 400.00 | 0.1279 | 2063.7981 | 2245 | 181.2017
results13.txt | 6867 STRINDA 400.00 | 0.1321 | 2063.7981 | 2245 | 181.2017
results13.txt | 6869 KLAEBU400 400.00 | 0.1330 | 2063.7981 | 2245 | 181.2017
results13.txt | 6868 KLAEBU300 400.00 | 0.1330 | 2063.7981 | 2245 | 181.2017
results13.txt | 6871 EIDUM400 400.00 | 0.1301 | 2063.7981 | 2245 | 181.2017
results13.txt | 6870 EIDUM300 400.00 | 0.1301 | 2063.7981 | 2245 | 181.2017
results13.txt | 6874 VÅGÅMO 400.00 | 0.1092 | 2063.7981 | 2245 | 181.2017
results13.txt | 6924 JUKTAN/BLAIK400.00 | 0.2021 | 2063.7981 | 2245 | 181.2017
results13.txt | 6926 GRUNDFORS400400.00 | 0.2018 | 2063.7981 | 2245 | 181.2017
results13.txt | 6925 GRUNDFORS220220.00 | 0.1881 | 2063.7981 | 2245 | 181.2017
results13.txt | 6927 STENKULLAFOR220.00 | -0.1052 | 2063.7981 | 2245 | 181.2017
results13.txt | 6928 ÅSELE 220.00 | -0.1051 | 2063.7981 | 2245 | 181.2017
results13.txt | 6929 TUGGEN 400.00 | -0.1460 | 2063.7981 | 2245 | 181.2017
results13.txt | 6932 VAGFORS 400.00 | -0.1154 | 2063.7981 | 2245 | 181.2017
results13.txt | 6934 NEDRERÖS220 220.00 | 0.1089 | 2063.7981 | 2245 | 181.2017
results13.txt | 6938 NAMSOS 400.00 | 0.1122 | 2063.7981 | 2245 | 181.2017
results13.txt | 6939 KOLSVIK 400.00 | 0.1039 | 2063.7981 | 2245 | 181.2017
results13.txt | 6940 NAMSKOGEN 400.00 | 0.1041 | 2063.7981 | 2245 | 181.2017
results13.txt | 6942 TUNNSJO400 400.00 | 0.1060 | 2063.7981 | 2245 | 181.2017
results13.txt | 6941 TUNNSJO300 400.00 | 0.1060 | 2063.7981 | 2245 | 181.2017
results13.txt | 6945 GEJMÅN 220.00 | 0.1334 | 2063.7981 | 2245 | 181.2017
results13.txt | 6946 AJAURE 220.00 | 0.1503 | 2063.7981 | 2245 | 181.2017
results13.txt | 6947 GARDIKFORS 220.00 | 0.1623 | 2063.7981 | 2245 | 181.2017
results13.txt | 7061 NEA 400.00 | 0.1565 | 2063.7981 | 2245 | 181.2017
results13.txt | 8830 JOINT 220.00 | -0.1028 | 2063.7981 | 2245 | 181.2017
results13.txt | 8861 JOINT 400.00 | -0.1599 | 2063.7981 | 2245 | 181.2017
results13.txt | 8750 JOINT 220.00 | 0.1205 | 2063.7981 | 2245 | 181.2017
results13.txt | 8817 JOINT 220.00 | -0.1052 | 2063.7981 | 2245 | 181.2017
results13.txt | 8411 JOINT 220.00 | 0.1837 | 2063.7981 | 2245 | 181.2017
results13.txt | 7799 JOINT 220.00 | 0.1336 | 2063.7981 | 2245 | 181.2017
results13.txt | 8643 JOINT 220.00 | 0.1624 | 2063.7981 | 2245 | 181.2017
results13.txt | 8857 JOINT 220.00 | 0.1851 | 2063.7981 | 2245 | 181.2017
results13.txt | 8504 JOINT 220.00 | -0.1002 | 2063.7981 | 2245 | 181.2017
results13.txt | 8682 JOINT 220.00 | 0.1500 | 2063.7981 | 2245 | 181.2017
results13.txt | 8845 JOINT 220.00 | -0.1072 | 2063.7981 | 2245 | 181.2017
results13.txt | 8812 JOINT 220.00 | 0.1803 | 2063.7981 | 2245 | 181.2017
results13.txt | 8258 JOINT 220.00 | 0.1641 | 2063.7981 | 2245 | 181.2017
results13.txt | 1051 SUBSTATION 400.00 | -0.1647 | 2063.7981 | 2245 | 181.2017
results13.txt | 9007 TJELDBERGO 400.00 | 0.1189 | 2063.7981 | 2245 | 181.2017
results13.txt | 9008 SYLKKYVELN 400.00 | 0.1074 | 2063.7981 | 2245 | 181.2017
results13.txt | 9403 TOVÅSEN 400.00 | 0.1541 | 2063.7981 | 2245 | 181.2017
results13.txt | 9404 GÄDDTJÄRN 400.00 | -0.1093 | 2063.7981 | 2245 | 181.2017
results13.txt | 9405 GRÖNVIKEN 400.00 | -0.1734 | 2063.7981 | 2245 | 181.2017
results13.txt | 9406 TANDÖ 400.00 | 0.1731 | 2063.7981 | 2245 | 181.2017
results13.txt | 9407 HAGFORS 400.00 | 0.1462 | 2063.7981 | 2245 | 181.2017
results13.txt | 9409 TROLLTJÄRN 400.00 | -0.1160 | 2063.7981 | 2245 | 181.2017
results13.txt | 9410 HORNDAL 400.00 | -0.1882 | 2063.7981 | 2245 | 181.2017
results13.txt | 9411 MUNGA 400.00 | -0.1667 | 2063.7981 | 2245 | 181.2017
results13.txt | 9412 FALLVIKEN 400.00 | -0.2011 | 2063.7981 | 2245 | 181.2017
results14.txt | PTI INTERACTIVE POWER SYSTEM SIMULATOR--PSS(R)E MON, MAY 29 2023 | 16:32 | 2043.848 | 2245 | 201.152
results14.txt | SENSITIVITY FACTORS ARE CALCULATED WITH AC | NETWORK | 2043.848 | 2245 | 201.152
results14.txt | SUBSYSTEM 'RESERV' IS USED FOR OPPOSING SYSTEM FOR MW POWER | DISPATCH | 2043.848 | 2245 | 201.152
results14.txt | SENSITIVITY FACTORS OF BRANCH FLOW (MVA) ON 6828 MIDSKOG400 400.00 TO 6830 STORFINNSF 400.00 3 MORE THAN | 0.10000 | 2043.848 | 2245 | 201.152
results14.txt | <--------- BUS NAME --------> | MW-SENS | 2043.848 | 2245 | 201.152
results14.txt | 6571 VISULAHTI 400.00 | -0.1035 | 2043.848 | 2245 | 201.152
results14.txt | 6545 HUITTINEN 400.00 | -0.1034 | 2043.848 | 2245 | 201.152
results14.txt | 6572 KYMI 400.00 | -0.1035 | 2043.848 | 2245 | 201.152
results14.txt | 6546 SALO 400.00 | -0.1034 | 2043.848 | 2245 | 201.152
results14.txt | 6547 FORSSA 400.00 | -0.1034 | 2043.848 | 2245 | 201.152
results14.txt | 6548 KANGASALA 400.00 | -0.1035 | 2043.848 | 2245 | 201.152
results14.txt | 6549 LAVIANVOURI 400.00 | -0.1035 | 2043.848 | 2245 | 201.152
results14.txt | 6550 KOPULA 400.00 | -0.1035 | 2043.848 | 2245 | 201.152
results14.txt | 6551 HIKIÄ 400.00 | -0.1035 | 2043.848 | 2245 | 201.152
results14.txt | 6552 TAMMISTO 400.00 | -0.1035 | 2043.848 | 2245 | 201.152
results14.txt | 6553 NURMIJÄRVI 400.00 | -0.1035 | 2043.848 | 2245 | 201.152
results14.txt | 6554 LÄNSISALMI 400.00 | -0.1035 | 2043.848 | 2245 | 201.152
results14.txt | 6555 INKOO 400.00 | -0.1035 | 2043.848 | 2245 | 201.152
results14.txt | 6556 ESPOO 400.00 | -0.1035 | 2043.848 | 2245 | 201.152
results14.txt | 6567 ANTTILA 400.00 | -0.1035 | 2043.848 | 2245 | 201.152
results14.txt | 6569 KORIA 400.00 | -0.1035 | 2043.848 | 2245 | 201.152
results14.txt | 6570 LOVIISA 400.00 | -0.1035 | 2043.848 | 2245 | 201.152
results14.txt | 6573 YLLIKKÄLÄ 400.00 | -0.1035 | 2043.848 | 2245 | 201.152
results14.txt | 6615 TAHKOLUOTO 400.00 | -0.1034 | 2043.848 | 2245 | 201.152
results14.txt | 6617 OLKILUOTO 400.00 | -0.1034 | 2043.848 | 2245 | 201.152
results14.txt | 6618 RAUMA 400.00 | -0.1034 | 2043.848 | 2245 | 201.152
results14.txt | 6619 ULVILA 400.00 | -0.1034 | 2043.848 | 2245 | 201.152
results14.txt | 6621 LIETO 400.00 | -0.1034 | 2043.848 | 2245 | 201.152
results14.txt | 6630 BORGVIK 400.00 | 0.1416 | 2043.848 | 2245 | 201.152
results14.txt | 6742 HASLE400 400.00 | 0.1006 | 2043.848 | 2245 | 201.152
results14.txt | 6741 HASLE300 400.00 | 0.1005 | 2043.848 | 2245 | 201.152
results14.txt | 6778 HIRVISUO 400.00 | -0.1035 | 2043.848 | 2245 | 201.152
results14.txt | 6779 UUSNIVALA 400.00 | -0.1035 | 2043.848 | 2245 | 201.152
results14.txt | 6780 ALAJÄRVI 400.00 | -0.1035 | 2043.848 | 2245 | 201.152
results14.txt | 6781 SEINÄJOKI 400.00 | -0.1035 | 2043.848 | 2245 | 201.152
results14.txt | 6783 PETÄJÄV400 400.00 | -0.1035 | 2043.848 | 2245 | 201.152
results14.txt | 6782 PETÄJÄV220 220.00 | -0.1035 | 2043.848 | 2245 | 201.152
results14.txt | 6784 JÄMSÄ 220.00 | -0.1035 | 2043.848 | 2245 | 201.152
results14.txt | 6785 TOIVILA 400.00 | -0.1035 | 2043.848 | 2245 | 201.152
results14.txt | 6786 HAAPAVESI 220.00 | -0.1035 | 2043.848 | 2245 | 201.152
results14.txt | 6787 VUOLIJOKI 400.00 | -0.1035 | 2043.848 | 2245 | 201.152
results14.txt | 6788 ALAPITKÄ 400.00 | -0.1035 | 2043.848 | 2245 | 201.152
results14.txt | 6789 VIHTAVUORI 400.00 | -0.1035 | 2043.848 | 2245 | 201.152
results14.txt | 6790 HUUTOKOSKI 400.00 | -0.1035 | 2043.848 | 2245 | 201.152
results14.txt | 6793 DEGERFORSEN 220.00 | -0.1168 | 2043.848 | 2245 | 201.152
results14.txt | 6796 BETÅSEN400 400.00 | -0.1197 | 2043.848 | 2245 | 201.152
results14.txt | 6799 HJÄLTA220 220.00 | 0.1410 | 2043.848 | 2245 | 201.152
results14.txt | 6801 FORSSE 220.00 | 0.1160 | 2043.848 | 2245 | 201.152
results14.txt | 6802 HJÄLTA 400.00 | -0.1094 | 2043.848 | 2245 | 201.152
results14.txt | 6803 MOLIDEN 400.00 | -0.1004 | 2043.848 | 2245 | 201.152
results14.txt | 6804 JARKVISSLE 220.00 | 0.1393 | 2043.848 | 2245 | 201.152
results14.txt | 6805 NYSATER 400.00 | -0.1093 | 2043.848 | 2245 | 201.152
results14.txt | 6806 HALLSJO 220.00 | 0.1391 | 2043.848 | 2245 | 201.152
results14.txt | 6807 BANDSJO 400.00 | -0.1093 | 2043.848 | 2245 | 201.152
results14.txt | 6808 VAPLE 220.00 | 0.1380 | 2043.848 | 2245 | 201.152
results14.txt | 6809 STORNORRFORS400.00 | -0.1037 | 2043.848 | 2245 | 201.152
results14.txt | 6810 TUOVILA 400.00 | -0.1035 | 2043.848 | 2245 | 201.152
results14.txt | 6811 KRSITINESTAD400.00 | -0.1034 | 2043.848 | 2245 | 201.152
results14.txt | 6815 HÖGÅSEN 400.00 | 0.1901 | 2043.848 | 2245 | 201.152
results14.txt | 6816 JUVLEN 220.00 | 0.2132 | 2043.848 | 2245 | 201.152
results14.txt | 6817 STENSJÖN 220.00 | 0.2105 | 2043.848 | 2245 | 201.152
results14.txt | 6818 OLDEN 220.00 | 0.2106 | 2043.848 | 2245 | 201.152
results14.txt | 6820 JÄRPSTR400 400.00 | 0.2138 | 2043.848 | 2245 | 201.152
results14.txt | 6819 JÄRPSTR220 220.00 | 0.2162 | 2043.848 | 2245 | 201.152
results14.txt | 6821 MÖRSIL 220.00 | 0.2154 | 2043.848 | 2245 | 201.152
results14.txt | 6822 SÄLLSJÖ 220.00 | 0.2148 | 2043.848 | 2245 | 201.152
results14.txt | 6823 LANGA 220.00 | 0.1261 | 2043.848 | 2245 | 201.152
results14.txt | 6824 TRANGFARS 220.00 | 0.1354 | 2043.848 | 2245 | 201.152
results14.txt | 6825 NORDIASEN 220.00 | 0.1333 | 2043.848 | 2245 | 201.152
results14.txt | 6826 KATTSTRUPEF 220.00 | 0.2151 | 2043.848 | 2245 | 201.152
results14.txt | 6828 MIDSKOG400 400.00 | 0.2676 | 2043.848 | 2245 | 201.152
results14.txt | 6827 MIDSKOG220 220.00 | 0.2206 | 2043.848 | 2245 | 201.152
results14.txt | 6829 HAVSNÄS 220.00 | -0.1247 | 2043.848 | 2245 | 201.152
results14.txt | 6830 STORFINNSF 400.00 | -0.2498 | 2043.848 | 2245 | 201.152
results14.txt | 6832 LÅNGBJÖRN400400.00 | -0.1709 | 2043.848 | 2245 | 201.152
results14.txt | 6831 LÅNGBJÖRN220220.00 | -0.1252 | 2043.848 | 2245 | 201.152
results14.txt | 6834 STUGUN 220.00 | 0.1897 | 2043.848 | 2245 | 201.152
results14.txt | 6835 NÄVEREDE 220.00 | 0.2038 | 2043.848 | 2245 | 201.152
results14.txt | 6836 GAMMALÄNGE 220.00 | 0.1695 | 2043.848 | 2245 | 201.152
results14.txt | 6837 KRÅNGEDE 220.00 | 0.1697 | 2043.848 | 2245 | 201.152
results14.txt | 6872 AURA2300 400.00 | 0.1004 | 2043.848 | 2245 | 201.152
results14.txt | 6838 RAMSELE 400.00 | -0.1246 | 2043.848 | 2245 | 201.152
results14.txt | 6839 KILFORSEN 400.00 | -0.1281 | 2043.848 | 2245 | 201.152
results14.txt | 6840 SVARTHÅLSF 220.00 | 0.1605 | 2043.848 | 2245 | 201.152
results14.txt | 6841 STADSFORSEN 220.00 | 0.1410 | 2043.848 | 2245 | 201.152
results14.txt | 6843 RATANSKV400 400.00 | 0.2040 | 2043.848 | 2245 | 201.152
results14.txt | 6842 RATANSKV220 220.00 | 0.1411 | 2043.848 | 2245 | 201.152
results14.txt | 6844 RATAN 400.00 | 0.2091 | 2043.848 | 2245 | 201.152
results14.txt | 6845 TURINGE 220.00 | 0.1405 | 2043.848 | 2245 | 201.152
results14.txt | 6846 SVEG 220.00 | 0.1345 | 2043.848 | 2245 | 201.152
results14.txt | 6847 BRACKE 220.00 | 0.1708 | 2043.848 | 2245 | 201.152
results14.txt | 6848 JARNVAGSFOR 220.00 | 0.1401 | 2043.848 | 2245 | 201.152
results14.txt | 6849 ANGE 220.00 | 0.1401 | 2043.848 | 2245 | 201.152
results14.txt | 6850 MORTTJARNB 220.00 | 0.1707 | 2043.848 | 2245 | 201.152
results14.txt | 6851 HOLLEFORSEN 220.00 | 0.1402 | 2043.848 | 2245 | 201.152
results14.txt | 6852 TORPSHAMMAR 220.00 | 0.1392 | 2043.848 | 2245 | 201.152
results14.txt | 6853 DONJE 220.00 | 0.1391 | 2043.848 | 2245 | 201.152
results14.txt | 6859 AURA1 400.00 | 0.1003 | 2043.848 | 2245 | 201.152
results14.txt | 6862 SURNA 400.00 | 0.1020 | 2043.848 | 2245 | 201.152
results14.txt | 6866 ORKDAL400 400.00 | 0.1124 | 2043.848 | 2245 | 201.152
results14.txt | 6865 ORKDAL300 400.00 | 0.1123 | 2043.848 | 2245 | 201.152
results14.txt | 6867 STRINDA 400.00 | 0.1165 | 2043.848 | 2245 | 201.152
results14.txt | 6869 KLAEBU400 400.00 | 0.1186 | 2043.848 | 2245 | 201.152
results14.txt | 6868 KLAEBU300 400.00 | 0.1186 | 2043.848 | 2245 | 201.152
results14.txt | 6871 EIDUM400 400.00 | 0.1120 | 2043.848 | 2245 | 201.152
results14.txt | 6870 EIDUM300 400.00 | 0.1120 | 2043.848 | 2245 | 201.152
results14.txt | 6903 SEITENOIKEA 220.00 | -0.1034 | 2043.848 | 2245 | 201.152
results14.txt | 6907 DJUPTJÄRN 400.00 | -0.1035 | 2043.848 | 2245 | 201.152
results14.txt | 6908 KEMINMAA 220.00 | -0.1035 | 2043.848 | 2245 | 201.152
results14.txt | 6909 ISOHAARA 400.00 | -0.1035 | 2043.848 | 2245 | 201.152
results14.txt | 6910 SUBSTATION 400.00 | -0.1035 | 2043.848 | 2245 | 201.152
results14.txt | 6911 JYLKKÄ 400.00 | -0.1035 | 2043.848 | 2245 | 201.152
results14.txt | 6912 VALAJASKO 220.00 | -0.1035 | 2043.848 | 2245 | 201.152
results14.txt | 6913 VANTTAUSKOSK220.00 | -0.1035 | 2043.848 | 2245 | 201.152
results14.txt | 6915 PIRITTIK400 400.00 | -0.1035 | 2043.848 | 2245 | 201.152
results14.txt | 6914 PIRITTK220 220.00 | -0.1035 | 2043.848 | 2245 | 201.152
results14.txt | 6916 SEITAKORVA 220.00 | -0.1035 | 2043.848 | 2245 | 201.152
results14.txt | 6917 ISOKANGAS 400.00 | -0.1035 | 2043.848 | 2245 | 201.152
results14.txt | 6918 PIKKARALA 400.00 | -0.1035 | 2043.848 | 2245 | 201.152
results14.txt | 6920 PYHÄNSEL400 400.00 | -0.1035 | 2043.848 | 2245 | 201.152
results14.txt | 6919 PYHÄNSEL220 220.00 | -0.1035 | 2043.848 | 2245 | 201.152
results14.txt | 6921 PYHÄKOSI 220.00 | -0.1035 | 2043.848 | 2245 | 201.152
results14.txt | 6922 UTANEN 220.00 | -0.1035 | 2043.848 | 2245 | 201.152
results14.txt | 6923 NUOJA 220.00 | -0.1034 | 2043.848 | 2245 | 201.152
results14.txt | 6924 JUKTAN/BLAIK400.00 | -0.1474 | 2043.848 | 2245 | 201.152
results14.txt | 6926 GRUNDFORS400400.00 | -0.1474 | 2043.848 | 2245 | 201.152
results14.txt | 6925 GRUNDFORS220220.00 | -0.1215 | 2043.848 | 2245 | 201.152
results14.txt | 6929 TUGGEN 400.00 | -0.1066 | 2043.848 | 2245 | 201.152
results14.txt | 6930 LETSI 400.00 | -0.1035 | 2043.848 | 2245 | 201.152
results14.txt | 6931 SVARTBYN 400.00 | -0.1034 | 2043.848 | 2245 | 201.152
results14.txt | 6932 VAGFORS 400.00 | -0.1054 | 2043.848 | 2245 | 201.152
results14.txt | 6933 RÅBÄCKEN 400.00 | -0.1035 | 2043.848 | 2245 | 201.152
results14.txt | 6943 LINNVASSELV 220.00 | -0.1242 | 2043.848 | 2245 | 201.152
results14.txt | 6948 BLÅSJÖN 220.00 | -0.1243 | 2043.848 | 2245 | 201.152
results14.txt | 6949 JUNSTERF 220.00 | -0.1243 | 2043.848 | 2245 | 201.152
results14.txt | 6950 GÄDDEDE 220.00 | -0.1243 | 2043.848 | 2245 | 201.152
results14.txt | 6951 KORSELBRÄNNA220.00 | -0.1243 | 2043.848 | 2245 | 201.152
results14.txt | 6952 BÅGEDE 220.00 | -0.1245 | 2043.848 | 2245 | 201.152
results14.txt | 6953 STALON 220.00 | -0.1241 | 2043.848 | 2245 | 201.152
results14.txt | 6954 STORBÄCK 220.00 | -0.1242 | 2043.848 | 2245 | 201.152
results14.txt | 6990 ISONIEMI 220.00 | -0.1036 | 2043.848 | 2245 | 201.152
results14.txt | 6992 IVALO 220.00 | -0.1037 | 2043.848 | 2245 | 201.152
results14.txt | 6993 KUOLAJÄRVI 220.00 | -0.1036 | 2043.848 | 2245 | 201.152
results14.txt | 6994 VAJUKOSKI 220.00 | -0.1036 | 2043.848 | 2245 | 201.152
results14.txt | 6995 KOKKOSNIVA 220.00 | -0.1036 | 2043.848 | 2245 | 201.152
results14.txt | 7001 SEITEVARE 400.00 | -0.1023 | 2043.848 | 2245 | 201.152
results14.txt | 7002 PORJUS 400.00 | -0.1003 | 2043.848 | 2245 | 201.152
results14.txt | 7003 HARSPÅNGET 400.00 | -0.1015 | 2043.848 | 2245 | 201.152
results14.txt | 7004 LIGGA 400.00 | -0.1023 | 2043.848 | 2245 | 201.152
results14.txt | 7005 MESSAURE 400.00 | -0.1030 | 2043.848 | 2245 | 201.152
results14.txt | 7010 VARANGERBOT 220.00 | -0.1037 | 2043.848 | 2245 | 201.152
results14.txt | 7018 UTSJOKI 220.00 | -0.1037 | 2043.848 | 2245 | 201.152
results14.txt | 7054 OSSAUSKOSKI 220.00 | -0.1035 | 2043.848 | 2245 | 201.152
results14.txt | 7056 PETÄJÄSKO 400.00 | -0.1035 | 2043.848 | 2245 | 201.152
results14.txt | 7055 PETÄJÄSKO 220.00 | -0.1035 | 2043.848 | 2245 | 201.152
results14.txt | 7061 NEA 400.00 | 0.1576 | 2043.848 | 2245 | 201.152
results14.txt | 8619 JOINT 220.00 | 0.1395 | 2043.848 | 2245 | 201.152
results14.txt | 8830 JOINT 220.00 | -0.1168 | 2043.848 | 2245 | 201.152
results14.txt | 8424 JOINT 220.00 | -0.1243 | 2043.848 | 2245 | 201.152
results14.txt | 8579 JOINT 220.00 | -0.1035 | 2043.848 | 2245 | 201.152
results14.txt | 8750 JOINT 220.00 | 0.1609 | 2043.848 | 2245 | 201.152
results14.txt | 8271 JOINT 220.00 | 0.1395 | 2043.848 | 2245 | 201.152
results14.txt | 8411 JOINT 220.00 | 0.2116 | 2043.848 | 2245 | 201.152
results14.txt | 8526 JOINT 220.00 | -0.1243 | 2043.848 | 2245 | 201.152
results14.txt | 8799 JOINT 220.00 | -0.1243 | 2043.848 | 2245 | 201.152
results14.txt | 7140 JOINT 220.00 | -0.1037 | 2043.848 | 2245 | 201.152
results14.txt | 8857 JOINT 220.00 | 0.2136 | 2043.848 | 2245 | 201.152
results14.txt | 8777 JOINT 220.00 | 0.1160 | 2043.848 | 2245 | 201.152
results14.txt | 8504 JOINT 220.00 | -0.1247 | 2043.848 | 2245 | 201.152
results14.txt | 8682 JOINT 220.00 | 0.1899 | 2043.848 | 2245 | 201.152
results14.txt | 8256 JOINT 400.00 | -0.1023 | 2043.848 | 2245 | 201.152
results14.txt | 8691 JOINT 220.00 | -0.1245 | 2043.848 | 2245 | 201.152
results14.txt | 8812 JOINT 220.00 | 0.2166 | 2043.848 | 2245 | 201.152
results14.txt | 8258 JOINT 220.00 | 0.2039 | 2043.848 | 2245 | 201.152
results14.txt | 8723 JOINT 220.00 | -0.1242 | 2043.848 | 2245 | 201.152
results14.txt | 8606 JOINT 220.00 | 0.1384 | 2043.848 | 2245 | 201.152
results14.txt | 8693 JOINT 220.00 | 0.1392 | 2043.848 | 2245 | 201.152
results14.txt | 8613 JOINT 220.00 | 0.1396 | 2043.848 | 2245 | 201.152
results14.txt | 9403 TOVÅSEN 400.00 | 0.1706 | 2043.848 | 2245 | 201.152
results14.txt | 9406 TANDÖ 400.00 | 0.2014 | 2043.848 | 2245 | 201.152
results14.txt | 9407 HAGFORS 400.00 | 0.1675 | 2043.848 | 2245 | 201.152
results14.txt | 9408 HÄLLBERGET 400.00 | -0.1035 | 2043.848 | 2245 | 201.152
results14.txt | 9409 TROLLTJÄRN 400.00 | -0.1035 | 2043.848 | 2245 | 201.152
results14.txt | 9301 KEMIJÄRVI 220.00 | -0.1035 | 2043.848 | 2245 | 201.152
results14.txt | 9302 KEMINMAA 400.00 | -0.1035 | 2043.848 | 2245 | 201.152
results14.txt | 9304 LUMIJÄRVI 400.00 | -0.1035 | 2043.848 | 2245 | 201.152
results14.txt | 9303 MUSALA 400.00 | -0.1035 | 2043.848 | 2245 | 201.152
results14.txt | 9305 KÄRPPIÖN 400.00 | -0.1034 | 2043.848 | 2245 | 201.152
results14.txt | 9306 HONKAJOEN 400.00 | -0.1034 | 2043.848 | 2245 | 201.152
results14.txt | 9307 KONTIOLAHTI 400.00 | -0.1035 | 2043.848 | 2245 | 201.152
results14.txt | 9308 ORIMATTILAN 400.00 | -0.1035 | 2043.848 | 2245 | 201.152
results14.txt | 9309 NAANTALINSAL400.00 | -0.1034 | 2043.848 | 2245 | 201.152
results14.txt | 9412 FALLVIKEN 400.00 | -0.1022 | 2043.848 | 2245 | 201.152
results15.txt | PTI INTERACTIVE POWER SYSTEM SIMULATOR--PSS(R)E MON, MAY 29 2023 | 16:32 | -2030.0204 | 2245 | 214.9796
results15.txt | SENSITIVITY FACTORS ARE CALCULATED WITH AC | NETWORK | -2030.0204 | 2245 | 214.9796
results15.txt | SUBSYSTEM 'RESERV' IS USED FOR OPPOSING SYSTEM FOR MW POWER | DISPATCH | -2030.0204 | 2245 | 214.9796
results15.txt | SENSITIVITY FACTORS OF BRANCH FLOW (MVA) ON 1052 BREARED 400.00 TO 6313 STROMMA 400.00 6 MORE THAN | 0.10000 | -2030.0204 | 2245 | 214.9796
results15.txt | <--------- BUS NAME --------> | MW-SENS | -2030.0204 | 2245 | 214.9796
results15.txt | 5624 HERSLEV 400.00 | -0.3437 | -2030.0204 | 2245 | 214.9796
results15.txt | 5642 HOVEGARD 400.00 | -0.3433 | -2030.0204 | 2245 | 214.9796
results15.txt | 5646 BJAEVERSKOV4400.00 | -0.3431 | -2030.0204 | 2245 | 214.9796
results15.txt | 5645 BJAEVERSKOV2220.00 | -0.3426 | -2030.0204 | 2245 | 214.9796
results15.txt | 5657 ISHOJ400 400.00 | -0.3433 | -2030.0204 | 2245 | 214.9796
results15.txt | 5656 ISHOJ220 220.00 | -0.3438 | -2030.0204 | 2245 | 214.9796
results15.txt | 5660 AVEDOREVERK 400.00 | -0.3435 | -2030.0204 | 2245 | 214.9796
results15.txt | 5662 ORSTEDSVERKE400.00 | -0.3439 | -2030.0204 | 2245 | 214.9796
results15.txt | 5671 SEGE 400.00 | -0.2610 | -2030.0204 | 2245 | 214.9796
results15.txt | 5672 ARRIE 400.00 | -0.2609 | -2030.0204 | 2245 | 214.9796
results15.txt | 5673 KRUSEBERG 400.00 | -0.2609 | -2030.0204 | 2245 | 214.9796
results15.txt | 5676 WIND FARM 220.00 | -0.3376 | -2030.0204 | 2245 | 214.9796
results15.txt | 5845 ASNAESVERK 400.00 | -0.3435 | -2030.0204 | 2245 | 214.9796
results15.txt | 6319 KYNDBYVERKER400.00 | -0.3431 | -2030.0204 | 2245 | 214.9796
results15.txt | 6324 GORLOSEGARD 400.00 | -0.3420 | -2030.0204 | 2245 | 214.9796
results15.txt | 6330 GELNTEGARD2 400.00 | -0.3447 | -2030.0204 | 2245 | 214.9796
results15.txt | 6334 GLENTEGARD 400.00 | -0.3451 | -2030.0204 | 2245 | 214.9796
results15.txt | 6335 SODERASEN 400.00 | -0.3383 | -2030.0204 | 2245 | 214.9796
results15.txt | 6337 BARSEBACK 400.00 | -0.2716 | -2030.0204 | 2245 | 214.9796
results15.txt | 6338 HURVA 400.00 | -0.2375 | -2030.0204 | 2245 | 214.9796
results15.txt | 6348 OSKARSHAMN 400.00 | -0.1130 | -2030.0204 | 2245 | 214.9796
results15.txt | 6349 ALVESTA 400.00 | -0.1439 | -2030.0204 | 2245 | 214.9796
results15.txt | 6350 HEMSJO 400.00 | -0.1621 | -2030.0204 | 2245 | 214.9796
results15.txt | 6351 KARLSHAMN 400.00 | -0.1620 | -2030.0204 | 2245 | 214.9796
results15.txt | 6354 NYBRO 400.00 | -0.1456 | -2030.0204 | 2245 | 214.9796
results15.txt | 7429 JOINT 220.00 | -0.3381 | -2030.0204 | 2245 | 214.9796
results15.txt | 1052 BREARED 400.00 | -0.6344 | -2030.0204 | 2245 | 214.9796
results15.txt | 1053 HÄRADSBO 400.00 | -0.1612 | -2030.0204 | 2245 | 214.9796
results15.txt | 9401 HAGESKRUV 400.00 | -0.1284 | -2030.0204 | 2245 | 214.9796
results16.txt | PTI INTERACTIVE POWER SYSTEM SIMULATOR--PSS(R)E MON, MAY 29 2023 | 16:32 | 1345.8878 | 1571.5 | 225.6123
results16.txt | SENSITIVITY FACTORS ARE CALCULATED WITH AC | NETWORK | 1345.8878 | 1571.5 | 225.6123
results16.txt | SUBSYSTEM 'RESERV' IS USED FOR OPPOSING SYSTEM FOR MW POWER | DISPATCH | 1345.8878 | 1571.5 | 225.6123
results16.txt | SENSITIVITY FACTORS OF BRANCH FLOW (MVA) ON 6693 SATURDAL 400.00 TO 6695 KVILLDAL 400.00 2 MORE THAN | 0.10000 | 1345.8878 | 1571.5 | 225.6123
results16.txt | <--------- BUS NAME --------> | MW-SENS | 1345.8878 | 1571.5 | 225.6123
results16.txt | 6356 BJERKREIM 400.00 | 0.1930 | 1345.8878 | 1571.5 | 225.6123
results16.txt | 6358 TONSTAD400 400.00 | 0.1522 | 1345.8878 | 1571.5 | 225.6123
results16.txt | 6357 TONSTAD300 400.00 | 0.1522 | 1345.8878 | 1571.5 | 225.6123
results16.txt | 6360 KJELLAND 400.00 | 0.1660 | 1345.8878 | 1571.5 | 225.6123
results16.txt | 6363 FEDA400 400.00 | 0.1444 | 1345.8878 | 1571.5 | 225.6123
results16.txt | 6362 FEDA300 400.00 | 0.1448 | 1345.8878 | 1571.5 | 225.6123
results16.txt | 6364 LISTAWIND 400.00 | 0.1448 | 1345.8878 | 1571.5 | 225.6123
results16.txt | 6674 HUSNES 400.00 | 0.1266 | 1345.8878 | 1571.5 | 225.6123
results16.txt | 6676 HYDRO PURE S400.00 | 0.1042 | 1345.8878 | 1571.5 | 225.6123
results16.txt | 6675 MAURANGER 400.00 | 0.1042 | 1345.8878 | 1571.5 | 225.6123
results16.txt | 6677 BLÅFALL 400.00 | 0.1262 | 1345.8878 | 1571.5 | 225.6123
results16.txt | 6679 OKSLA 400.00 | 0.1022 | 1345.8878 | 1571.5 | 225.6123
results16.txt | 6680 ÅSEN 400.00 | 0.1022 | 1345.8878 | 1571.5 | 225.6123
results16.txt | 6682 SAUDA400 400.00 | 0.1455 | 1345.8878 | 1571.5 | 225.6123
results16.txt | 6681 SAUDA300 400.00 | 0.1443 | 1345.8878 | 1571.5 | 225.6123
results16.txt | 6683 HYLEN 400.00 | 0.1441 | 1345.8878 | 1571.5 | 225.6123
results16.txt | 6685 RÖDAL 400.00 | 0.1026 | 1345.8878 | 1571.5 | 225.6123
results16.txt | 6686 NOVLE 400.00 | 0.1026 | 1345.8878 | 1571.5 | 225.6123
results16.txt | 6687 ULLA-FORRE 400.00 | 0.1031 | 1345.8878 | 1571.5 | 225.6123
results16.txt | 6688 STOKKELAND 400.00 | 0.2203 | 1345.8878 | 1571.5 | 225.6123
results16.txt | 6690 HOG-JAERN400400.00 | 0.2211 | 1345.8878 | 1571.5 | 225.6123
results16.txt | 6689 HOG-JAERN300400.00 | 0.2203 | 1345.8878 | 1571.5 | 225.6123
results16.txt | 6691 SUBSTATION 400.00 | 0.1441 | 1345.8878 | 1571.5 | 225.6123
results16.txt | 6693 SATURDAL 400.00 | 0.6414 | 1345.8878 | 1571.5 | 225.6123
results16.txt | 6692 HYDRO MIXED 400.00 | 0.6411 | 1345.8878 | 1571.5 | 225.6123
results16.txt | 6694 FORRE 400.00 | 0.2103 | 1345.8878 | 1571.5 | 225.6123
results16.txt | 6695 KVILLDAL 400.00 | -0.2442 | 1345.8878 | 1571.5 | 225.6123
results16.txt | 6698 LYSE400 400.00 | 0.3267 | 1345.8878 | 1571.5 | 225.6123
results16.txt | 6697 LYSE300 400.00 | 0.3258 | 1345.8878 | 1571.5 | 225.6123
results16.txt | 6699 DUGE 301.00 | 0.2388 | 1345.8878 | 1571.5 | 225.6123
results16.txt | 6700 TJORHOM 400.00 | 0.3248 | 1345.8878 | 1571.5 | 225.6123
results16.txt | 6705 HOLEN 400.00 | -0.1145 | 1345.8878 | 1571.5 | 225.6123
results16.txt | 6706 ROSKREPP 301.00 | 0.2335 | 1345.8878 | 1571.5 | 225.6123
results16.txt | 6707 KVINEN 301.00 | 0.2287 | 1345.8878 | 1571.5 | 225.6123
results16.txt | 6708 SOLHOLM300 400.00 | 0.1381 | 1345.8878 | 1571.5 | 225.6123
results16.txt | 6749 STORD 400.00 | 0.1283 | 1345.8878 | 1571.5 | 225.6123
results16.txt | 6751 SUBSTATION 301.00 | 0.1358 | 1345.8878 | 1571.5 | 225.6123
results16.txt | 6750 HÅVIK 400.00 | 0.1316 | 1345.8878 | 1571.5 | 225.6123
results16.txt | 6752 SPANNE 400.00 | 0.1301 | 1345.8878 | 1571.5 | 225.6123
results16.txt | 6753 KÅRSTO 400.00 | 0.1319 | 1345.8878 | 1571.5 | 225.6123
results16.txt | 6754 STOLAHELA 400.00 | 0.2203 | 1345.8878 | 1571.5 | 225.6123
results16.txt | 8611 JOINT 400.00 | 0.1318 | 1345.8878 | 1571.5 | 225.6123
results16.txt | 9014 HONNA 400.00 | 0.1131 | 1345.8878 | 1571.5 | 225.6123
results16.txt | 9019 SAUDA 301.00 | 0.1413 | 1345.8878 | 1571.5 | 225.6123
results16.txt | 9020 LYSE 301.00 | 0.2528 | 1345.8878 | 1571.5 | 225.6123
results16.txt | 9021 FJOTLAND 301.00 | 0.2113 | 1345.8878 | 1571.5 | 225.6123
results17.txt | PTI INTERACTIVE POWER SYSTEM SIMULATOR--PSS(R)E MON, MAY 29 2023 | 16:32 | 1339.1852 | 1571.5 | 232.3148
results17.txt | SENSITIVITY FACTORS ARE CALCULATED WITH AC | NETWORK | 1339.1852 | 1571.5 | 232.3148
results17.txt | SUBSYSTEM 'RESERV' IS USED FOR OPPOSING SYSTEM FOR MW POWER | DISPATCH | 1339.1852 | 1571.5 | 232.3148
results17.txt | SENSITIVITY FACTORS OF BRANCH FLOW (MVA) ON 6668 ELDFJORD 400.00 TO 6716 DAGALI 400.00 1 MORE THAN | 0.10000 | 1339.1852 | 1571.5 | 232.3148
results17.txt | <--------- BUS NAME --------> | MW-SENS | 1339.1852 | 1571.5 | 232.3148
results17.txt | 6649 REFSDAL 400.00 | 0.1277 | 1339.1852 | 1571.5 | 232.3148
results17.txt | 6650 HOVE 400.00 | 0.1182 | 1339.1852 | 1571.5 | 232.3148
results17.txt | 6651 MODALEN 400.00 | 0.1544 | 1339.1852 | 1571.5 | 232.3148
results17.txt | 6653 DALE 400.00 | 0.1653 | 1339.1852 | 1571.5 | 232.3148
results17.txt | 6654 EVANGER 400.00 | 0.1648 | 1339.1852 | 1571.5 | 232.3148
results17.txt | 6656 SAMNAGER400 400.00 | 0.1756 | 1339.1852 | 1571.5 | 232.3148
results17.txt | 6655 SAMNAGER300 400.00 | 0.1746 | 1339.1852 | 1571.5 | 232.3148
results17.txt | 6659 ÅROY 400.00 | 0.1005 | 1339.1852 | 1571.5 | 232.3148
results17.txt | 6661 FARDAL400 400.00 | 0.1006 | 1339.1852 | 1571.5 | 232.3148
results17.txt | 6660 FARDAL300 400.00 | 0.1005 | 1339.1852 | 1571.5 | 232.3148
results17.txt | 6668 ELDFJORD 400.00 | 0.3067 | 1339.1852 | 1571.5 | 232.3148
results17.txt | 6676 HYDRO PURE S400.00 | 0.1159 | 1339.1852 | 1571.5 | 232.3148
results17.txt | 6675 MAURANGER 400.00 | 0.1159 | 1339.1852 | 1571.5 | 232.3148
results17.txt | 6716 DAGALI 400.00 | -0.2035 | 1339.1852 | 1571.5 | 232.3148
results17.txt | 6719 ÅDAL 400.00 | -0.1027 | 1339.1852 | 1571.5 | 232.3148
results17.txt | 6724 NORE 400.00 | -0.1761 | 1339.1852 | 1571.5 | 232.3148
results17.txt | 6731 RINGERIKE 400.00 | -0.1113 | 1339.1852 | 1571.5 | 232.3148
results17.txt | 6743 KOLLSNES 400.00 | 0.1666 | 1339.1852 | 1571.5 | 232.3148
results17.txt | 6745 SUBSTATION 400.00 | 0.1628 | 1339.1852 | 1571.5 | 232.3148
results17.txt | 6744 LINDÅS 400.00 | 0.1628 | 1339.1852 | 1571.5 | 232.3148
results17.txt | 6746 NYGARD 400.00 | 0.1681 | 1339.1852 | 1571.5 | 232.3148
results17.txt | 6747 ARNA 400.00 | 0.1681 | 1339.1852 | 1571.5 | 232.3148
results17.txt | 6748 BERGEN 400.00 | 0.1689 | 1339.1852 | 1571.5 | 232.3148
results17.txt | 9010 HAUGSVAER 400.00 | 0.1585 | 1339.1852 | 1571.5 | 232.3148
results17.txt | 9011 STEINSLAND 400.00 | 0.1552 | 1339.1852 | 1571.5 | 232.3148
results18.txt | PTI INTERACTIVE POWER SYSTEM SIMULATOR--PSS(R)E MON, MAY 29 2023 | 16:32 | 1280.0229 | 1571.5 | 291.4771
results18.txt | SENSITIVITY FACTORS ARE CALCULATED WITH AC | NETWORK | 1280.0229 | 1571.5 | 291.4771
results18.txt | SUBSYSTEM 'RESERV' IS USED FOR OPPOSING SYSTEM FOR MW POWER | DISPATCH | 1280.0229 | 1571.5 | 291.4771
results18.txt | SENSITIVITY FACTORS OF BRANCH FLOW (MVA) ON 6711 TOKKE 400.00 TO 6725 SUNDSBARM 400.00 3 MORE THAN | 0.10000 | 1280.0229 | 1571.5 | 291.4771
results18.txt | <--------- BUS NAME --------> | MW-SENS | 1280.0229 | 1571.5 | 291.4771
results18.txt | 6356 BJERKREIM 400.00 | 0.1033 | 1280.0229 | 1571.5 | 291.4771
results18.txt | 6674 HUSNES 400.00 | 0.1226 | 1280.0229 | 1571.5 | 291.4771
results18.txt | 6677 BLÅFALL 400.00 | 0.1221 | 1280.0229 | 1571.5 | 291.4771
results18.txt | 6679 OKSLA 400.00 | 0.1662 | 1280.0229 | 1571.5 | 291.4771
results18.txt | 6680 ÅSEN 400.00 | 0.1662 | 1280.0229 | 1571.5 | 291.4771
results18.txt | 6682 SAUDA400 400.00 | 0.1450 | 1280.0229 | 1571.5 | 291.4771
results18.txt | 6681 SAUDA300 400.00 | 0.1450 | 1280.0229 | 1571.5 | 291.4771
results18.txt | 6683 HYLEN 400.00 | 0.1447 | 1280.0229 | 1571.5 | 291.4771
results18.txt | 6685 RÖDAL 400.00 | 0.1670 | 1280.0229 | 1571.5 | 291.4771
results18.txt | 6686 NOVLE 400.00 | 0.1669 | 1280.0229 | 1571.5 | 291.4771
results18.txt | 6687 ULLA-FORRE 400.00 | 0.1681 | 1280.0229 | 1571.5 | 291.4771
results18.txt | 6688 STOKKELAND 400.00 | 0.1117 | 1280.0229 | 1571.5 | 291.4771
results18.txt | 6690 HOG-JAERN400400.00 | 0.1119 | 1280.0229 | 1571.5 | 291.4771
results18.txt | 6689 HOG-JAERN300400.00 | 0.1116 | 1280.0229 | 1571.5 | 291.4771
results18.txt | 6691 SUBSTATION 400.00 | 0.1447 | 1280.0229 | 1571.5 | 291.4771
results18.txt | 6693 SATURDAL 400.00 | 0.1503 | 1280.0229 | 1571.5 | 291.4771
results18.txt | 6692 HYDRO MIXED 400.00 | 0.1503 | 1280.0229 | 1571.5 | 291.4771
results18.txt | 6694 FORRE 400.00 | 0.2095 | 1280.0229 | 1571.5 | 291.4771
results18.txt | 6695 KVILLDAL 400.00 | 0.1541 | 1280.0229 | 1571.5 | 291.4771
results18.txt | 6698 LYSE400 400.00 | 0.1474 | 1280.0229 | 1571.5 | 291.4771
results18.txt | 6697 LYSE300 400.00 | 0.1477 | 1280.0229 | 1571.5 | 291.4771
results18.txt | 6699 DUGE 301.00 | 0.1137 | 1280.0229 | 1571.5 | 291.4771
results18.txt | 6700 TJORHOM 400.00 | 0.1471 | 1280.0229 | 1571.5 | 291.4771
results18.txt | 6701 KVANNDAL 400.00 | 0.1778 | 1280.0229 | 1571.5 | 291.4771
results18.txt | 6702 KJELA 400.00 | 0.1935 | 1280.0229 | 1571.5 | 291.4771
results18.txt | 6703 SONGA 400.00 | 0.2155 | 1280.0229 | 1571.5 | 291.4771
results18.txt | 6704 VINJE 400.00 | 0.2637 | 1280.0229 | 1571.5 | 291.4771
results18.txt | 6705 HOLEN 400.00 | 0.1845 | 1280.0229 | 1571.5 | 291.4771
results18.txt | 6706 ROSKREPP 301.00 | 0.1116 | 1280.0229 | 1571.5 | 291.4771
results18.txt | 6707 KVINEN 301.00 | 0.1098 | 1280.0229 | 1571.5 | 291.4771
results18.txt | 6710 HEKNI 400.00 | 0.1385 | 1280.0229 | 1571.5 | 291.4771
results18.txt | 6711 TOKKE 400.00 | 0.3217 | 1280.0229 | 1571.5 | 291.4771
results18.txt | 6722 VEMORK 400.00 | 0.1266 | 1280.0229 | 1571.5 | 291.4771
results18.txt | 6725 SUNDSBARM 400.00 | -0.2664 | 1280.0229 | 1571.5 | 291.4771
results18.txt | 6749 STORD 400.00 | 0.1247 | 1280.0229 | 1571.5 | 291.4771
results18.txt | 6751 SUBSTATION 301.00 | 0.1337 | 1280.0229 | 1571.5 | 291.4771
results18.txt | 6750 HÅVIK 400.00 | 0.1289 | 1280.0229 | 1571.5 | 291.4771
results18.txt | 6752 SPANNE 400.00 | 0.1269 | 1280.0229 | 1571.5 | 291.4771
results18.txt | 6753 KÅRSTO 400.00 | 0.1292 | 1280.0229 | 1571.5 | 291.4771
results18.txt | 6754 STOLAHELA 400.00 | 0.1117 | 1280.0229 | 1571.5 | 291.4771
results18.txt | 8448 JOINT 400.00 | 0.1936 | 1280.0229 | 1571.5 | 291.4771
results18.txt | 8460 JOINT 400.00 | 0.1778 | 1280.0229 | 1571.5 | 291.4771
results18.txt | 8611 JOINT 400.00 | 0.1292 | 1280.0229 | 1571.5 | 291.4771
results18.txt | 9019 SAUDA 301.00 | 0.1401 | 1280.0229 | 1571.5 | 291.4771
results18.txt | 9020 LYSE 301.00 | 0.1192 | 1280.0229 | 1571.5 | 291.4771
results18.txt | 9021 FJOTLAND 301.00 | 0.1032 | 1280.0229 | 1571.5 | 291.4771
results19.txt | PTI INTERACTIVE POWER SYSTEM SIMULATOR--PSS(R)E MON, MAY 29 2023 | 16:32 | -1948.631 | 2245 | 296.3691
results19.txt | SENSITIVITY FACTORS ARE CALCULATED WITH AC | NETWORK | -1948.631 | 2245 | 296.3691
results19.txt | SUBSYSTEM 'RESERV' IS USED FOR OPPOSING SYSTEM FOR MW POWER | DISPATCH | -1948.631 | 2245 | 296.3691
results19.txt | SENSITIVITY FACTORS OF BRANCH FLOW (MVA) ON 5642 HOVEGARD 400.00 TO 6324 GORLOSEGARD 400.00 13 MORE THAN | 0.10000 | -1948.631 | 2245 | 296.3691
results19.txt | <--------- BUS NAME --------> | MW-SENS | -1948.631 | 2245 | 296.3691
results19.txt | 5624 HERSLEV 400.00 | -0.3368 | -1948.631 | 2245 | 296.3691
results19.txt | 5642 HOVEGARD 400.00 | -0.3364 | -1948.631 | 2245 | 296.3691
results19.txt | 5646 BJAEVERSKOV4400.00 | -0.3362 | -1948.631 | 2245 | 296.3691
results19.txt | 5645 BJAEVERSKOV2220.00 | -0.3357 | -1948.631 | 2245 | 296.3691
results19.txt | 5657 ISHOJ400 400.00 | -0.3364 | -1948.631 | 2245 | 296.3691
results19.txt | 5656 ISHOJ220 220.00 | -0.3369 | -1948.631 | 2245 | 296.3691
results19.txt | 5660 AVEDOREVERK 400.00 | -0.3366 | -1948.631 | 2245 | 296.3691
results19.txt | 5662 ORSTEDSVERKE400.00 | -0.3370 | -1948.631 | 2245 | 296.3691
results19.txt | 5676 WIND FARM 220.00 | -0.3306 | -1948.631 | 2245 | 296.3691
results19.txt | 5845 ASNAESVERK 400.00 | -0.3366 | -1948.631 | 2245 | 296.3691
results19.txt | 6319 KYNDBYVERKER400.00 | -0.3362 | -1948.631 | 2245 | 296.3691
results19.txt | 6330 GELNTEGARD2 400.00 | -0.3378 | -1948.631 | 2245 | 296.3691
results19.txt | 6334 GLENTEGARD 400.00 | -0.3383 | -1948.631 | 2245 | 296.3691
results19.txt | 7429 JOINT 220.00 | -0.3310 | -1948.631 | 2245 | 296.3691
results20.txt | PTI INTERACTIVE POWER SYSTEM SIMULATOR--PSS(R)E MON, MAY 29 2023 | 16:32 | -1945.8654 | 2245 | 299.1345
results20.txt | SENSITIVITY FACTORS ARE CALCULATED WITH AC | NETWORK | -1945.8654 | 2245 | 299.1345
results20.txt | SUBSYSTEM 'RESERV' IS USED FOR OPPOSING SYSTEM FOR MW POWER | DISPATCH | -1945.8654 | 2245 | 299.1345
results20.txt | SENSITIVITY FACTORS OF BRANCH FLOW (MVA) ON 5642 HOVEGARD 400.00 TO 6324 GORLOSEGARD 400.00 9 MORE THAN | 0.10000 | -1945.8654 | 2245 | 299.1345
results20.txt | <--------- BUS NAME --------> | MW-SENS | -1945.8654 | 2245 | 299.1345
results20.txt | 5624 HERSLEV 400.00 | -0.6736 | -1945.8654 | 2245 | 299.1345
results20.txt | 5642 HOVEGARD 400.00 | -0.6729 | -1945.8654 | 2245 | 299.1345
results20.txt | 5646 BJAEVERSKOV4400.00 | -0.6725 | -1945.8654 | 2245 | 299.1345
results20.txt | 5645 BJAEVERSKOV2220.00 | -0.6714 | -1945.8654 | 2245 | 299.1345
results20.txt | 5657 ISHOJ400 400.00 | -0.6728 | -1945.8654 | 2245 | 299.1345
results20.txt | 5656 ISHOJ220 220.00 | -0.6739 | -1945.8654 | 2245 | 299.1345
results20.txt | 5660 AVEDOREVERK 400.00 | -0.6732 | -1945.8654 | 2245 | 299.1345
results20.txt | 5662 ORSTEDSVERKE400.00 | -0.6740 | -1945.8654 | 2245 | 299.1345
results20.txt | 5676 WIND FARM 220.00 | -0.6612 | -1945.8654 | 2245 | 299.1345
results20.txt | 5845 ASNAESVERK 400.00 | -0.6732 | -1945.8654 | 2245 | 299.1345
results20.txt | 6319 KYNDBYVERKER400.00 | -0.6725 | -1945.8654 | 2245 | 299.1345
results20.txt | 6330 GELNTEGARD2 400.00 | -0.6756 | -1945.8654 | 2245 | 299.1345
results20.txt | 6334 GLENTEGARD 400.00 | -0.6765 | -1945.8654 | 2245 | 299.1345
results20.txt | 7429 JOINT 220.00 | -0.6621 | -1945.8654 | 2245 | 299.1345
results21.txt | PTI INTERACTIVE POWER SYSTEM SIMULATOR--PSS(R)E MON, MAY 29 2023 | 16:32 | -1944.5734 | 2245 | 300.4266
results21.txt | SENSITIVITY FACTORS ARE CALCULATED WITH AC | NETWORK | -1944.5734 | 2245 | 300.4266
results21.txt | SUBSYSTEM 'RESERV' IS USED FOR OPPOSING SYSTEM FOR MW POWER | DISPATCH | -1944.5734 | 2245 | 300.4266
results21.txt | SENSITIVITY FACTORS OF BRANCH FLOW (MVA) ON 1053 HÄRADSBO 400.00 TO 6315 HORRED 400.00 8 MORE THAN | 0.10000 | -1944.5734 | 2245 | 300.4266
results21.txt | <--------- BUS NAME --------> | MW-SENS | -1944.5734 | 2245 | 300.4266
results21.txt | 5624 HERSLEV 400.00 | -0.3370 | -1944.5734 | 2245 | 300.4266
results21.txt | 5642 HOVEGARD 400.00 | -0.3367 | -1944.5734 | 2245 | 300.4266
results21.txt | 5646 BJAEVERSKOV4400.00 | -0.3365 | -1944.5734 | 2245 | 300.4266
results21.txt | 5645 BJAEVERSKOV2220.00 | -0.3359 | -1944.5734 | 2245 | 300.4266
results21.txt | 5657 ISHOJ400 400.00 | -0.3366 | -1944.5734 | 2245 | 300.4266
results21.txt | 5656 ISHOJ220 220.00 | -0.3372 | -1944.5734 | 2245 | 300.4266
results21.txt | 5660 AVEDOREVERK 400.00 | -0.3368 | -1944.5734 | 2245 | 300.4266
results21.txt | 5662 ORSTEDSVERKE400.00 | -0.3372 | -1944.5734 | 2245 | 300.4266
results21.txt | 5671 SEGE 400.00 | -0.2476 | -1944.5734 | 2245 | 300.4266
results21.txt | 5672 ARRIE 400.00 | -0.2475 | -1944.5734 | 2245 | 300.4266
results21.txt | 5673 KRUSEBERG 400.00 | -0.2475 | -1944.5734 | 2245 | 300.4266
results21.txt | 5676 WIND FARM 220.00 | -0.3310 | -1944.5734 | 2245 | 300.4266
results21.txt | 5845 ASNAESVERK 400.00 | -0.3368 | -1944.5734 | 2245 | 300.4266
results21.txt | 6319 KYNDBYVERKER400.00 | -0.3365 | -1944.5734 | 2245 | 300.4266
results21.txt | 6324 GORLOSEGARD 400.00 | -0.3353 | -1944.5734 | 2245 | 300.4266
results21.txt | 6330 GELNTEGARD2 400.00 | -0.3380 | -1944.5734 | 2245 | 300.4266
results21.txt | 6334 GLENTEGARD 400.00 | -0.3384 | -1944.5734 | 2245 | 300.4266
results21.txt | 6335 SODERASEN 400.00 | -0.3317 | -1944.5734 | 2245 | 300.4266
results21.txt | 6337 BARSEBACK 400.00 | -0.2591 | -1944.5734 | 2245 | 300.4266
results21.txt | 6338 HURVA 400.00 | -0.2220 | -1944.5734 | 2245 | 300.4266
results21.txt | 6349 ALVESTA 400.00 | -0.1190 | -1944.5734 | 2245 | 300.4266
results21.txt | 6350 HEMSJO 400.00 | -0.1410 | -1944.5734 | 2245 | 300.4266
results21.txt | 6351 KARLSHAMN 400.00 | -0.1410 | -1944.5734 | 2245 | 300.4266
results21.txt | 6354 NYBRO 400.00 | -0.1249 | -1944.5734 | 2245 | 300.4266
results21.txt | 7429 JOINT 220.00 | -0.3314 | -1944.5734 | 2245 | 300.4266
results21.txt | 1052 BREARED 400.00 | -0.1494 | -1944.5734 | 2245 | 300.4266
results21.txt | 1053 HÄRADSBO 400.00 | -0.6268 | -1944.5734 | 2245 | 300.4266
results21.txt | 9401 HAGESKRUV 400.00 | -0.1060 | -1944.5734 | 2245 | 300.4266
results22.txt | PTI INTERACTIVE POWER SYSTEM SIMULATOR--PSS(R)E MON, MAY 29 2023 | 16:32 | 1269.8074 | 1571.5 | 301.6926
results22.txt | SENSITIVITY FACTORS ARE CALCULATED WITH AC | NETWORK | 1269.8074 | 1571.5 | 301.6926
results22.txt | SUBSYSTEM 'RESERV' IS USED FOR OPPOSING SYSTEM FOR MW POWER | DISPATCH | 1269.8074 | 1571.5 | 301.6926
results22.txt | SENSITIVITY FACTORS OF BRANCH FLOW (MVA) ON 6732 FLESAKER 400.00 TO 6739 TEGNEBY300 400.00 5 MORE THAN | 0.10000 | 1269.8074 | 1571.5 | 301.6926
results22.txt | <--------- BUS NAME --------> | MW-SENS | 1269.8074 | 1571.5 | 301.6926
results22.txt | 6356 BJERKREIM 400.00 | 0.1335 | 1269.8074 | 1571.5 | 301.6926
results22.txt | 6358 TONSTAD400 400.00 | 0.1326 | 1269.8074 | 1571.5 | 301.6926
results22.txt | 6357 TONSTAD300 400.00 | 0.1326 | 1269.8074 | 1571.5 | 301.6926
results22.txt | 6360 KJELLAND 400.00 | 0.1334 | 1269.8074 | 1571.5 | 301.6926
results22.txt | 6363 FEDA400 400.00 | 0.1337 | 1269.8074 | 1571.5 | 301.6926
results22.txt | 6362 FEDA300 400.00 | 0.1337 | 1269.8074 | 1571.5 | 301.6926
results22.txt | 6364 LISTAWIND 400.00 | 0.1337 | 1269.8074 | 1571.5 | 301.6926
results22.txt | 6365 KRISTIANSAND400.00 | 0.1360 | 1269.8074 | 1571.5 | 301.6926
results22.txt | 6373 ARENDAL400 400.00 | 0.1370 | 1269.8074 | 1571.5 | 301.6926
results22.txt | 6372 ARENDAL300 400.00 | 0.1370 | 1269.8074 | 1571.5 | 301.6926
results22.txt | 6674 HUSNES 400.00 | 0.1057 | 1269.8074 | 1571.5 | 301.6926
results22.txt | 6677 BLÅFALL 400.00 | 0.1053 | 1269.8074 | 1571.5 | 301.6926
results22.txt | 6679 OKSLA 400.00 | 0.1231 | 1269.8074 | 1571.5 | 301.6926
results22.txt | 6680 ÅSEN 400.00 | 0.1231 | 1269.8074 | 1571.5 | 301.6926
results22.txt | 6682 SAUDA400 400.00 | 0.1172 | 1269.8074 | 1571.5 | 301.6926
results22.txt | 6681 SAUDA300 400.00 | 0.1171 | 1269.8074 | 1571.5 | 301.6926
results22.txt | 6683 HYLEN 400.00 | 0.1168 | 1269.8074 | 1571.5 | 301.6926
results22.txt | 6685 RÖDAL 400.00 | 0.1238 | 1269.8074 | 1571.5 | 301.6926
results22.txt | 6686 NOVLE 400.00 | 0.1237 | 1269.8074 | 1571.5 | 301.6926
results22.txt | 6687 ULLA-FORRE 400.00 | 0.1247 | 1269.8074 | 1571.5 | 301.6926
results22.txt | 6688 STOKKELAND 400.00 | 0.1326 | 1269.8074 | 1571.5 | 301.6926
results22.txt | 6690 HOG-JAERN400400.00 | 0.1325 | 1269.8074 | 1571.5 | 301.6926
results22.txt | 6689 HOG-JAERN300400.00 | 0.1325 | 1269.8074 | 1571.5 | 301.6926
results22.txt | 6691 SUBSTATION 400.00 | 0.1168 | 1269.8074 | 1571.5 | 301.6926
results22.txt | 6693 SATURDAL 400.00 | 0.1350 | 1269.8074 | 1571.5 | 301.6926
results22.txt | 6692 HYDRO MIXED 400.00 | 0.1349 | 1269.8074 | 1571.5 | 301.6926
results22.txt | 6694 FORRE 400.00 | 0.1356 | 1269.8074 | 1571.5 | 301.6926
results22.txt | 6695 KVILLDAL 400.00 | 0.1394 | 1269.8074 | 1571.5 | 301.6926
results22.txt | 6698 LYSE400 400.00 | 0.1302 | 1269.8074 | 1571.5 | 301.6926
results22.txt | 6697 LYSE300 400.00 | 0.1302 | 1269.8074 | 1571.5 | 301.6926
results22.txt | 6699 DUGE 301.00 | 0.1306 | 1269.8074 | 1571.5 | 301.6926
results22.txt | 6700 TJORHOM 400.00 | 0.1297 | 1269.8074 | 1571.5 | 301.6926
results22.txt | 6701 KVANNDAL 400.00 | 0.1284 | 1269.8074 | 1571.5 | 301.6926
results22.txt | 6702 KJELA 400.00 | 0.1343 | 1269.8074 | 1571.5 | 301.6926
results22.txt | 6703 SONGA 400.00 | 0.1427 | 1269.8074 | 1571.5 | 301.6926
results22.txt | 6704 VINJE 400.00 | 0.1419 | 1269.8074 | 1571.5 | 301.6926
results22.txt | 6705 HOLEN 400.00 | 0.1378 | 1269.8074 | 1571.5 | 301.6926
results22.txt | 6706 ROSKREPP 301.00 | 0.1308 | 1269.8074 | 1571.5 | 301.6926
results22.txt | 6707 KVINEN 301.00 | 0.1309 | 1269.8074 | 1571.5 | 301.6926
results22.txt | 6708 SOLHOLM300 400.00 | 0.1323 | 1269.8074 | 1571.5 | 301.6926
results22.txt | 6710 HEKNI 400.00 | 0.1357 | 1269.8074 | 1571.5 | 301.6926
results22.txt | 6711 TOKKE 400.00 | 0.1414 | 1269.8074 | 1571.5 | 301.6926
results22.txt | 6722 VEMORK 400.00 | 0.1622 | 1269.8074 | 1571.5 | 301.6926
results22.txt | 6723 SÅHEIM 400.00 | 0.1796 | 1269.8074 | 1571.5 | 301.6926
results22.txt | 6725 SUNDSBARM 400.00 | 0.1502 | 1269.8074 | 1571.5 | 301.6926
results22.txt | 6727 ROD400 400.00 | 0.1255 | 1269.8074 | 1571.5 | 301.6926
results22.txt | 6726 ROD300 400.00 | 0.1262 | 1269.8074 | 1571.5 | 301.6926
results22.txt | 6728 GRENLAND 400.00 | 0.1364 | 1269.8074 | 1571.5 | 301.6926
results22.txt | 6730 BAMBLE400 400.00 | 0.1387 | 1269.8074 | 1571.5 | 301.6926
results22.txt | 6729 BAMBLE300 400.00 | 0.1387 | 1269.8074 | 1571.5 | 301.6926
results22.txt | 6732 FLESAKER 400.00 | 0.2023 | 1269.8074 | 1571.5 | 301.6926
results22.txt | 6738 TVEITEN 400.00 | 0.1681 | 1269.8074 | 1571.5 | 301.6926
results22.txt | 6749 STORD 400.00 | 0.1069 | 1269.8074 | 1571.5 | 301.6926
results22.txt | 6751 SUBSTATION 301.00 | 0.1116 | 1269.8074 | 1571.5 | 301.6926
results22.txt | 6750 HÅVIK 400.00 | 0.1092 | 1269.8074 | 1571.5 | 301.6926
results22.txt | 6752 SPANNE 400.00 | 0.1082 | 1269.8074 | 1571.5 | 301.6926
results22.txt | 6753 KÅRSTO 400.00 | 0.1095 | 1269.8074 | 1571.5 | 301.6926
results22.txt | 6754 STOLAHELA 400.00 | 0.1326 | 1269.8074 | 1571.5 | 301.6926
results22.txt | 8448 JOINT 400.00 | 0.1343 | 1269.8074 | 1571.5 | 301.6926
results22.txt | 8460 JOINT 400.00 | 0.1284 | 1269.8074 | 1571.5 | 301.6926
results22.txt | 8611 JOINT 400.00 | 0.1095 | 1269.8074 | 1571.5 | 301.6926
results22.txt | 9012 BAMBLE 400.00 | 0.1415 | 1269.8074 | 1571.5 | 301.6926
results22.txt | 9013 HOF 400.00 | 0.1885 | 1269.8074 | 1571.5 | 301.6926
results22.txt | 9014 HONNA 400.00 | 0.1336 | 1269.8074 | 1571.5 | 301.6926
results22.txt | 9019 SAUDA 301.00 | 0.1148 | 1269.8074 | 1571.5 | 301.6926
results22.txt | 9020 LYSE 301.00 | 0.1308 | 1269.8074 | 1571.5 | 301.6926
results22.txt | 9021 FJOTLAND 301.00 | 0.1318 | 1269.8074 | 1571.5 | 301.6926
results23.txt | PTI INTERACTIVE POWER SYSTEM SIMULATOR--PSS(R)E MON, MAY 29 2023 | 16:32 | -1937.6586 | 2245 | 307.3416
results23.txt | SENSITIVITY FACTORS ARE CALCULATED WITH AC | NETWORK | -1937.6586 | 2245 | 307.3416
results23.txt | SUBSYSTEM 'RESERV' IS USED FOR OPPOSING SYSTEM FOR MW POWER | DISPATCH | -1937.6586 | 2245 | 307.3416
results23.txt | SENSITIVITY FACTORS OF BRANCH FLOW (MVA) ON 6630 BORGVIK 400.00 TO 6742 HASLE400 400.00 5 MORE THAN | 0.10000 | -1937.6586 | 2245 | 307.3416
results23.txt | <--------- BUS NAME --------> | MW-SENS | -1937.6586 | 2245 | 307.3416
results23.txt | 6356 BJERKREIM 400.00 | 0.1249 | -1937.6586 | 2245 | 307.3416
results23.txt | 6358 TONSTAD400 400.00 | 0.1242 | -1937.6586 | 2245 | 307.3416
results23.txt | 6357 TONSTAD300 400.00 | 0.1242 | -1937.6586 | 2245 | 307.3416
results23.txt | 6360 KJELLAND 400.00 | 0.1250 | -1937.6586 | 2245 | 307.3416
results23.txt | 6363 FEDA400 400.00 | 0.1254 | -1937.6586 | 2245 | 307.3416
results23.txt | 6362 FEDA300 400.00 | 0.1254 | -1937.6586 | 2245 | 307.3416
results23.txt | 6364 LISTAWIND 400.00 | 0.1254 | -1937.6586 | 2245 | 307.3416
results23.txt | 6365 KRISTIANSAND400.00 | 0.1278 | -1937.6586 | 2245 | 307.3416
results23.txt | 6373 ARENDAL400 400.00 | 0.1311 | -1937.6586 | 2245 | 307.3416
results23.txt | 6372 ARENDAL300 400.00 | 0.1311 | -1937.6586 | 2245 | 307.3416
results23.txt | 6626 MINNE 400.00 | 0.1245 | -1937.6586 | 2245 | 307.3416
results23.txt | 6629 HALDEN 400.00 | 0.1256 | -1937.6586 | 2245 | 307.3416
results23.txt | 6630 BORGVIK 400.00 | -0.1807 | -1937.6586 | 2245 | 307.3416
results23.txt | 6651 MODALEN 400.00 | 0.1024 | -1937.6586 | 2245 | 307.3416
results23.txt | 6653 DALE 400.00 | 0.1037 | -1937.6586 | 2245 | 307.3416
results23.txt | 6654 EVANGER 400.00 | 0.1039 | -1937.6586 | 2245 | 307.3416
results23.txt | 6656 SAMNAGER400 400.00 | 0.1060 | -1937.6586 | 2245 | 307.3416
results23.txt | 6655 SAMNAGER300 400.00 | 0.1060 | -1937.6586 | 2245 | 307.3416
results23.txt | 6663 AURLAND400 400.00 | 0.1054 | -1937.6586 | 2245 | 307.3416
results23.txt | 6662 AURLAND200 400.00 | 0.1053 | -1937.6586 | 2245 | 307.3416
results23.txt | 6664 AURLAND2 400.00 | 0.1054 | -1937.6586 | 2245 | 307.3416
results23.txt | 6665 AURLAND3 400.00 | 0.1072 | -1937.6586 | 2245 | 307.3416
results23.txt | 6667 BORGUND 301.00 | 0.1176 | -1937.6586 | 2245 | 307.3416
results23.txt | 6668 ELDFJORD 400.00 | 0.1071 | -1937.6586 | 2245 | 307.3416
results23.txt | 6669 HOL1 400.00 | 0.1129 | -1937.6586 | 2245 | 307.3416
results23.txt | 6670 HOL3 400.00 | 0.1151 | -1937.6586 | 2245 | 307.3416
results23.txt | 6671 HEMSIL1 301.00 | 0.1182 | -1937.6586 | 2245 | 307.3416
results23.txt | 6673 USTA400 400.00 | 0.1155 | -1937.6586 | 2245 | 307.3416
results23.txt | 6672 USTA300 400.00 | 0.1155 | -1937.6586 | 2245 | 307.3416
results23.txt | 6674 HUSNES 400.00 | 0.1141 | -1937.6586 | 2245 | 307.3416
results23.txt | 6676 HYDRO PURE S400.00 | 0.1103 | -1937.6586 | 2245 | 307.3416
results23.txt | 6675 MAURANGER 400.00 | 0.1103 | -1937.6586 | 2245 | 307.3416
results23.txt | 6677 BLÅFALL 400.00 | 0.1139 | -1937.6586 | 2245 | 307.3416
results23.txt | 6679 OKSLA 400.00 | 0.1155 | -1937.6586 | 2245 | 307.3416
results23.txt | 6680 ÅSEN 400.00 | 0.1155 | -1937.6586 | 2245 | 307.3416
results23.txt | 6682 SAUDA400 400.00 | 0.1166 | -1937.6586 | 2245 | 307.3416
results23.txt | 6681 SAUDA300 400.00 | 0.1166 | -1937.6586 | 2245 | 307.3416
results23.txt | 6683 HYLEN 400.00 | 0.1163 | -1937.6586 | 2245 | 307.3416
results23.txt | 6685 RÖDAL 400.00 | 0.1163 | -1937.6586 | 2245 | 307.3416
results23.txt | 6686 NOVLE 400.00 | 0.1162 | -1937.6586 | 2245 | 307.3416
results23.txt | 6687 ULLA-FORRE 400.00 | 0.1173 | -1937.6586 | 2245 | 307.3416
results23.txt | 6688 STOKKELAND 400.00 | 0.1237 | -1937.6586 | 2245 | 307.3416
results23.txt | 6690 HOG-JAERN400400.00 | 0.1237 | -1937.6586 | 2245 | 307.3416
results23.txt | 6689 HOG-JAERN300400.00 | 0.1237 | -1937.6586 | 2245 | 307.3416
results23.txt | 6691 SUBSTATION 400.00 | 0.1163 | -1937.6586 | 2245 | 307.3416
results23.txt | 6693 SATURDAL 400.00 | 0.1197 | -1937.6586 | 2245 | 307.3416
results23.txt | 6692 HYDRO MIXED 400.00 | 0.1196 | -1937.6586 | 2245 | 307.3416
results23.txt | 6694 FORRE 400.00 | 0.1235 | -1937.6586 | 2245 | 307.3416
results23.txt | 6695 KVILLDAL 400.00 | 0.1221 | -1937.6586 | 2245 | 307.3416
results23.txt | 6698 LYSE400 400.00 | 0.1205 | -1937.6586 | 2245 | 307.3416
results23.txt | 6697 LYSE300 400.00 | 0.1205 | -1937.6586 | 2245 | 307.3416
results23.txt | 6699 DUGE 301.00 | 0.1216 | -1937.6586 | 2245 | 307.3416
results23.txt | 6700 TJORHOM 400.00 | 0.1199 | -1937.6586 | 2245 | 307.3416
results23.txt | 6701 KVANNDAL 400.00 | 0.1184 | -1937.6586 | 2245 | 307.3416
results23.txt | 6702 KJELA 400.00 | 0.1201 | -1937.6586 | 2245 | 307.3416
results23.txt | 6703 SONGA 400.00 | 0.1227 | -1937.6586 | 2245 | 307.3416
results23.txt | 6704 VINJE 400.00 | 0.1233 | -1937.6586 | 2245 | 307.3416
results23.txt | 6705 HOLEN 400.00 | 0.1240 | -1937.6586 | 2245 | 307.3416
results23.txt | 6706 ROSKREPP 301.00 | 0.1218 | -1937.6586 | 2245 | 307.3416
results23.txt | 6707 KVINEN 301.00 | 0.1220 | -1937.6586 | 2245 | 307.3416
results23.txt | 6708 SOLHOLM300 400.00 | 0.1243 | -1937.6586 | 2245 | 307.3416
results23.txt | 6710 HEKNI 400.00 | 0.1241 | -1937.6586 | 2245 | 307.3416
results23.txt | 6711 TOKKE 400.00 | 0.1244 | -1937.6586 | 2245 | 307.3416
results23.txt | 6713 NEDREVINSTRA400.00 | 0.1052 | -1937.6586 | 2245 | 307.3416
results23.txt | 6714 HEMSIL2 400.00 | 0.1197 | -1937.6586 | 2245 | 307.3416
results23.txt | 6715 NESBYEN 400.00 | 0.1208 | -1937.6586 | 2245 | 307.3416
results23.txt | 6716 DAGALI 400.00 | 0.1184 | -1937.6586 | 2245 | 307.3416
results23.txt | 6717 NEDREVINSTRA400.00 | 0.1051 | -1937.6586 | 2245 | 307.3416
results23.txt | 6718 FÅBERG 400.00 | 0.1066 | -1937.6586 | 2245 | 307.3416
results23.txt | 6719 ÅDAL 400.00 | 0.1274 | -1937.6586 | 2245 | 307.3416
results23.txt | 6720 VARDAL 400.00 | 0.1140 | -1937.6586 | 2245 | 307.3416
results23.txt | 6721 VANG 400.00 | 0.1162 | -1937.6586 | 2245 | 307.3416
results23.txt | 6722 VEMORK 400.00 | 0.1267 | -1937.6586 | 2245 | 307.3416
results23.txt | 6723 SÅHEIM 400.00 | 0.1299 | -1937.6586 | 2245 | 307.3416
results23.txt | 6724 NORE 400.00 | 0.1214 | -1937.6586 | 2245 | 307.3416
results23.txt | 6725 SUNDSBARM 400.00 | 0.1315 | -1937.6586 | 2245 | 307.3416
results23.txt | 6727 ROD400 400.00 | 0.1360 | -1937.6586 | 2245 | 307.3416
results23.txt | 6726 ROD300 400.00 | 0.1360 | -1937.6586 | 2245 | 307.3416
results23.txt | 6728 GRENLAND 400.00 | 0.1357 | -1937.6586 | 2245 | 307.3416
results23.txt | 6730 BAMBLE400 400.00 | 0.1349 | -1937.6586 | 2245 | 307.3416
results23.txt | 6729 BAMBLE300 400.00 | 0.1349 | -1937.6586 | 2245 | 307.3416
results23.txt | 6731 RINGERIKE 400.00 | 0.1278 | -1937.6586 | 2245 | 307.3416
results23.txt | 6732 FLESAKER 400.00 | 0.1361 | -1937.6586 | 2245 | 307.3416
results23.txt | 6734 SYLLING400 400.00 | 0.1331 | -1937.6586 | 2245 | 307.3416
results23.txt | 6733 SYLLING300 400.00 | 0.1331 | -1937.6586 | 2245 | 307.3416
results23.txt | 6736 OSLA400 400.00 | 0.1315 | -1937.6586 | 2245 | 307.3416
results23.txt | 6735 OSLO300 400.00 | 0.1313 | -1937.6586 | 2245 | 307.3416
results23.txt | 6737 FOLLO 400.00 | 0.1393 | -1937.6586 | 2245 | 307.3416
results23.txt | 6738 TVEITEN 400.00 | 0.1366 | -1937.6586 | 2245 | 307.3416
results23.txt | 6740 TEGNEBY400 400.00 | 0.1460 | -1937.6586 | 2245 | 307.3416
results23.txt | 6739 TEGNEBY300 400.00 | 0.1460 | -1937.6586 | 2245 | 307.3416
results23.txt | 6742 HASLE400 400.00 | 0.1527 | -1937.6586 | 2245 | 307.3416
results23.txt | 6741 HASLE300 400.00 | 0.1525 | -1937.6586 | 2245 | 307.3416
results23.txt | 6743 KOLLSNES 400.00 | 0.1046 | -1937.6586 | 2245 | 307.3416
results23.txt | 6745 SUBSTATION 400.00 | 0.1039 | -1937.6586 | 2245 | 307.3416
results23.txt | 6744 LINDÅS 400.00 | 0.1039 | -1937.6586 | 2245 | 307.3416
results23.txt | 6746 NYGARD 400.00 | 0.1047 | -1937.6586 | 2245 | 307.3416
results23.txt | 6747 ARNA 400.00 | 0.1045 | -1937.6586 | 2245 | 307.3416
results23.txt | 6748 BERGEN 400.00 | 0.1048 | -1937.6586 | 2245 | 307.3416
results23.txt | 6749 STORD 400.00 | 0.1147 | -1937.6586 | 2245 | 307.3416
results23.txt | 6751 SUBSTATION 301.00 | 0.1159 | -1937.6586 | 2245 | 307.3416
results23.txt | 6750 HÅVIK 400.00 | 0.1156 | -1937.6586 | 2245 | 307.3416
results23.txt | 6752 SPANNE 400.00 | 0.1153 | -1937.6586 | 2245 | 307.3416
results23.txt | 6753 KÅRSTO 400.00 | 0.1160 | -1937.6586 | 2245 | 307.3416
results23.txt | 6754 STOLAHELA 400.00 | 0.1237 | -1937.6586 | 2245 | 307.3416
results23.txt | 6799 HJÄLTA220 220.00 | -0.1093 | -1937.6586 | 2245 | 307.3416
results23.txt | 6800 FORSMO 220.00 | -0.1012 | -1937.6586 | 2245 | 307.3416
results23.txt | 6801 FORSSE 220.00 | -0.1074 | -1937.6586 | 2245 | 307.3416
results23.txt | 6804 JARKVISSLE 220.00 | -0.1090 | -1937.6586 | 2245 | 307.3416
results23.txt | 6806 HALLSJO 220.00 | -0.1090 | -1937.6586 | 2245 | 307.3416
results23.txt | 6808 VAPLE 220.00 | -0.1089 | -1937.6586 | 2245 | 307.3416
results23.txt | 6823 LANGA 220.00 | -0.1072 | -1937.6586 | 2245 | 307.3416
results23.txt | 6824 TRANGFARS 220.00 | -0.1085 | -1937.6586 | 2245 | 307.3416
results23.txt | 6825 NORDIASEN 220.00 | -0.1082 | -1937.6586 | 2245 | 307.3416
results23.txt | 6828 MIDSKOG400 400.00 | -0.1081 | -1937.6586 | 2245 | 307.3416
results23.txt | 6827 MIDSKOG220 220.00 | -0.1030 | -1937.6586 | 2245 | 307.3416
results23.txt | 6834 STUGUN 220.00 | -0.1052 | -1937.6586 | 2245 | 307.3416
results23.txt | 6835 NÄVEREDE 220.00 | -0.1041 | -1937.6586 | 2245 | 307.3416
results23.txt | 6836 GAMMALÄNGE 220.00 | -0.1066 | -1937.6586 | 2245 | 307.3416
results23.txt | 6837 KRÅNGEDE 220.00 | -0.1066 | -1937.6586 | 2245 | 307.3416
results23.txt | 6840 SVARTHÅLSF 220.00 | -0.1074 | -1937.6586 | 2245 | 307.3416
results23.txt | 6841 STADSFORSEN 220.00 | -0.1093 | -1937.6586 | 2245 | 307.3416
results23.txt | 6843 RATANSKV400 400.00 | -0.1222 | -1937.6586 | 2245 | 307.3416
results23.txt | 6842 RATANSKV220 220.00 | -0.1093 | -1937.6586 | 2245 | 307.3416
results23.txt | 6844 RATAN 400.00 | -0.1232 | -1937.6586 | 2245 | 307.3416
results23.txt | 6845 TURINGE 220.00 | -0.1092 | -1937.6586 | 2245 | 307.3416
results23.txt | 6846 SVEG 220.00 | -0.1084 | -1937.6586 | 2245 | 307.3416
results23.txt | 6847 BRACKE 220.00 | -0.1068 | -1937.6586 | 2245 | 307.3416
results23.txt | 6848 JARNVAGSFOR 220.00 | -0.1092 | -1937.6586 | 2245 | 307.3416
results23.txt | 6849 ANGE 220.00 | -0.1091 | -1937.6586 | 2245 | 307.3416
results23.txt | 6850 MORTTJARNB 220.00 | -0.1068 | -1937.6586 | 2245 | 307.3416
results23.txt | 6851 HOLLEFORSEN 220.00 | -0.1092 | -1937.6586 | 2245 | 307.3416
results23.txt | 6852 TORPSHAMMAR 220.00 | -0.1090 | -1937.6586 | 2245 | 307.3416
results23.txt | 6853 DONJE 220.00 | -0.1090 | -1937.6586 | 2245 | 307.3416
results23.txt | 6875 RENDALEN 301.00 | 0.1112 | -1937.6586 | 2245 | 307.3416
results23.txt | 8619 JOINT 220.00 | -0.1091 | -1937.6586 | 2245 | 307.3416
results23.txt | 8750 JOINT 220.00 | -0.1074 | -1937.6586 | 2245 | 307.3416
results23.txt | 8448 JOINT 400.00 | 0.1201 | -1937.6586 | 2245 | 307.3416
results23.txt | 8271 JOINT 220.00 | -0.1091 | -1937.6586 | 2245 | 307.3416
results23.txt | 8460 JOINT 400.00 | 0.1184 | -1937.6586 | 2245 | 307.3416
results23.txt | 8777 JOINT 220.00 | -0.1074 | -1937.6586 | 2245 | 307.3416
results23.txt | 8682 JOINT 220.00 | -0.1052 | -1937.6586 | 2245 | 307.3416
results23.txt | 8258 JOINT 220.00 | -0.1042 | -1937.6586 | 2245 | 307.3416
results23.txt | 8611 JOINT 400.00 | 0.1159 | -1937.6586 | 2245 | 307.3416
results23.txt | 8606 JOINT 220.00 | -0.1089 | -1937.6586 | 2245 | 307.3416
results23.txt | 8693 JOINT 220.00 | -0.1090 | -1937.6586 | 2245 | 307.3416
results23.txt | 8613 JOINT 220.00 | -0.1091 | -1937.6586 | 2245 | 307.3416
results23.txt | 9010 HAUGSVAER 400.00 | 0.1031 | -1937.6586 | 2245 | 307.3416
results23.txt | 9011 STEINSLAND 400.00 | 0.1026 | -1937.6586 | 2245 | 307.3416
results23.txt | 9012 BAMBLE 400.00 | 0.1355 | -1937.6586 | 2245 | 307.3416
results23.txt | 9013 HOF 400.00 | 0.1362 | -1937.6586 | 2245 | 307.3416
results23.txt | 9014 HONNA 400.00 | 0.1262 | -1937.6586 | 2245 | 307.3416
results23.txt | 9406 TANDÖ 400.00 | -0.1449 | -1937.6586 | 2245 | 307.3416
results23.txt | 9407 HAGFORS 400.00 | -0.1652 | -1937.6586 | 2245 | 307.3416
results23.txt | 9015 HEMSIL300 301.00 | 0.1197 | -1937.6586 | 2245 | 307.3416
results23.txt | 9016 FÅBER300 301.00 | 0.1139 | -1937.6586 | 2245 | 307.3416
results23.txt | 9017 OSLO301 301.00 | 0.1312 | -1937.6586 | 2245 | 307.3416
results23.txt | 9018 TEGNEBY 301.00 | 0.1388 | -1937.6586 | 2245 | 307.3416
results23.txt | 9019 SAUDA 301.00 | 0.1163 | -1937.6586 | 2245 | 307.3416
results23.txt | 9020 LYSE 301.00 | 0.1216 | -1937.6586 | 2245 | 307.3416
results23.txt | 9021 FJOTLAND 301.00 | 0.1231 | -1937.6586 | 2245 | 307.3416
results24.txt | PTI INTERACTIVE POWER SYSTEM SIMULATOR--PSS(R)E MON, MAY 29 2023 | 16:32 | -1937.6586 | 2245 | 307.3416
results24.txt | SENSITIVITY FACTORS ARE CALCULATED WITH AC | NETWORK | -1937.6586 | 2245 | 307.3416
results24.txt | SUBSYSTEM 'RESERV' IS USED FOR OPPOSING SYSTEM FOR MW POWER | DISPATCH | -1937.6586 | 2245 | 307.3416
results24.txt | SENSITIVITY FACTORS OF BRANCH FLOW (MVA) ON 6630 BORGVIK 400.00 TO 6742 HASLE400 400.00 8 MORE THAN | 0.10000 | -1937.6586 | 2245 | 307.3416
results24.txt | <--------- BUS NAME --------> | MW-SENS | -1937.6586 | 2245 | 307.3416
results24.txt | 6356 BJERKREIM 400.00 | 0.1249 | -1937.6586 | 2245 | 307.3416
results24.txt | 6358 TONSTAD400 400.00 | 0.1242 | -1937.6586 | 2245 | 307.3416
results24.txt | 6357 TONSTAD300 400.00 | 0.1242 | -1937.6586 | 2245 | 307.3416
results24.txt | 6360 KJELLAND 400.00 | 0.1250 | -1937.6586 | 2245 | 307.3416
results24.txt | 6363 FEDA400 400.00 | 0.1254 | -1937.6586 | 2245 | 307.3416
results24.txt | 6362 FEDA300 400.00 | 0.1254 | -1937.6586 | 2245 | 307.3416
results24.txt | 6364 LISTAWIND 400.00 | 0.1254 | -1937.6586 | 2245 | 307.3416
results24.txt | 6365 KRISTIANSAND400.00 | 0.1278 | -1937.6586 | 2245 | 307.3416
results24.txt | 6373 ARENDAL400 400.00 | 0.1311 | -1937.6586 | 2245 | 307.3416
results24.txt | 6372 ARENDAL300 400.00 | 0.1311 | -1937.6586 | 2245 | 307.3416
results24.txt | 6626 MINNE 400.00 | 0.1245 | -1937.6586 | 2245 | 307.3416
results24.txt | 6629 HALDEN 400.00 | 0.1256 | -1937.6586 | 2245 | 307.3416
results24.txt | 6630 BORGVIK 400.00 | -0.1807 | -1937.6586 | 2245 | 307.3416
results24.txt | 6651 MODALEN 400.00 | 0.1024 | -1937.6586 | 2245 | 307.3416
results24.txt | 6653 DALE 400.00 | 0.1037 | -1937.6586 | 2245 | 307.3416
results24.txt | 6654 EVANGER 400.00 | 0.1039 | -1937.6586 | 2245 | 307.3416
results24.txt | 6656 SAMNAGER400 400.00 | 0.1060 | -1937.6586 | 2245 | 307.3416
results24.txt | 6655 SAMNAGER300 400.00 | 0.1060 | -1937.6586 | 2245 | 307.3416
results24.txt | 6663 AURLAND400 400.00 | 0.1054 | -1937.6586 | 2245 | 307.3416
results24.txt | 6662 AURLAND200 400.00 | 0.1053 | -1937.6586 | 2245 | 307.3416
results24.txt | 6664 AURLAND2 400.00 | 0.1054 | -1937.6586 | 2245 | 307.3416
results24.txt | 6665 AURLAND3 400.00 | 0.1072 | -1937.6586 | 2245 | 307.3416
results24.txt | 6667 BORGUND 301.00 | 0.1176 | -1937.6586 | 2245 | 307.3416
results24.txt | 6668 ELDFJORD 400.00 | 0.1071 | -1937.6586 | 2245 | 307.3416
results24.txt | 6669 HOL1 400.00 | 0.1129 | -1937.6586 | 2245 | 307.3416
results24.txt | 6670 HOL3 400.00 | 0.1151 | -1937.6586 | 2245 | 307.3416
results24.txt | 6671 HEMSIL1 301.00 | 0.1182 | -1937.6586 | 2245 | 307.3416
results24.txt | 6673 USTA400 400.00 | 0.1155 | -1937.6586 | 2245 | 307.3416
results24.txt | 6672 USTA300 400.00 | 0.1155 | -1937.6586 | 2245 | 307.3416
results24.txt | 6674 HUSNES 400.00 | 0.1141 | -1937.6586 | 2245 | 307.3416
results24.txt | 6676 HYDRO PURE S400.00 | 0.1103 | -1937.6586 | 2245 | 307.3416
results24.txt | 6675 MAURANGER 400.00 | 0.1103 | -1937.6586 | 2245 | 307.3416
results24.txt | 6677 BLÅFALL 400.00 | 0.1139 | -1937.6586 | 2245 | 307.3416
results24.txt | 6679 OKSLA 400.00 | 0.1155 | -1937.6586 | 2245 | 307.3416
results24.txt | 6680 ÅSEN 400.00 | 0.1155 | -1937.6586 | 2245 | 307.3416
results24.txt | 6682 SAUDA400 400.00 | 0.1166 | -1937.6586 | 2245 | 307.3416
results24.txt | 6681 SAUDA300 400.00 | 0.1166 | -1937.6586 | 2245 | 307.3416
results24.txt | 6683 HYLEN 400.00 | 0.1163 | -1937.6586 | 2245 | 307.3416
results24.txt | 6685 RÖDAL 400.00 | 0.1163 | -1937.6586 | 2245 | 307.3416
results24.txt | 6686 NOVLE 400.00 | 0.1162 | -1937.6586 | 2245 | 307.3416
results24.txt | 6687 ULLA-FORRE 400.00 | 0.1173 | -1937.6586 | 2245 | 307.3416
results24.txt | 6688 STOKKELAND 400.00 | 0.1237 | -1937.6586 | 2245 | 307.3416
results24.txt | 6690 HOG-JAERN400400.00 | 0.1237 | -1937.6586 | 2245 | 307.3416
results24.txt | 6689 HOG-JAERN300400.00 | 0.1237 | -1937.6586 | 2245 | 307.3416
results24.txt | 6691 SUBSTATION 400.00 | 0.1163 | -1937.6586 | 2245 | 307.3416
results24.txt | 6693 SATURDAL 400.00 | 0.1197 | -1937.6586 | 2245 | 307.3416
results24.txt | 6692 HYDRO MIXED 400.00 | 0.1196 | -1937.6586 | 2245 | 307.3416
results24.txt | 6694 FORRE 400.00 | 0.1235 | -1937.6586 | 2245 | 307.3416
results24.txt | 6695 KVILLDAL 400.00 | 0.1221 | -1937.6586 | 2245 | 307.3416
results24.txt | 6698 LYSE400 400.00 | 0.1205 | -1937.6586 | 2245 | 307.3416
results24.txt | 6697 LYSE300 400.00 | 0.1205 | -1937.6586 | 2245 | 307.3416
results24.txt | 6699 DUGE 301.00 | 0.1216 | -1937.6586 | 2245 | 307.3416
results24.txt | 6700 TJORHOM 400.00 | 0.1199 | -1937.6586 | 2245 | 307.3416
results24.txt | 6701 KVANNDAL 400.00 | 0.1184 | -1937.6586 | 2245 | 307.3416
results24.txt | 6702 KJELA 400.00 | 0.1201 | -1937.6586 | 2245 | 307.3416
results24.txt | 6703 SONGA 400.00 | 0.1227 | -1937.6586 | 2245 | 307.3416
results24.txt | 6704 VINJE 400.00 | 0.1233 | -1937.6586 | 2245 | 307.3416
results24.txt | 6705 HOLEN 400.00 | 0.1240 | -1937.6586 | 2245 | 307.3416
results24.txt | 6706 ROSKREPP 301.00 | 0.1218 | -1937.6586 | 2245 | 307.3416
results24.txt | 6707 KVINEN 301.00 | 0.1220 | -1937.6586 | 2245 | 307.3416
results24.txt | 6708 SOLHOLM300 400.00 | 0.1243 | -1937.6586 | 2245 | 307.3416
results24.txt | 6710 HEKNI 400.00 | 0.1241 | -1937.6586 | 2245 | 307.3416
results24.txt | 6711 TOKKE 400.00 | 0.1244 | -1937.6586 | 2245 | 307.3416
results24.txt | 6713 NEDREVINSTRA400.00 | 0.1052 | -1937.6586 | 2245 | 307.3416
results24.txt | 6714 HEMSIL2 400.00 | 0.1197 | -1937.6586 | 2245 | 307.3416
results24.txt | 6715 NESBYEN 400.00 | 0.1208 | -1937.6586 | 2245 | 307.3416
results24.txt | 6716 DAGALI 400.00 | 0.1184 | -1937.6586 | 2245 | 307.3416
results24.txt | 6717 NEDREVINSTRA400.00 | 0.1051 | -1937.6586 | 2245 | 307.3416
results24.txt | 6718 FÅBERG 400.00 | 0.1066 | -1937.6586 | 2245 | 307.3416
results24.txt | 6719 ÅDAL 400.00 | 0.1274 | -1937.6586 | 2245 | 307.3416
results24.txt | 6720 VARDAL 400.00 | 0.1140 | -1937.6586 | 2245 | 307.3416
results24.txt | 6721 VANG 400.00 | 0.1162 | -1937.6586 | 2245 | 307.3416
results24.txt | 6722 VEMORK 400.00 | 0.1267 | -1937.6586 | 2245 | 307.3416
results24.txt | 6723 SÅHEIM 400.00 | 0.1299 | -1937.6586 | 2245 | 307.3416
results24.txt | 6724 NORE 400.00 | 0.1214 | -1937.6586 | 2245 | 307.3416
results24.txt | 6725 SUNDSBARM 400.00 | 0.1315 | -1937.6586 | 2245 | 307.3416
results24.txt | 6727 ROD400 400.00 | 0.1360 | -1937.6586 | 2245 | 307.3416
results24.txt | 6726 ROD300 400.00 | 0.1360 | -1937.6586 | 2245 | 307.3416
results24.txt | 6728 GRENLAND 400.00 | 0.1357 | -1937.6586 | 2245 | 307.3416
results24.txt | 6730 BAMBLE400 400.00 | 0.1349 | -1937.6586 | 2245 | 307.3416
results24.txt | 6729 BAMBLE300 400.00 | 0.1349 | -1937.6586 | 2245 | 307.3416
results24.txt | 6731 RINGERIKE 400.00 | 0.1278 | -1937.6586 | 2245 | 307.3416
results24.txt | 6732 FLESAKER 400.00 | 0.1361 | -1937.6586 | 2245 | 307.3416
results24.txt | 6734 SYLLING400 400.00 | 0.1331 | -1937.6586 | 2245 | 307.3416
results24.txt | 6733 SYLLING300 400.00 | 0.1331 | -1937.6586 | 2245 | 307.3416
results24.txt | 6736 OSLA400 400.00 | 0.1315 | -1937.6586 | 2245 | 307.3416
results24.txt | 6735 OSLO300 400.00 | 0.1313 | -1937.6586 | 2245 | 307.3416
results24.txt | 6737 FOLLO 400.00 | 0.1393 | -1937.6586 | 2245 | 307.3416
results24.txt | 6738 TVEITEN 400.00 | 0.1366 | -1937.6586 | 2245 | 307.3416
results24.txt | 6740 TEGNEBY400 400.00 | 0.1460 | -1937.6586 | 2245 | 307.3416
results24.txt | 6739 TEGNEBY300 400.00 | 0.1460 | -1937.6586 | 2245 | 307.3416
results24.txt | 6742 HASLE400 400.00 | 0.1527 | -1937.6586 | 2245 | 307.3416
results24.txt | 6741 HASLE300 400.00 | 0.1525 | -1937.6586 | 2245 | 307.3416
results24.txt | 6743 KOLLSNES 400.00 | 0.1046 | -1937.6586 | 2245 | 307.3416
results24.txt | 6745 SUBSTATION 400.00 | 0.1039 | -1937.6586 | 2245 | 307.3416
results24.txt | 6744 LINDÅS 400.00 | 0.1039 | -1937.6586 | 2245 | 307.3416
results24.txt | 6746 NYGARD 400.00 | 0.1047 | -1937.6586 | 2245 | 307.3416
results24.txt | 6747 ARNA 400.00 | 0.1045 | -1937.6586 | 2245 | 307.3416
results24.txt | 6748 BERGEN 400.00 | 0.1048 | -1937.6586 | 2245 | 307.3416
results24.txt | 6749 STORD 400.00 | 0.1147 | -1937.6586 | 2245 | 307.3416
results24.txt | 6751 SUBSTATION 301.00 | 0.1159 | -1937.6586 | 2245 | 307.3416
results24.txt | 6750 HÅVIK 400.00 | 0.1156 | -1937.6586 | 2245 | 307.3416
results24.txt | 6752 SPANNE 400.00 | 0.1153 | -1937.6586 | 2245 | 307.3416
results24.txt | 6753 KÅRSTO 400.00 | 0.1160 | -1937.6586 | 2245 | 307.3416
results24.txt | 6754 STOLAHELA 400.00 | 0.1237 | -1937.6586 | 2245 | 307.3416
results24.txt | 6799 HJÄLTA220 220.00 | -0.1093 | -1937.6586 | 2245 | 307.3416
results24.txt | 6800 FORSMO 220.00 | -0.1012 | -1937.6586 | 2245 | 307.3416
results24.txt | 6801 FORSSE 220.00 | -0.1074 | -1937.6586 | 2245 | 307.3416
results24.txt | 6804 JARKVISSLE 220.00 | -0.1090 | -1937.6586 | 2245 | 307.3416
results24.txt | 6806 HALLSJO 220.00 | -0.1090 | -1937.6586 | 2245 | 307.3416
results24.txt | 6808 VAPLE 220.00 | -0.1089 | -1937.6586 | 2245 | 307.3416
results24.txt | 6823 LANGA 220.00 | -0.1072 | -1937.6586 | 2245 | 307.3416
results24.txt | 6824 TRANGFARS 220.00 | -0.1085 | -1937.6586 | 2245 | 307.3416
results24.txt | 6825 NORDIASEN 220.00 | -0.1082 | -1937.6586 | 2245 | 307.3416
results24.txt | 6828 MIDSKOG400 400.00 | -0.1081 | -1937.6586 | 2245 | 307.3416
results24.txt | 6827 MIDSKOG220 220.00 | -0.1030 | -1937.6586 | 2245 | 307.3416
results24.txt | 6834 STUGUN 220.00 | -0.1052 | -1937.6586 | 2245 | 307.3416
results24.txt | 6835 NÄVEREDE 220.00 | -0.1041 | -1937.6586 | 2245 | 307.3416
results24.txt | 6836 GAMMALÄNGE 220.00 | -0.1066 | -1937.6586 | 2245 | 307.3416
results24.txt | 6837 KRÅNGEDE 220.00 | -0.1066 | -1937.6586 | 2245 | 307.3416
results24.txt | 6840 SVARTHÅLSF 220.00 | -0.1074 | -1937.6586 | 2245 | 307.3416
results24.txt | 6841 STADSFORSEN 220.00 | -0.1093 | -1937.6586 | 2245 | 307.3416
results24.txt | 6843 RATANSKV400 400.00 | -0.1222 | -1937.6586 | 2245 | 307.3416
results24.txt | 6842 RATANSKV220 220.00 | -0.1093 | -1937.6586 | 2245 | 307.3416
results24.txt | 6844 RATAN 400.00 | -0.1232 | -1937.6586 | 2245 | 307.3416
results24.txt | 6845 TURINGE 220.00 | -0.1092 | -1937.6586 | 2245 | 307.3416
results24.txt | 6846 SVEG 220.00 | -0.1084 | -1937.6586 | 2245 | 307.3416
results24.txt | 6847 BRACKE 220.00 | -0.1068 | -1937.6586 | 2245 | 307.3416
results24.txt | 6848 JARNVAGSFOR 220.00 | -0.1092 | -1937.6586 | 2245 | 307.3416
results24.txt | 6849 ANGE 220.00 | -0.1091 | -1937.6586 | 2245 | 307.3416
results24.txt | 6850 MORTTJARNB 220.00 | -0.1068 | -1937.6586 | 2245 | 307.3416
results24.txt | 6851 HOLLEFORSEN 220.00 | -0.1092 | -1937.6586 | 2245 | 307.3416
results24.txt | 6852 TORPSHAMMAR 220.00 | -0.1090 | -1937.6586 | 2245 | 307.3416
results24.txt | 6853 DONJE 220.00 | -0.1090 | -1937.6586 | 2245 | 307.3416
results24.txt | 6875 RENDALEN 301.00 | 0.1112 | -1937.6586 | 2245 | 307.3416
results24.txt | 8619 JOINT 220.00 | -0.1091 | -1937.6586 | 2245 | 307.3416
results24.txt | 8750 JOINT 220.00 | -0.1074 | -1937.6586 | 2245 | 307.3416
results24.txt | 8448 JOINT 400.00 | 0.1201 | -1937.6586 | 2245 | 307.3416
results24.txt | 8271 JOINT 220.00 | -0.1091 | -1937.6586 | 2245 | 307.3416
results24.txt | 8460 JOINT 400.00 | 0.1184 | -1937.6586 | 2245 | 307.3416
results24.txt | 8777 JOINT 220.00 | -0.1074 | -1937.6586 | 2245 | 307.3416
results24.txt | 8682 JOINT 220.00 | -0.1052 | -1937.6586 | 2245 | 307.3416
results24.txt | 8258 JOINT 220.00 | -0.1042 | -1937.6586 | 2245 | 307.3416
results24.txt | 8611 JOINT 400.00 | 0.1159 | -1937.6586 | 2245 | 307.3416
results24.txt | 8606 JOINT 220.00 | -0.1089 | -1937.6586 | 2245 | 307.3416
results24.txt | 8693 JOINT 220.00 | -0.1090 | -1937.6586 | 2245 | 307.3416
results24.txt | 8613 JOINT 220.00 | -0.1091 | -1937.6586 | 2245 | 307.3416
results24.txt | 9010 HAUGSVAER 400.00 | 0.1031 | -1937.6586 | 2245 | 307.3416
results24.txt | 9011 STEINSLAND 400.00 | 0.1026 | -1937.6586 | 2245 | 307.3416
results24.txt | 9012 BAMBLE 400.00 | 0.1355 | -1937.6586 | 2245 | 307.3416
results24.txt | 9013 HOF 400.00 | 0.1362 | -1937.6586 | 2245 | 307.3416
results24.txt | 9014 HONNA 400.00 | 0.1262 | -1937.6586 | 2245 | 307.3416
results24.txt | 9406 TANDÖ 400.00 | -0.1449 | -1937.6586 | 2245 | 307.3416
results24.txt | 9407 HAGFORS 400.00 | -0.1652 | -1937.6586 | 2245 | 307.3416
results24.txt | 9015 HEMSIL300 301.00 | 0.1197 | -1937.6586 | 2245 | 307.3416
results24.txt | 9016 FÅBER300 301.00 | 0.1139 | -1937.6586 | 2245 | 307.3416
results24.txt | 9017 OSLO301 301.00 | 0.1312 | -1937.6586 | 2245 | 307.3416
results24.txt | 9018 TEGNEBY 301.00 | 0.1388 | -1937.6586 | 2245 | 307.3416
results24.txt | 9019 SAUDA 301.00 | 0.1163 | -1937.6586 | 2245 | 307.3416
results24.txt | 9020 LYSE 301.00 | 0.1216 | -1937.6586 | 2245 | 307.3416
results24.txt | 9021 FJOTLAND 301.00 | 0.1231 | -1937.6586 | 2245 | 307.3416
results25.txt | PTI INTERACTIVE POWER SYSTEM SIMULATOR--PSS(R)E MON, MAY 29 2023 | 16:32 | -438.3687 | 746 | 307.6313
results25.txt | SENSITIVITY FACTORS ARE CALCULATED WITH AC | NETWORK | -438.3687 | 746 | 307.6313
results25.txt | SUBSYSTEM 'RESERV' IS USED FOR OPPOSING SYSTEM FOR MW POWER | DISPATCH | -438.3687 | 746 | 307.6313
results25.txt | SENSITIVITY FACTORS OF BRANCH FLOW (MVA) ON 6674 HUSNES 400.00 TO 6677 BLÅFALL 400.00 4 MORE THAN | 0.10000 | -438.3687 | 746 | 307.6313
results25.txt | <--------- BUS NAME --------> | MW-SENS | -438.3687 | 746 | 307.6313
results25.txt | 6674 HUSNES 400.00 | -0.1777 | -438.3687 | 746 | 307.6313
results25.txt | 6749 STORD 400.00 | -0.1416 | -438.3687 | 746 | 307.6313
results25.txt | 6752 SPANNE 400.00 | -0.1028 | -438.3687 | 746 | 307.6313
results26.txt | PTI INTERACTIVE POWER SYSTEM SIMULATOR--PSS(R)E MON, MAY 29 2023 | 16:32 | -1928.401 | 2245 | 316.599
results26.txt | SENSITIVITY FACTORS ARE CALCULATED WITH AC | NETWORK | -1928.401 | 2245 | 316.599
results26.txt | SUBSYSTEM 'RESERV' IS USED FOR OPPOSING SYSTEM FOR MW POWER | DISPATCH | -1928.401 | 2245 | 316.599
results26.txt | SENSITIVITY FACTORS OF BRANCH FLOW (MVA) ON 6324 GORLOSEGARD 400.00 TO 6335 SODERASEN 400.00 1 MORE THAN | 0.10000 | -1928.401 | 2245 | 316.599
results26.txt | <--------- BUS NAME --------> | MW-SENS | -1928.401 | 2245 | 316.599
results26.txt | 5624 HERSLEV 400.00 | -0.5086 | -1928.401 | 2245 | 316.599
results26.txt | 5642 HOVEGARD 400.00 | -0.5080 | -1928.401 | 2245 | 316.599
results26.txt | 5646 BJAEVERSKOV4400.00 | -0.5078 | -1928.401 | 2245 | 316.599
results26.txt | 5645 BJAEVERSKOV2220.00 | -0.5070 | -1928.401 | 2245 | 316.599
results26.txt | 5657 ISHOJ400 400.00 | -0.5080 | -1928.401 | 2245 | 316.599
results26.txt | 5656 ISHOJ220 220.00 | -0.5088 | -1928.401 | 2245 | 316.599
results26.txt | 5660 AVEDOREVERK 400.00 | -0.5083 | -1928.401 | 2245 | 316.599
results26.txt | 5662 ORSTEDSVERKE400.00 | -0.5089 | -1928.401 | 2245 | 316.599
results26.txt | 5676 WIND FARM 220.00 | -0.4993 | -1928.401 | 2245 | 316.599
results26.txt | 5845 ASNAESVERK 400.00 | -0.5083 | -1928.401 | 2245 | 316.599
results26.txt | 6319 KYNDBYVERKER400.00 | -0.5078 | -1928.401 | 2245 | 316.599
results26.txt | 6324 GORLOSEGARD 400.00 | -0.5060 | -1928.401 | 2245 | 316.599
results26.txt | 6330 GELNTEGARD2 400.00 | -0.5102 | -1928.401 | 2245 | 316.599
results26.txt | 6334 GLENTEGARD 400.00 | -0.5108 | -1928.401 | 2245 | 316.599
results26.txt | 7429 JOINT 220.00 | -0.4999 | -1928.401 | 2245 | 316.599
results27.txt | PTI INTERACTIVE POWER SYSTEM SIMULATOR--PSS(R)E MON, MAY 29 2023 | 16:32 | -1928.401 | 2245 | 316.599
results27.txt | SENSITIVITY FACTORS ARE CALCULATED WITH AC | NETWORK | -1928.401 | 2245 | 316.599
results27.txt | SUBSYSTEM 'RESERV' IS USED FOR OPPOSING SYSTEM FOR MW POWER | DISPATCH | -1928.401 | 2245 | 316.599
results27.txt | SENSITIVITY FACTORS OF BRANCH FLOW (MVA) ON 6324 GORLOSEGARD 400.00 TO 6335 SODERASEN 400.00 7 MORE THAN | 0.10000 | -1928.401 | 2245 | 316.599
results27.txt | <--------- BUS NAME --------> | MW-SENS | -1928.401 | 2245 | 316.599
results27.txt | 5624 HERSLEV 400.00 | -0.5086 | -1928.401 | 2245 | 316.599
results27.txt | 5642 HOVEGARD 400.00 | -0.5080 | -1928.401 | 2245 | 316.599
results27.txt | 5646 BJAEVERSKOV4400.00 | -0.5078 | -1928.401 | 2245 | 316.599
results27.txt | 5645 BJAEVERSKOV2220.00 | -0.5070 | -1928.401 | 2245 | 316.599
results27.txt | 5657 ISHOJ400 400.00 | -0.5080 | -1928.401 | 2245 | 316.599
results27.txt | 5656 ISHOJ220 220.00 | -0.5088 | -1928.401 | 2245 | 316.599
results27.txt | 5660 AVEDOREVERK 400.00 | -0.5083 | -1928.401 | 2245 | 316.599
results27.txt | 5662 ORSTEDSVERKE400.00 | -0.5089 | -1928.401 | 2245 | 316.599
results27.txt | 5676 WIND FARM 220.00 | -0.4993 | -1928.401 | 2245 | 316.599
results27.txt | 5845 ASNAESVERK 400.00 | -0.5083 | -1928.401 | 2245 | 316.599
results27.txt | 6319 KYNDBYVERKER400.00 | -0.5078 | -1928.401 | 2245 | 316.599
results27.txt | 6324 GORLOSEGARD 400.00 | -0.5060 | -1928.401 | 2245 | 316.599
results27.txt | 6330 GELNTEGARD2 400.00 | -0.5102 | -1928.401 | 2245 | 316.599
results27.txt | 6334 GLENTEGARD 400.00 | -0.5108 | -1928.401 | 2245 | 316.599
results27.txt | 7429 JOINT 220.00 | -0.4999 | -1928.401 | 2245 | 316.599
results28.txt | PTI INTERACTIVE POWER SYSTEM SIMULATOR--PSS(R)E MON, MAY 29 2023 | 16:32 | 1246.3433 | 1571.5 | 325.1569
results28.txt | SENSITIVITY FACTORS ARE CALCULATED WITH AC | NETWORK | 1246.3433 | 1571.5 | 325.1569
results28.txt | SUBSYSTEM 'RESERV' IS USED FOR OPPOSING SYSTEM FOR MW POWER | DISPATCH | 1246.3433 | 1571.5 | 325.1569
results28.txt | SENSITIVITY FACTORS OF BRANCH FLOW (MVA) ON 6732 FLESAKER 400.00 TO 6739 TEGNEBY300 400.00 8 MORE THAN | 0.10000 | 1246.3433 | 1571.5 | 325.1569
results28.txt | <--------- BUS NAME --------> | MW-SENS | 1246.3433 | 1571.5 | 325.1569
results28.txt | 6356 BJERKREIM 400.00 | 0.1310 | 1246.3433 | 1571.5 | 325.1569
results28.txt | 6358 TONSTAD400 400.00 | 0.1302 | 1246.3433 | 1571.5 | 325.1569
results28.txt | 6357 TONSTAD300 400.00 | 0.1301 | 1246.3433 | 1571.5 | 325.1569
results28.txt | 6360 KJELLAND 400.00 | 0.1310 | 1246.3433 | 1571.5 | 325.1569
results28.txt | 6363 FEDA400 400.00 | 0.1313 | 1246.3433 | 1571.5 | 325.1569
results28.txt | 6362 FEDA300 400.00 | 0.1313 | 1246.3433 | 1571.5 | 325.1569
results28.txt | 6364 LISTAWIND 400.00 | 0.1312 | 1246.3433 | 1571.5 | 325.1569
results28.txt | 6365 KRISTIANSAND400.00 | 0.1335 | 1246.3433 | 1571.5 | 325.1569
results28.txt | 6373 ARENDAL400 400.00 | 0.1345 | 1246.3433 | 1571.5 | 325.1569
results28.txt | 6372 ARENDAL300 400.00 | 0.1345 | 1246.3433 | 1571.5 | 325.1569
results28.txt | 6674 HUSNES 400.00 | 0.1037 | 1246.3433 | 1571.5 | 325.1569
results28.txt | 6677 BLÅFALL 400.00 | 0.1033 | 1246.3433 | 1571.5 | 325.1569
results28.txt | 6679 OKSLA 400.00 | 0.1208 | 1246.3433 | 1571.5 | 325.1569
results28.txt | 6680 ÅSEN 400.00 | 0.1208 | 1246.3433 | 1571.5 | 325.1569
results28.txt | 6682 SAUDA400 400.00 | 0.1150 | 1246.3433 | 1571.5 | 325.1569
results28.txt | 6681 SAUDA300 400.00 | 0.1149 | 1246.3433 | 1571.5 | 325.1569
results28.txt | 6683 HYLEN 400.00 | 0.1147 | 1246.3433 | 1571.5 | 325.1569
results28.txt | 6685 RÖDAL 400.00 | 0.1215 | 1246.3433 | 1571.5 | 325.1569
results28.txt | 6686 NOVLE 400.00 | 0.1214 | 1246.3433 | 1571.5 | 325.1569
results28.txt | 6687 ULLA-FORRE 400.00 | 0.1224 | 1246.3433 | 1571.5 | 325.1569
results28.txt | 6688 STOKKELAND 400.00 | 0.1301 | 1246.3433 | 1571.5 | 325.1569
results28.txt | 6690 HOG-JAERN400400.00 | 0.1301 | 1246.3433 | 1571.5 | 325.1569
results28.txt | 6689 HOG-JAERN300400.00 | 0.1301 | 1246.3433 | 1571.5 | 325.1569
results28.txt | 6691 SUBSTATION 400.00 | 0.1147 | 1246.3433 | 1571.5 | 325.1569
results28.txt | 6693 SATURDAL 400.00 | 0.1324 | 1246.3433 | 1571.5 | 325.1569
results28.txt | 6692 HYDRO MIXED 400.00 | 0.1324 | 1246.3433 | 1571.5 | 325.1569
results28.txt | 6694 FORRE 400.00 | 0.1331 | 1246.3433 | 1571.5 | 325.1569
results28.txt | 6695 KVILLDAL 400.00 | 0.1368 | 1246.3433 | 1571.5 | 325.1569
results28.txt | 6698 LYSE400 400.00 | 0.1278 | 1246.3433 | 1571.5 | 325.1569
results28.txt | 6697 LYSE300 400.00 | 0.1278 | 1246.3433 | 1571.5 | 325.1569
results28.txt | 6699 DUGE 301.00 | 0.1282 | 1246.3433 | 1571.5 | 325.1569
results28.txt | 6700 TJORHOM 400.00 | 0.1273 | 1246.3433 | 1571.5 | 325.1569
results28.txt | 6701 KVANNDAL 400.00 | 0.1260 | 1246.3433 | 1571.5 | 325.1569
results28.txt | 6702 KJELA 400.00 | 0.1318 | 1246.3433 | 1571.5 | 325.1569
results28.txt | 6703 SONGA 400.00 | 0.1400 | 1246.3433 | 1571.5 | 325.1569
results28.txt | 6704 VINJE 400.00 | 0.1392 | 1246.3433 | 1571.5 | 325.1569
results28.txt | 6705 HOLEN 400.00 | 0.1353 | 1246.3433 | 1571.5 | 325.1569
results28.txt | 6706 ROSKREPP 301.00 | 0.1284 | 1246.3433 | 1571.5 | 325.1569
results28.txt | 6707 KVINEN 301.00 | 0.1285 | 1246.3433 | 1571.5 | 325.1569
results28.txt | 6708 SOLHOLM300 400.00 | 0.1299 | 1246.3433 | 1571.5 | 325.1569
results28.txt | 6710 HEKNI 400.00 | 0.1332 | 1246.3433 | 1571.5 | 325.1569
results28.txt | 6711 TOKKE 400.00 | 0.1387 | 1246.3433 | 1571.5 | 325.1569
results28.txt | 6722 VEMORK 400.00 | 0.1592 | 1246.3433 | 1571.5 | 325.1569
results28.txt | 6723 SÅHEIM 400.00 | 0.1763 | 1246.3433 | 1571.5 | 325.1569
results28.txt | 6725 SUNDSBARM 400.00 | 0.1474 | 1246.3433 | 1571.5 | 325.1569
results28.txt | 6727 ROD400 400.00 | 0.1231 | 1246.3433 | 1571.5 | 325.1569
results28.txt | 6726 ROD300 400.00 | 0.1239 | 1246.3433 | 1571.5 | 325.1569
results28.txt | 6728 GRENLAND 400.00 | 0.1338 | 1246.3433 | 1571.5 | 325.1569
results28.txt | 6730 BAMBLE400 400.00 | 0.1361 | 1246.3433 | 1571.5 | 325.1569
results28.txt | 6729 BAMBLE300 400.00 | 0.1361 | 1246.3433 | 1571.5 | 325.1569
results28.txt | 6732 FLESAKER 400.00 | 0.1985 | 1246.3433 | 1571.5 | 325.1569
results28.txt | 6738 TVEITEN 400.00 | 0.1650 | 1246.3433 | 1571.5 | 325.1569
results28.txt | 6749 STORD 400.00 | 0.1049 | 1246.3433 | 1571.5 | 325.1569
results28.txt | 6751 SUBSTATION 301.00 | 0.1096 | 1246.3433 | 1571.5 | 325.1569
results28.txt | 6750 HÅVIK 400.00 | 0.1072 | 1246.3433 | 1571.5 | 325.1569
results28.txt | 6752 SPANNE 400.00 | 0.1062 | 1246.3433 | 1571.5 | 325.1569
results28.txt | 6753 KÅRSTO 400.00 | 0.1075 | 1246.3433 | 1571.5 | 325.1569
results28.txt | 6754 STOLAHELA 400.00 | 0.1301 | 1246.3433 | 1571.5 | 325.1569
results28.txt | 8448 JOINT 400.00 | 0.1318 | 1246.3433 | 1571.5 | 325.1569
results28.txt | 8460 JOINT 400.00 | 0.1260 | 1246.3433 | 1571.5 | 325.1569
results28.txt | 8611 JOINT 400.00 | 0.1074 | 1246.3433 | 1571.5 | 325.1569
results28.txt | 9012 BAMBLE 400.00 | 0.1389 | 1246.3433 | 1571.5 | 325.1569
results28.txt | 9013 HOF 400.00 | 0.1850 | 1246.3433 | 1571.5 | 325.1569
results28.txt | 9014 HONNA 400.00 | 0.1312 | 1246.3433 | 1571.5 | 325.1569
results28.txt | 9019 SAUDA 301.00 | 0.1126 | 1246.3433 | 1571.5 | 325.1569
results28.txt | 9020 LYSE 301.00 | 0.1283 | 1246.3433 | 1571.5 | 325.1569
results28.txt | 9021 FJOTLAND 301.00 | 0.1293 | 1246.3433 | 1571.5 | 325.1569
results29.txt | PTI INTERACTIVE POWER SYSTEM SIMULATOR--PSS(R)E MON, MAY 29 2023 | 16:32 | -1237.902 | 1571.5 | 333.598
results29.txt | SENSITIVITY FACTORS ARE CALCULATED WITH AC | NETWORK | -1237.902 | 1571.5 | 333.598
results29.txt | SUBSYSTEM 'RESERV' IS USED FOR OPPOSING SYSTEM FOR MW POWER | DISPATCH | -1237.902 | 1571.5 | 333.598
results29.txt | SENSITIVITY FACTORS OF BRANCH FLOW (MVA) ON 6309 STENKULLEN 400.00 TO 9402 INGELKÄRR 400.00 7 MORE THAN | 0.10000 | -1237.902 | 1571.5 | 333.598
results29.txt | <--------- BUS NAME --------> | MW-SENS | -1237.902 | 1571.5 | 333.598
results29.txt | 5624 HERSLEV 400.00 | -0.1603 | -1237.902 | 1571.5 | 333.598
results29.txt | 5642 HOVEGARD 400.00 | -0.1601 | -1237.902 | 1571.5 | 333.598
results29.txt | 5646 BJAEVERSKOV4400.00 | -0.1601 | -1237.902 | 1571.5 | 333.598
results29.txt | 5645 BJAEVERSKOV2220.00 | -0.1599 | -1237.902 | 1571.5 | 333.598
results29.txt | 5657 ISHOJ400 400.00 | -0.1601 | -1237.902 | 1571.5 | 333.598
results29.txt | 5656 ISHOJ220 220.00 | -0.1603 | -1237.902 | 1571.5 | 333.598
results29.txt | 5660 AVEDOREVERK 400.00 | -0.1602 | -1237.902 | 1571.5 | 333.598
results29.txt | 5662 ORSTEDSVERKE400.00 | -0.1603 | -1237.902 | 1571.5 | 333.598
results29.txt | 5671 SEGE 400.00 | -0.1470 | -1237.902 | 1571.5 | 333.598
results29.txt | 5672 ARRIE 400.00 | -0.1470 | -1237.902 | 1571.5 | 333.598
results29.txt | 5673 KRUSEBERG 400.00 | -0.1470 | -1237.902 | 1571.5 | 333.598
results29.txt | 5676 WIND FARM 220.00 | -0.1581 | -1237.902 | 1571.5 | 333.598
results29.txt | 5845 ASNAESVERK 400.00 | -0.1602 | -1237.902 | 1571.5 | 333.598
results29.txt | 6305 LOVISEHOLM 400.00 | 0.1189 | -1237.902 | 1571.5 | 333.598
results29.txt | 6306 TROLLHATTAN 400.00 | 0.1609 | -1237.902 | 1571.5 | 333.598
results29.txt | 6309 STENKULLEN 400.00 | -0.2119 | -1237.902 | 1571.5 | 333.598
results29.txt | 6311 LINDOME 400.00 | -0.1977 | -1237.902 | 1571.5 | 333.598
results29.txt | 6312 RINGHALS 400.00 | -0.1666 | -1237.902 | 1571.5 | 333.598
results29.txt | 6313 STROMMA 400.00 | -0.1851 | -1237.902 | 1571.5 | 333.598
results29.txt | 6314 TIMMERSDALA 400.00 | -0.1472 | -1237.902 | 1571.5 | 333.598
results29.txt | 6315 HORRED 400.00 | -0.1528 | -1237.902 | 1571.5 | 333.598
results29.txt | 6316 UDDEBO 400.00 | -0.1461 | -1237.902 | 1571.5 | 333.598
results29.txt | 6319 KYNDBYVERKER400.00 | -0.1601 | -1237.902 | 1571.5 | 333.598
results29.txt | 6324 GORLOSEGARD 400.00 | -0.1597 | -1237.902 | 1571.5 | 333.598
results29.txt | 6330 GELNTEGARD2 400.00 | -0.1606 | -1237.902 | 1571.5 | 333.598
results29.txt | 6334 GLENTEGARD 400.00 | -0.1608 | -1237.902 | 1571.5 | 333.598
results29.txt | 6335 SODERASEN 400.00 | -0.1583 | -1237.902 | 1571.5 | 333.598
results29.txt | 6337 BARSEBACK 400.00 | -0.1486 | -1237.902 | 1571.5 | 333.598
results29.txt | 6338 HURVA 400.00 | -0.1438 | -1237.902 | 1571.5 | 333.598
results29.txt | 6341 KOLSTAD 400.00 | -0.1097 | -1237.902 | 1571.5 | 333.598
results29.txt | 6342 TENHULT 400.00 | -0.1306 | -1237.902 | 1571.5 | 333.598
results29.txt | 6343 BARKERYD 400.00 | -0.1192 | -1237.902 | 1571.5 | 333.598
results29.txt | 6348 OSKARSHAMN 400.00 | -0.1165 | -1237.902 | 1571.5 | 333.598
results29.txt | 6349 ALVESTA 400.00 | -0.1317 | -1237.902 | 1571.5 | 333.598
results29.txt | 6350 HEMSJO 400.00 | -0.1314 | -1237.902 | 1571.5 | 333.598
results29.txt | 6351 KARLSHAMN 400.00 | -0.1314 | -1237.902 | 1571.5 | 333.598
results29.txt | 6354 NYBRO 400.00 | -0.1268 | -1237.902 | 1571.5 | 333.598
results29.txt | 7429 JOINT 220.00 | -0.1582 | -1237.902 | 1571.5 | 333.598
results29.txt | 1052 BREARED 400.00 | -0.1726 | -1237.902 | 1571.5 | 333.598
results29.txt | 1053 HÄRADSBO 400.00 | -0.1558 | -1237.902 | 1571.5 | 333.598
results29.txt | 9401 HAGESKRUV 400.00 | -0.1241 | -1237.902 | 1571.5 | 333.598
results29.txt | 9402 INGELKÄRR 400.00 | 0.4793 | -1237.902 | 1571.5 | 333.598
results30.txt | PTI INTERACTIVE POWER SYSTEM SIMULATOR--PSS(R)E MON, MAY 29 2023 | 16:32 | 1905.5278 | 2245 | 339.4723
results30.txt | SENSITIVITY FACTORS ARE CALCULATED WITH AC | NETWORK | 1905.5278 | 2245 | 339.4723
results30.txt | SUBSYSTEM 'RESERV' IS USED FOR OPPOSING SYSTEM FOR MW POWER | DISPATCH | 1905.5278 | 2245 | 339.4723
results30.txt | SENSITIVITY FACTORS OF BRANCH FLOW (MVA) ON 6828 MIDSKOG400 400.00 TO 6838 RAMSELE 400.00 7 MORE THAN | 0.10000 | 1905.5278 | 2245 | 339.4723
results30.txt | <--------- BUS NAME --------> | MW-SENS | 1905.5278 | 2245 | 339.4723
results30.txt | 6630 BORGVIK 400.00 | 0.1263 | 1905.5278 | 2245 | 339.4723
results30.txt | 6796 BETÅSEN400 400.00 | -0.1202 | 1905.5278 | 2245 | 339.4723
results30.txt | 6799 HJÄLTA220 220.00 | 0.1209 | 1905.5278 | 2245 | 339.4723
results30.txt | 6802 HJÄLTA 400.00 | -0.1044 | 1905.5278 | 2245 | 339.4723
results30.txt | 6804 JARKVISSLE 220.00 | 0.1194 | 1905.5278 | 2245 | 339.4723
results30.txt | 6805 NYSATER 400.00 | -0.1043 | 1905.5278 | 2245 | 339.4723
results30.txt | 6806 HALLSJO 220.00 | 0.1192 | 1905.5278 | 2245 | 339.4723
results30.txt | 6807 BANDSJO 400.00 | -0.1043 | 1905.5278 | 2245 | 339.4723
results30.txt | 6808 VAPLE 220.00 | 0.1183 | 1905.5278 | 2245 | 339.4723
results30.txt | 6815 HÖGÅSEN 400.00 | 0.1639 | 1905.5278 | 2245 | 339.4723
results30.txt | 6816 JUVLEN 220.00 | 0.1828 | 1905.5278 | 2245 | 339.4723
results30.txt | 6817 STENSJÖN 220.00 | 0.1805 | 1905.5278 | 2245 | 339.4723
results30.txt | 6818 OLDEN 220.00 | 0.1806 | 1905.5278 | 2245 | 339.4723
results30.txt | 6820 JÄRPSTR400 400.00 | 0.1835 | 1905.5278 | 2245 | 339.4723
results30.txt | 6819 JÄRPSTR220 220.00 | 0.1854 | 1905.5278 | 2245 | 339.4723
results30.txt | 6821 MÖRSIL 220.00 | 0.1846 | 1905.5278 | 2245 | 339.4723
results30.txt | 6822 SÄLLSJÖ 220.00 | 0.1841 | 1905.5278 | 2245 | 339.4723
results30.txt | 6823 LANGA 220.00 | 0.1081 | 1905.5278 | 2245 | 339.4723
results30.txt | 6824 TRANGFARS 220.00 | 0.1161 | 1905.5278 | 2245 | 339.4723
results30.txt | 6825 NORDIASEN 220.00 | 0.1142 | 1905.5278 | 2245 | 339.4723
results30.txt | 6826 KATTSTRUPEF 220.00 | 0.1841 | 1905.5278 | 2245 | 339.4723
results30.txt | 6828 MIDSKOG400 400.00 | 0.2284 | 1905.5278 | 2245 | 339.4723
results30.txt | 6827 MIDSKOG220 220.00 | 0.1887 | 1905.5278 | 2245 | 339.4723
results30.txt | 6832 LÅNGBJÖRN400400.00 | -0.1077 | 1905.5278 | 2245 | 339.4723
results30.txt | 6834 STUGUN 220.00 | 0.1624 | 1905.5278 | 2245 | 339.4723
results30.txt | 6835 NÄVEREDE 220.00 | 0.1743 | 1905.5278 | 2245 | 339.4723
results30.txt | 6836 GAMMALÄNGE 220.00 | 0.1451 | 1905.5278 | 2245 | 339.4723
results30.txt | 6837 KRÅNGEDE 220.00 | 0.1453 | 1905.5278 | 2245 | 339.4723
results30.txt | 6838 RAMSELE 400.00 | -0.1936 | 1905.5278 | 2245 | 339.4723
results30.txt | 6839 KILFORSEN 400.00 | -0.1315 | 1905.5278 | 2245 | 339.4723
results30.txt | 6840 SVARTHÅLSF 220.00 | 0.1375 | 1905.5278 | 2245 | 339.4723
results30.txt | 6841 STADSFORSEN 220.00 | 0.1209 | 1905.5278 | 2245 | 339.4723
results30.txt | 6843 RATANSKV400 400.00 | 0.1753 | 1905.5278 | 2245 | 339.4723
results30.txt | 6842 RATANSKV220 220.00 | 0.1210 | 1905.5278 | 2245 | 339.4723
results30.txt | 6844 RATAN 400.00 | 0.1797 | 1905.5278 | 2245 | 339.4723
results30.txt | 6845 TURINGE 220.00 | 0.1204 | 1905.5278 | 2245 | 339.4723
results30.txt | 6846 SVEG 220.00 | 0.1152 | 1905.5278 | 2245 | 339.4723
results30.txt | 6847 BRACKE 220.00 | 0.1462 | 1905.5278 | 2245 | 339.4723
results30.txt | 6848 JARNVAGSFOR 220.00 | 0.1201 | 1905.5278 | 2245 | 339.4723
results30.txt | 6849 ANGE 220.00 | 0.1201 | 1905.5278 | 2245 | 339.4723
results30.txt | 6850 MORTTJARNB 220.00 | 0.1462 | 1905.5278 | 2245 | 339.4723
results30.txt | 6851 HOLLEFORSEN 220.00 | 0.1202 | 1905.5278 | 2245 | 339.4723
results30.txt | 6852 TORPSHAMMAR 220.00 | 0.1193 | 1905.5278 | 2245 | 339.4723
results30.txt | 6853 DONJE 220.00 | 0.1193 | 1905.5278 | 2245 | 339.4723
results30.txt | 6867 STRINDA 400.00 | 0.1027 | 1905.5278 | 2245 | 339.4723
results30.txt | 6869 KLAEBU400 400.00 | 0.1045 | 1905.5278 | 2245 | 339.4723
results30.txt | 6868 KLAEBU300 400.00 | 0.1045 | 1905.5278 | 2245 | 339.4723
results30.txt | 6924 JUKTAN/BLAIK400.00 | -0.1097 | 1905.5278 | 2245 | 339.4723
results30.txt | 6926 GRUNDFORS400400.00 | -0.1097 | 1905.5278 | 2245 | 339.4723
results30.txt | 7061 NEA 400.00 | 0.1368 | 1905.5278 | 2245 | 339.4723
results30.txt | 8619 JOINT 220.00 | 0.1196 | 1905.5278 | 2245 | 339.4723
results30.txt | 8750 JOINT 220.00 | 0.1378 | 1905.5278 | 2245 | 339.4723
results30.txt | 8271 JOINT 220.00 | 0.1196 | 1905.5278 | 2245 | 339.4723
results30.txt | 8411 JOINT 220.00 | 0.1814 | 1905.5278 | 2245 | 339.4723
results30.txt | 8857 JOINT 220.00 | 0.1831 | 1905.5278 | 2245 | 339.4723
results30.txt | 8682 JOINT 220.00 | 0.1625 | 1905.5278 | 2245 | 339.4723
results30.txt | 8812 JOINT 220.00 | 0.1854 | 1905.5278 | 2245 | 339.4723
results30.txt | 8258 JOINT 220.00 | 0.1745 | 1905.5278 | 2245 | 339.4723
results30.txt | 8606 JOINT 220.00 | 0.1186 | 1905.5278 | 2245 | 339.4723
results30.txt | 8693 JOINT 220.00 | 0.1193 | 1905.5278 | 2245 | 339.4723
results30.txt | 8613 JOINT 220.00 | 0.1197 | 1905.5278 | 2245 | 339.4723
results30.txt | 9403 TOVÅSEN 400.00 | 0.1538 | 1905.5278 | 2245 | 339.4723
results30.txt | 9406 TANDÖ 400.00 | 0.1747 | 1905.5278 | 2245 | 339.4723
results30.txt | 9407 HAGFORS 400.00 | 0.1472 | 1905.5278 | 2245 | 339.4723
results31.txt | PTI INTERACTIVE POWER SYSTEM SIMULATOR--PSS(R)E MON, MAY 29 2023 | 16:32 | 1220.9517 | 1571.5 | 350.5483
results31.txt | SENSITIVITY FACTORS ARE CALCULATED WITH AC | NETWORK | 1220.9517 | 1571.5 | 350.5483
results31.txt | SUBSYSTEM 'RESERV' IS USED FOR OPPOSING SYSTEM FOR MW POWER | DISPATCH | 1220.9517 | 1571.5 | 350.5483
results31.txt | SENSITIVITY FACTORS OF BRANCH FLOW (MVA) ON 6727 ROD400 400.00 TO 6742 HASLE400 400.00 4 MORE THAN | 0.10000 | 1220.9517 | 1571.5 | 350.5483
results31.txt | <--------- BUS NAME --------> | MW-SENS | 1220.9517 | 1571.5 | 350.5483
results31.txt | 6356 BJERKREIM 400.00 | 0.1832 | 1220.9517 | 1571.5 | 350.5483
results31.txt | 6358 TONSTAD400 400.00 | 0.1885 | 1220.9517 | 1571.5 | 350.5483
results31.txt | 6357 TONSTAD300 400.00 | 0.1884 | 1220.9517 | 1571.5 | 350.5483
results31.txt | 6360 KJELLAND 400.00 | 0.1868 | 1220.9517 | 1571.5 | 350.5483
results31.txt | 6363 FEDA400 400.00 | 0.1903 | 1220.9517 | 1571.5 | 350.5483
results31.txt | 6362 FEDA300 400.00 | 0.1903 | 1220.9517 | 1571.5 | 350.5483
results31.txt | 6364 LISTAWIND 400.00 | 0.1902 | 1220.9517 | 1571.5 | 350.5483
results31.txt | 6365 KRISTIANSAND400.00 | 0.2018 | 1220.9517 | 1571.5 | 350.5483
results31.txt | 6373 ARENDAL400 400.00 | 0.2205 | 1220.9517 | 1571.5 | 350.5483
results31.txt | 6372 ARENDAL300 400.00 | 0.2205 | 1220.9517 | 1571.5 | 350.5483
results31.txt | 6674 HUSNES 400.00 | 0.1105 | 1220.9517 | 1571.5 | 350.5483
results31.txt | 6677 BLÅFALL 400.00 | 0.1101 | 1220.9517 | 1571.5 | 350.5483
results31.txt | 6679 OKSLA 400.00 | 0.1275 | 1220.9517 | 1571.5 | 350.5483
results31.txt | 6680 ÅSEN 400.00 | 0.1276 | 1220.9517 | 1571.5 | 350.5483
results31.txt | 6682 SAUDA400 400.00 | 0.1253 | 1220.9517 | 1571.5 | 350.5483
results31.txt | 6681 SAUDA300 400.00 | 0.1250 | 1220.9517 | 1571.5 | 350.5483
results31.txt | 6683 HYLEN 400.00 | 0.1248 | 1220.9517 | 1571.5 | 350.5483
results31.txt | 6685 RÖDAL 400.00 | 0.1283 | 1220.9517 | 1571.5 | 350.5483
results31.txt | 6686 NOVLE 400.00 | 0.1282 | 1220.9517 | 1571.5 | 350.5483
results31.txt | 6687 ULLA-FORRE 400.00 | 0.1293 | 1220.9517 | 1571.5 | 350.5483
results31.txt | 6688 STOKKELAND 400.00 | 0.1779 | 1220.9517 | 1571.5 | 350.5483
results31.txt | 6690 HOG-JAERN400400.00 | 0.1778 | 1220.9517 | 1571.5 | 350.5483
results31.txt | 6689 HOG-JAERN300400.00 | 0.1779 | 1220.9517 | 1571.5 | 350.5483
results31.txt | 6691 SUBSTATION 400.00 | 0.1248 | 1220.9517 | 1571.5 | 350.5483
results31.txt | 6693 SATURDAL 400.00 | 0.1600 | 1220.9517 | 1571.5 | 350.5483
results31.txt | 6692 HYDRO MIXED 400.00 | 0.1599 | 1220.9517 | 1571.5 | 350.5483
results31.txt | 6694 FORRE 400.00 | 0.1633 | 1220.9517 | 1571.5 | 350.5483
results31.txt | 6695 KVILLDAL 400.00 | 0.1635 | 1220.9517 | 1571.5 | 350.5483
results31.txt | 6698 LYSE400 400.00 | 0.1587 | 1220.9517 | 1571.5 | 350.5483
results31.txt | 6697 LYSE300 400.00 | 0.1588 | 1220.9517 | 1571.5 | 350.5483
results31.txt | 6699 DUGE 301.00 | 0.1735 | 1220.9517 | 1571.5 | 350.5483
results31.txt | 6700 TJORHOM 400.00 | 0.1581 | 1220.9517 | 1571.5 | 350.5483
results31.txt | 6701 KVANNDAL 400.00 | 0.1317 | 1220.9517 | 1571.5 | 350.5483
results31.txt | 6702 KJELA 400.00 | 0.1355 | 1220.9517 | 1571.5 | 350.5483
results31.txt | 6703 SONGA 400.00 | 0.1411 | 1220.9517 | 1571.5 | 350.5483
results31.txt | 6704 VINJE 400.00 | 0.1525 | 1220.9517 | 1571.5 | 350.5483
results31.txt | 6705 HOLEN 400.00 | 0.1787 | 1220.9517 | 1571.5 | 350.5483
results31.txt | 6706 ROSKREPP 301.00 | 0.1746 | 1220.9517 | 1571.5 | 350.5483
results31.txt | 6707 KVINEN 301.00 | 0.1756 | 1220.9517 | 1571.5 | 350.5483
results31.txt | 6708 SOLHOLM300 400.00 | 0.1923 | 1220.9517 | 1571.5 | 350.5483
results31.txt | 6710 HEKNI 400.00 | 0.1862 | 1220.9517 | 1571.5 | 350.5483
results31.txt | 6711 TOKKE 400.00 | 0.1666 | 1220.9517 | 1571.5 | 350.5483
results31.txt | 6722 VEMORK 400.00 | 0.1209 | 1220.9517 | 1571.5 | 350.5483
results31.txt | 6723 SÅHEIM 400.00 | 0.1083 | 1220.9517 | 1571.5 | 350.5483
results31.txt | 6725 SUNDSBARM 400.00 | 0.1933 | 1220.9517 | 1571.5 | 350.5483
results31.txt | 6727 ROD400 400.00 | 0.2887 | 1220.9517 | 1571.5 | 350.5483
results31.txt | 6726 ROD300 400.00 | 0.2864 | 1220.9517 | 1571.5 | 350.5483
results31.txt | 6728 GRENLAND 400.00 | 0.2535 | 1220.9517 | 1571.5 | 350.5483
results31.txt | 6730 BAMBLE400 400.00 | 0.2415 | 1220.9517 | 1571.5 | 350.5483
results31.txt | 6729 BAMBLE300 400.00 | 0.2415 | 1220.9517 | 1571.5 | 350.5483
results31.txt | 6738 TVEITEN 400.00 | 0.1751 | 1220.9517 | 1571.5 | 350.5483
results31.txt | 6749 STORD 400.00 | 0.1120 | 1220.9517 | 1571.5 | 350.5483
results31.txt | 6751 SUBSTATION 301.00 | 0.1180 | 1220.9517 | 1571.5 | 350.5483
results31.txt | 6750 HÅVIK 400.00 | 0.1149 | 1220.9517 | 1571.5 | 350.5483
results31.txt | 6752 SPANNE 400.00 | 0.1136 | 1220.9517 | 1571.5 | 350.5483
results31.txt | 6753 KÅRSTO 400.00 | 0.1152 | 1220.9517 | 1571.5 | 350.5483
results31.txt | 6754 STOLAHELA 400.00 | 0.1779 | 1220.9517 | 1571.5 | 350.5483
results31.txt | 8448 JOINT 400.00 | 0.1356 | 1220.9517 | 1571.5 | 350.5483
results31.txt | 8460 JOINT 400.00 | 0.1317 | 1220.9517 | 1571.5 | 350.5483
results31.txt | 8611 JOINT 400.00 | 0.1152 | 1220.9517 | 1571.5 | 350.5483
results31.txt | 9012 BAMBLE 400.00 | 0.2381 | 1220.9517 | 1571.5 | 350.5483
results31.txt | 9013 HOF 400.00 | 0.1196 | 1220.9517 | 1571.5 | 350.5483
results31.txt | 9014 HONNA 400.00 | 0.2003 | 1220.9517 | 1571.5 | 350.5483
results31.txt | 9019 SAUDA 301.00 | 0.1221 | 1220.9517 | 1571.5 | 350.5483
results31.txt | 9020 LYSE 301.00 | 0.1714 | 1220.9517 | 1571.5 | 350.5483
results31.txt | 9021 FJOTLAND 301.00 | 0.1797 | 1220.9517 | 1571.5 | 350.5483
results32.txt | PTI INTERACTIVE POWER SYSTEM SIMULATOR--PSS(R)E MON, MAY 29 2023 | 16:32 | 1874.9218 | 2245 | 370.0782
results32.txt | SENSITIVITY FACTORS ARE CALCULATED WITH AC | NETWORK | 1874.9218 | 2245 | 370.0782
results32.txt | SUBSYSTEM 'RESERV' IS USED FOR OPPOSING SYSTEM FOR MW POWER | DISPATCH | 1874.9218 | 2245 | 370.0782
results32.txt | SENSITIVITY FACTORS OF BRANCH FLOW (MVA) ON 6663 AURLAND400 400.00 TO 6673 USTA400 400.00 3 MORE THAN | 0.10000 | 1874.9218 | 2245 | 370.0782
results32.txt | <--------- BUS NAME --------> | MW-SENS | 1874.9218 | 2245 | 370.0782
results32.txt | 6647 MOSKOG 400.00 | 0.1479 | 1874.9218 | 2245 | 370.0782
results32.txt | 6648 HOYANGER 400.00 | 0.1582 | 1874.9218 | 2245 | 370.0782
results32.txt | 6649 REFSDAL 400.00 | 0.1547 | 1874.9218 | 2245 | 370.0782
results32.txt | 6650 HOVE 400.00 | 0.1661 | 1874.9218 | 2245 | 370.0782
results32.txt | 6651 MODALEN 400.00 | 0.1246 | 1874.9218 | 2245 | 370.0782
results32.txt | 6653 DALE 400.00 | 0.1125 | 1874.9218 | 2245 | 370.0782
results32.txt | 6654 EVANGER 400.00 | 0.1136 | 1874.9218 | 2245 | 370.0782
results32.txt | 6656 SAMNAGER400 400.00 | 0.1052 | 1874.9218 | 2245 | 370.0782
results32.txt | 6655 SAMNAGER300 400.00 | 0.1051 | 1874.9218 | 2245 | 370.0782
results32.txt | 6657 JOSTEDAL 400.00 | 0.1841 | 1874.9218 | 2245 | 370.0782
results32.txt | 6658 LEIRDOLA 400.00 | 0.1844 | 1874.9218 | 2245 | 370.0782
results32.txt | 6659 ÅROY 400.00 | 0.1874 | 1874.9218 | 2245 | 370.0782
results32.txt | 6661 FARDAL400 400.00 | 0.1875 | 1874.9218 | 2245 | 370.0782
results32.txt | 6660 FARDAL300 400.00 | 0.1875 | 1874.9218 | 2245 | 370.0782
results32.txt | 6663 AURLAND400 400.00 | 0.2337 | 1874.9218 | 2245 | 370.0782
results32.txt | 6662 AURLAND200 400.00 | 0.2337 | 1874.9218 | 2245 | 370.0782
results32.txt | 6664 AURLAND2 400.00 | 0.2337 | 1874.9218 | 2245 | 370.0782
results32.txt | 6665 AURLAND3 400.00 | 0.1644 | 1874.9218 | 2245 | 370.0782
results32.txt | 6666 SKAGEN-FOTUN400.00 | 0.1828 | 1874.9218 | 2245 | 370.0782
results32.txt | 6667 BORGUND 301.00 | -0.1112 | 1874.9218 | 2245 | 370.0782
results32.txt | 6668 ELDFJORD 400.00 | 0.1131 | 1874.9218 | 2245 | 370.0782
results32.txt | 6670 HOL3 400.00 | -0.1449 | 1874.9218 | 2245 | 370.0782
results32.txt | 6671 HEMSIL1 301.00 | -0.1115 | 1874.9218 | 2245 | 370.0782
results32.txt | 6673 USTA400 400.00 | -0.1451 | 1874.9218 | 2245 | 370.0782
results32.txt | 6672 USTA300 400.00 | -0.1451 | 1874.9218 | 2245 | 370.0782
results32.txt | 6714 HEMSIL2 400.00 | -0.1122 | 1874.9218 | 2245 | 370.0782
results32.txt | 6715 NESBYEN 400.00 | -0.1047 | 1874.9218 | 2245 | 370.0782
results32.txt | 6743 KOLLSNES 400.00 | 0.1127 | 1874.9218 | 2245 | 370.0782
results32.txt | 6745 SUBSTATION 400.00 | 0.1165 | 1874.9218 | 2245 | 370.0782
results32.txt | 6744 LINDÅS 400.00 | 0.1165 | 1874.9218 | 2245 | 370.0782
results32.txt | 6746 NYGARD 400.00 | 0.1111 | 1874.9218 | 2245 | 370.0782
results32.txt | 6747 ARNA 400.00 | 0.1107 | 1874.9218 | 2245 | 370.0782
results32.txt | 6748 BERGEN 400.00 | 0.1102 | 1874.9218 | 2245 | 370.0782
results32.txt | 9009 ALFOTEN 400.00 | 0.1108 | 1874.9218 | 2245 | 370.0782
results32.txt | 9010 HAUGSVAER 400.00 | 0.1205 | 1874.9218 | 2245 | 370.0782
results32.txt | 9011 STEINSLAND 400.00 | 0.1237 | 1874.9218 | 2245 | 370.0782
results32.txt | 9015 HEMSIL300 301.00 | -0.1122 | 1874.9218 | 2245 | 370.0782
results33.txt | PTI INTERACTIVE POWER SYSTEM SIMULATOR--PSS(R)E MON, MAY 29 2023 | 16:32 | -373.2496 | 746 | 372.7504
results33.txt | SENSITIVITY FACTORS ARE CALCULATED WITH AC | NETWORK | -373.2496 | 746 | 372.7504
results33.txt | SUBSYSTEM 'RESERV' IS USED FOR OPPOSING SYSTEM FOR MW POWER | DISPATCH | -373.2496 | 746 | 372.7504
results33.txt | SENSITIVITY FACTORS OF BRANCH FLOW (MVA) ON 6694 FORRE 400.00 TO 6711 TOKKE 400.00 6 MORE THAN | 0.10000 | -373.2496 | 746 | 372.7504
results33.txt | <--------- BUS NAME --------> | MW-SENS | -373.2496 | 746 | 372.7504
results33.txt | 6694 FORRE 400.00 | 0.3717 | -373.2496 | 746 | 372.7504
results33.txt | 6698 LYSE400 400.00 | 0.1176 | -373.2496 | 746 | 372.7504
results33.txt | 6697 LYSE300 400.00 | 0.1191 | -373.2496 | 746 | 372.7504
results33.txt | 6700 TJORHOM 400.00 | 0.1187 | -373.2496 | 746 | 372.7504
results34.txt | PTI INTERACTIVE POWER SYSTEM SIMULATOR--PSS(R)E MON, MAY 29 2023 | 16:32 | 1862.5157 | 2245 | 382.4841
results34.txt | SENSITIVITY FACTORS ARE CALCULATED WITH AC | NETWORK | 1862.5157 | 2245 | 382.4841
results34.txt | SUBSYSTEM 'RESERV' IS USED FOR OPPOSING SYSTEM FOR MW POWER | DISPATCH | 1862.5157 | 2245 | 382.4841
results34.txt | SENSITIVITY FACTORS OF BRANCH FLOW (MVA) ON 6669 HOL1 400.00 TO 6673 USTA400 400.00 2 MORE THAN | 0.10000 | 1862.5157 | 2245 | 382.4841
results34.txt | <--------- BUS NAME --------> | MW-SENS | 1862.5157 | 2245 | 382.4841
results34.txt | 6647 MOSKOG 400.00 | 0.1443 | 1862.5157 | 2245 | 382.4841
results34.txt | 6648 HOYANGER 400.00 | 0.1543 | 1862.5157 | 2245 | 382.4841
results34.txt | 6649 REFSDAL 400.00 | 0.1510 | 1862.5157 | 2245 | 382.4841
results34.txt | 6650 HOVE 400.00 | 0.1621 | 1862.5157 | 2245 | 382.4841
results34.txt | 6651 MODALEN 400.00 | 0.1215 | 1862.5157 | 2245 | 382.4841
results34.txt | 6653 DALE 400.00 | 0.1097 | 1862.5157 | 2245 | 382.4841
results34.txt | 6654 EVANGER 400.00 | 0.1108 | 1862.5157 | 2245 | 382.4841
results34.txt | 6656 SAMNAGER400 400.00 | 0.1027 | 1862.5157 | 2245 | 382.4841
results34.txt | 6655 SAMNAGER300 400.00 | 0.1026 | 1862.5157 | 2245 | 382.4841
results34.txt | 6657 JOSTEDAL 400.00 | 0.1796 | 1862.5157 | 2245 | 382.4841
results34.txt | 6658 LEIRDOLA 400.00 | 0.1799 | 1862.5157 | 2245 | 382.4841
results34.txt | 6659 ÅROY 400.00 | 0.1828 | 1862.5157 | 2245 | 382.4841
results34.txt | 6661 FARDAL400 400.00 | 0.1829 | 1862.5157 | 2245 | 382.4841
results34.txt | 6660 FARDAL300 400.00 | 0.1829 | 1862.5157 | 2245 | 382.4841
results34.txt | 6663 AURLAND400 400.00 | 0.2281 | 1862.5157 | 2245 | 382.4841
results34.txt | 6662 AURLAND200 400.00 | 0.2280 | 1862.5157 | 2245 | 382.4841
results34.txt | 6664 AURLAND2 400.00 | 0.2280 | 1862.5157 | 2245 | 382.4841
results34.txt | 6665 AURLAND3 400.00 | 0.3454 | 1862.5157 | 2245 | 382.4841
results34.txt | 6666 SKAGEN-FOTUN400.00 | 0.1783 | 1862.5157 | 2245 | 382.4841
results34.txt | 6667 BORGUND 301.00 | -0.1085 | 1862.5157 | 2245 | 382.4841
results34.txt | 6668 ELDFJORD 400.00 | 0.1103 | 1862.5157 | 2245 | 382.4841
results34.txt | 6669 HOL1 400.00 | 0.7123 | 1862.5157 | 2245 | 382.4841
results34.txt | 6670 HOL3 400.00 | -0.1414 | 1862.5157 | 2245 | 382.4841
results34.txt | 6671 HEMSIL1 301.00 | -0.1088 | 1862.5157 | 2245 | 382.4841
results34.txt | 6673 USTA400 400.00 | -0.1416 | 1862.5157 | 2245 | 382.4841
results34.txt | 6672 USTA300 400.00 | -0.1416 | 1862.5157 | 2245 | 382.4841
results34.txt | 6714 HEMSIL2 400.00 | -0.1094 | 1862.5157 | 2245 | 382.4841
results34.txt | 6715 NESBYEN 400.00 | -0.1022 | 1862.5157 | 2245 | 382.4841
results34.txt | 6743 KOLLSNES 400.00 | 0.1100 | 1862.5157 | 2245 | 382.4841
results34.txt | 6745 SUBSTATION 400.00 | 0.1136 | 1862.5157 | 2245 | 382.4841
results34.txt | 6744 LINDÅS 400.00 | 0.1136 | 1862.5157 | 2245 | 382.4841
results34.txt | 6746 NYGARD 400.00 | 0.1084 | 1862.5157 | 2245 | 382.4841
results34.txt | 6747 ARNA 400.00 | 0.1080 | 1862.5157 | 2245 | 382.4841
results34.txt | 6748 BERGEN 400.00 | 0.1076 | 1862.5157 | 2245 | 382.4841
results34.txt | 9009 ALFOTEN 400.00 | 0.1081 | 1862.5157 | 2245 | 382.4841
results34.txt | 9010 HAUGSVAER 400.00 | 0.1176 | 1862.5157 | 2245 | 382.4841
results34.txt | 9011 STEINSLAND 400.00 | 0.1207 | 1862.5157 | 2245 | 382.4841
results34.txt | 9015 HEMSIL300 301.00 | -0.1094 | 1862.5157 | 2245 | 382.4841
results35.txt | PTI INTERACTIVE POWER SYSTEM SIMULATOR--PSS(R)E MON, MAY 29 2023 | 16:32 | 1845.1169 | 2245 | 399.8831
results35.txt | SENSITIVITY FACTORS ARE CALCULATED WITH AC | NETWORK | 1845.1169 | 2245 | 399.8831
results35.txt | SUBSYSTEM 'RESERV' IS USED FOR OPPOSING SYSTEM FOR MW POWER | DISPATCH | 1845.1169 | 2245 | 399.8831
results35.txt | SENSITIVITY FACTORS OF BRANCH FLOW (MVA) ON 6315 HORRED 400.00 TO 6316 UDDEBO 400.00 1 MORE THAN | 0.10000 | 1845.1169 | 2245 | 399.8831
results35.txt | <--------- BUS NAME --------> | MW-SENS | 1845.1169 | 2245 | 399.8831
results35.txt | 6312 RINGHALS 400.00 | 0.1165 | 1845.1169 | 2245 | 399.8831
results35.txt | 6315 HORRED 400.00 | 0.1340 | 1845.1169 | 2245 | 399.8831
results35.txt | 6316 UDDEBO 400.00 | -0.3182 | 1845.1169 | 2245 | 399.8831
results35.txt | 6341 KOLSTAD 400.00 | -0.1247 | 1845.1169 | 2245 | 399.8831
results35.txt | 6342 TENHULT 400.00 | -0.2032 | 1845.1169 | 2245 | 399.8831
results35.txt | 6343 BARKERYD 400.00 | -0.1594 | 1845.1169 | 2245 | 399.8831
results36.txt | PTI INTERACTIVE POWER SYSTEM SIMULATOR--PSS(R)E MON, MAY 29 2023 | 16:32 | -117.4079 | 522.2 | 404.7921
results36.txt | SENSITIVITY FACTORS ARE CALCULATED WITH AC | NETWORK | -117.4079 | 522.2 | 404.7921
results36.txt | SUBSYSTEM 'RESERV' IS USED FOR OPPOSING SYSTEM FOR MW POWER | DISPATCH | -117.4079 | 522.2 | 404.7921
results36.txt | SENSITIVITY FACTORS OF BRANCH FLOW (MVA) ON 6697 LYSE300 400.00 TO 6700 TJORHOM 400.00 5 MORE THAN | 0.10000 | -117.4079 | 522.2 | 404.7921
results36.txt | <--------- BUS NAME --------> | MW-SENS | -117.4079 | 522.2 | 404.7921
results36.txt | 6700 TJORHOM 400.00 | 1.0055 | -117.4079 | 522.2 | 404.7921
results37.txt | PTI INTERACTIVE POWER SYSTEM SIMULATOR--PSS(R)E MON, MAY 29 2023 | 16:32 | 1837.4514 | 2245 | 407.5486
results37.txt | SENSITIVITY FACTORS ARE CALCULATED WITH AC | NETWORK | 1837.4514 | 2245 | 407.5486
results37.txt | SUBSYSTEM 'RESERV' IS USED FOR OPPOSING SYSTEM FOR MW POWER | DISPATCH | 1837.4514 | 2245 | 407.5486
results37.txt | SENSITIVITY FACTORS OF BRANCH FLOW (MVA) ON 6315 HORRED 400.00 TO 6316 UDDEBO 400.00 10 MORE THAN | 0.10000 | 1837.4514 | 2245 | 407.5486
results37.txt | <--------- BUS NAME --------> | MW-SENS | 1837.4514 | 2245 | 407.5486
results37.txt | 6312 RINGHALS 400.00 | 0.1141 | 1837.4514 | 2245 | 407.5486
results37.txt | 6315 HORRED 400.00 | 0.1313 | 1837.4514 | 2245 | 407.5486
results37.txt | 6316 UDDEBO 400.00 | -0.3117 | 1837.4514 | 2245 | 407.5486
results37.txt | 6341 KOLSTAD 400.00 | -0.1222 | 1837.4514 | 2245 | 407.5486
results37.txt | 6342 TENHULT 400.00 | -0.1990 | 1837.4514 | 2245 | 407.5486
results37.txt | 6343 BARKERYD 400.00 | -0.1561 | 1837.4514 | 2245 | 407.5486
results38.txt | PTI INTERACTIVE POWER SYSTEM SIMULATOR--PSS(R)E MON, MAY 29 2023 | 16:32 | 1153.16 | 1571.5 | 418.3398
results38.txt | SENSITIVITY FACTORS ARE CALCULATED WITH AC | NETWORK | 1153.16 | 1571.5 | 418.3398
results38.txt | SUBSYSTEM 'RESERV' IS USED FOR OPPOSING SYSTEM FOR MW POWER | DISPATCH | 1153.16 | 1571.5 | 418.3398
results38.txt | SENSITIVITY FACTORS OF BRANCH FLOW (MVA) ON 6647 MOSKOG 400.00 TO 9009 ALFOTEN 400.00 4 MORE THAN | 0.10000 | 1153.16 | 1571.5 | 418.3398
results38.txt | <--------- BUS NAME --------> | MW-SENS | 1153.16 | 1571.5 | 418.3398
results38.txt | 6647 MOSKOG 400.00 | 0.3440 | 1153.16 | 1571.5 | 418.3398
results38.txt | 6648 HOYANGER 400.00 | 0.2982 | 1153.16 | 1571.5 | 418.3398
results38.txt | 6649 REFSDAL 400.00 | 0.1569 | 1153.16 | 1571.5 | 418.3398
results38.txt | 6650 HOVE 400.00 | 0.1646 | 1153.16 | 1571.5 | 418.3398
results38.txt | 6651 MODALEN 400.00 | 0.1369 | 1153.16 | 1571.5 | 418.3398
results38.txt | 6653 DALE 400.00 | 0.1288 | 1153.16 | 1571.5 | 418.3398
results38.txt | 6654 EVANGER 400.00 | 0.1297 | 1153.16 | 1571.5 | 418.3398
results38.txt | 6656 SAMNAGER400 400.00 | 0.1245 | 1153.16 | 1571.5 | 418.3398
results38.txt | 6655 SAMNAGER300 400.00 | 0.1245 | 1153.16 | 1571.5 | 418.3398
results38.txt | 6657 JOSTEDAL 400.00 | 0.1757 | 1153.16 | 1571.5 | 418.3398
results38.txt | 6658 LEIRDOLA 400.00 | 0.1760 | 1153.16 | 1571.5 | 418.3398
results38.txt | 6659 ÅROY 400.00 | 0.1789 | 1153.16 | 1571.5 | 418.3398
results38.txt | 6661 FARDAL400 400.00 | 0.1790 | 1153.16 | 1571.5 | 418.3398
results38.txt | 6660 FARDAL300 400.00 | 0.1790 | 1153.16 | 1571.5 | 418.3398
results38.txt | 6663 AURLAND400 400.00 | 0.1367 | 1153.16 | 1571.5 | 418.3398
results38.txt | 6662 AURLAND200 400.00 | 0.1366 | 1153.16 | 1571.5 | 418.3398
results38.txt | 6664 AURLAND2 400.00 | 0.1366 | 1153.16 | 1571.5 | 418.3398
results38.txt | 6665 AURLAND3 400.00 | 0.1312 | 1153.16 | 1571.5 | 418.3398
results38.txt | 6666 SKAGEN-FOTUN400.00 | 0.1744 | 1153.16 | 1571.5 | 418.3398
results38.txt | 6668 ELDFJORD 400.00 | 0.1214 | 1153.16 | 1571.5 | 418.3398
results38.txt | 6669 HOL1 400.00 | 0.1145 | 1153.16 | 1571.5 | 418.3398
results38.txt | 6670 HOL3 400.00 | 0.1071 | 1153.16 | 1571.5 | 418.3398
results38.txt | 6673 USTA400 400.00 | 0.1073 | 1153.16 | 1571.5 | 418.3398
results38.txt | 6672 USTA300 400.00 | 0.1073 | 1153.16 | 1571.5 | 418.3398
results38.txt | 6676 HYDRO PURE S400.00 | 0.1073 | 1153.16 | 1571.5 | 418.3398
results38.txt | 6675 MAURANGER 400.00 | 0.1073 | 1153.16 | 1571.5 | 418.3398
results38.txt | 6743 KOLLSNES 400.00 | 0.1293 | 1153.16 | 1571.5 | 418.3398
results38.txt | 6745 SUBSTATION 400.00 | 0.1317 | 1153.16 | 1571.5 | 418.3398
results38.txt | 6744 LINDÅS 400.00 | 0.1317 | 1153.16 | 1571.5 | 418.3398
results38.txt | 6746 NYGARD 400.00 | 0.1282 | 1153.16 | 1571.5 | 418.3398
results38.txt | 6747 ARNA 400.00 | 0.1279 | 1153.16 | 1571.5 | 418.3398
results38.txt | 6748 BERGEN 400.00 | 0.1277 | 1153.16 | 1571.5 | 418.3398
results38.txt | 6812 OGNDAL 400.00 | -0.1367 | 1153.16 | 1571.5 | 418.3398
results38.txt | 6814 VERDAL400 400.00 | -0.1378 | 1153.16 | 1571.5 | 418.3398
results38.txt | 6813 VERDAL300 400.00 | -0.1378 | 1153.16 | 1571.5 | 418.3398
results38.txt | 6872 AURA2300 400.00 | -0.1908 | 1153.16 | 1571.5 | 418.3398
results38.txt | 6855 FRAERNA 400.00 | -0.2268 | 1153.16 | 1571.5 | 418.3398
results38.txt | 6856 ORSKOG 400.00 | -0.3360 | 1153.16 | 1571.5 | 418.3398
results38.txt | 6857 ORSTA 400.00 | -0.4101 | 1153.16 | 1571.5 | 418.3398
results38.txt | 6858 ISTAD 400.00 | -0.2268 | 1153.16 | 1571.5 | 418.3398
results38.txt | 6859 AURA1 400.00 | -0.2031 | 1153.16 | 1571.5 | 418.3398
results38.txt | 6860 GRYTTEN 400.00 | -0.2518 | 1153.16 | 1571.5 | 418.3398
results38.txt | 6861 SNILLDAL 400.00 | -0.1715 | 1153.16 | 1571.5 | 418.3398
results38.txt | 6862 SURNA 400.00 | -0.1776 | 1153.16 | 1571.5 | 418.3398
results38.txt | 6863 HOFSTAD 400.00 | -0.1498 | 1153.16 | 1571.5 | 418.3398
results38.txt | 6864 ÅFJORD 400.00 | -0.1604 | 1153.16 | 1571.5 | 418.3398
results38.txt | 6866 ORKDAL400 400.00 | -0.1557 | 1153.16 | 1571.5 | 418.3398
results38.txt | 6865 ORKDAL300 400.00 | -0.1557 | 1153.16 | 1571.5 | 418.3398
results38.txt | 6867 STRINDA 400.00 | -0.1406 | 1153.16 | 1571.5 | 418.3398
results38.txt | 6869 KLAEBU400 400.00 | -0.1410 | 1153.16 | 1571.5 | 418.3398
results38.txt | 6868 KLAEBU300 400.00 | -0.1410 | 1153.16 | 1571.5 | 418.3398
results38.txt | 6871 EIDUM400 400.00 | -0.1400 | 1153.16 | 1571.5 | 418.3398
results38.txt | 6870 EIDUM300 400.00 | -0.1400 | 1153.16 | 1571.5 | 418.3398
results38.txt | 6874 VÅGÅMO 400.00 | -0.1049 | 1153.16 | 1571.5 | 418.3398
results38.txt | 6936 NEDRERÖS400 400.00 | -0.1072 | 1153.16 | 1571.5 | 418.3398
results38.txt | 6935 NEDRERÖS300 400.00 | -0.1073 | 1153.16 | 1571.5 | 418.3398
results38.txt | 6937 MARKA 400.00 | -0.1117 | 1153.16 | 1571.5 | 418.3398
results38.txt | 6938 NAMSOS 400.00 | -0.1339 | 1153.16 | 1571.5 | 418.3398
results38.txt | 6939 KOLSVIK 400.00 | -0.1210 | 1153.16 | 1571.5 | 418.3398
results38.txt | 6940 NAMSKOGEN 400.00 | -0.1211 | 1153.16 | 1571.5 | 418.3398
results38.txt | 6942 TUNNSJO400 400.00 | -0.1246 | 1153.16 | 1571.5 | 418.3398
results38.txt | 6941 TUNNSJO300 400.00 | -0.1246 | 1153.16 | 1571.5 | 418.3398
results38.txt | 6944 RANA 400.00 | -0.1044 | 1153.16 | 1571.5 | 418.3398
results38.txt | 7061 NEA 400.00 | -0.1045 | 1153.16 | 1571.5 | 418.3398
results38.txt | 9006 TROFORS 400.00 | -0.1146 | 1153.16 | 1571.5 | 418.3398
results38.txt | 9007 TJELDBERGO 400.00 | -0.1747 | 1153.16 | 1571.5 | 418.3398
results38.txt | 9008 SYLKKYVELN 400.00 | -0.3684 | 1153.16 | 1571.5 | 418.3398
results38.txt | 9009 ALFOTEN 400.00 | -0.5203 | 1153.16 | 1571.5 | 418.3398
results38.txt | 9010 HAUGSVAER 400.00 | 0.1342 | 1153.16 | 1571.5 | 418.3398
results38.txt | 9011 STEINSLAND 400.00 | 0.1363 | 1153.16 | 1571.5 | 418.3398
results39.txt | PTI INTERACTIVE POWER SYSTEM SIMULATOR--PSS(R)E MON, MAY 29 2023 | 16:32 | 1826.1704 | 2245 | 418.8295
results39.txt | SENSITIVITY FACTORS ARE CALCULATED WITH AC | NETWORK | 1826.1704 | 2245 | 418.8295
results39.txt | SUBSYSTEM 'RESERV' IS USED FOR OPPOSING SYSTEM FOR MW POWER | DISPATCH | 1826.1704 | 2245 | 418.8295
results39.txt | SENSITIVITY FACTORS OF BRANCH FLOW (MVA) ON 6665 AURLAND3 400.00 TO 6669 HOL1 400.00 1 MORE THAN | 0.10000 | 1826.1704 | 2245 | 418.8295
results39.txt | <--------- BUS NAME --------> | MW-SENS | 1826.1704 | 2245 | 418.8295
results39.txt | 6647 MOSKOG 400.00 | 0.1465 | 1826.1704 | 2245 | 418.8295
results39.txt | 6648 HOYANGER 400.00 | 0.1566 | 1826.1704 | 2245 | 418.8295
results39.txt | 6649 REFSDAL 400.00 | 0.1532 | 1826.1704 | 2245 | 418.8295
results39.txt | 6650 HOVE 400.00 | 0.1645 | 1826.1704 | 2245 | 418.8295
results39.txt | 6651 MODALEN 400.00 | 0.1234 | 1826.1704 | 2245 | 418.8295
results39.txt | 6653 DALE 400.00 | 0.1114 | 1826.1704 | 2245 | 418.8295
results39.txt | 6654 EVANGER 400.00 | 0.1125 | 1826.1704 | 2245 | 418.8295
results39.txt | 6656 SAMNAGER400 400.00 | 0.1042 | 1826.1704 | 2245 | 418.8295
results39.txt | 6655 SAMNAGER300 400.00 | 0.1041 | 1826.1704 | 2245 | 418.8295
results39.txt | 6657 JOSTEDAL 400.00 | 0.1823 | 1826.1704 | 2245 | 418.8295
results39.txt | 6658 LEIRDOLA 400.00 | 0.1826 | 1826.1704 | 2245 | 418.8295
results39.txt | 6659 ÅROY 400.00 | 0.1856 | 1826.1704 | 2245 | 418.8295
results39.txt | 6661 FARDAL400 400.00 | 0.1857 | 1826.1704 | 2245 | 418.8295
results39.txt | 6660 FARDAL300 400.00 | 0.1856 | 1826.1704 | 2245 | 418.8295
results39.txt | 6663 AURLAND400 400.00 | 0.2315 | 1826.1704 | 2245 | 418.8295
results39.txt | 6662 AURLAND200 400.00 | 0.2314 | 1826.1704 | 2245 | 418.8295
results39.txt | 6664 AURLAND2 400.00 | 0.2315 | 1826.1704 | 2245 | 418.8295
results39.txt | 6665 AURLAND3 400.00 | 0.3506 | 1826.1704 | 2245 | 418.8295
results39.txt | 6666 SKAGEN-FOTUN400.00 | 0.1810 | 1826.1704 | 2245 | 418.8295
results39.txt | 6667 BORGUND 301.00 | -0.1101 | 1826.1704 | 2245 | 418.8295
results39.txt | 6668 ELDFJORD 400.00 | 0.1120 | 1826.1704 | 2245 | 418.8295
results39.txt | 6669 HOL1 400.00 | -0.2955 | 1826.1704 | 2245 | 418.8295
results39.txt | 6670 HOL3 400.00 | -0.1435 | 1826.1704 | 2245 | 418.8295
results39.txt | 6671 HEMSIL1 301.00 | -0.1104 | 1826.1704 | 2245 | 418.8295
results39.txt | 6673 USTA400 400.00 | -0.1437 | 1826.1704 | 2245 | 418.8295
results39.txt | 6672 USTA300 400.00 | -0.1437 | 1826.1704 | 2245 | 418.8295
results39.txt | 6714 HEMSIL2 400.00 | -0.1111 | 1826.1704 | 2245 | 418.8295
results39.txt | 6715 NESBYEN 400.00 | -0.1037 | 1826.1704 | 2245 | 418.8295
results39.txt | 6743 KOLLSNES 400.00 | 0.1116 | 1826.1704 | 2245 | 418.8295
results39.txt | 6745 SUBSTATION 400.00 | 0.1153 | 1826.1704 | 2245 | 418.8295
results39.txt | 6744 LINDÅS 400.00 | 0.1153 | 1826.1704 | 2245 | 418.8295
results39.txt | 6746 NYGARD 400.00 | 0.1100 | 1826.1704 | 2245 | 418.8295
results39.txt | 6747 ARNA 400.00 | 0.1096 | 1826.1704 | 2245 | 418.8295
results39.txt | 6748 BERGEN 400.00 | 0.1092 | 1826.1704 | 2245 | 418.8295
results39.txt | 9009 ALFOTEN 400.00 | 0.1097 | 1826.1704 | 2245 | 418.8295
results39.txt | 9010 HAUGSVAER 400.00 | 0.1193 | 1826.1704 | 2245 | 418.8295
results39.txt | 9011 STEINSLAND 400.00 | 0.1225 | 1826.1704 | 2245 | 418.8295
results39.txt | 9015 HEMSIL300 301.00 | -0.1111 | 1826.1704 | 2245 | 418.8295
results40.txt | PTI INTERACTIVE POWER SYSTEM SIMULATOR--PSS(R)E MON, MAY 29 2023 | 16:32 | 1139.6508 | 1571.5 | 431.8492
results40.txt | SENSITIVITY FACTORS ARE CALCULATED WITH AC | NETWORK | 1139.6508 | 1571.5 | 431.8492
results40.txt | SUBSYSTEM 'RESERV' IS USED FOR OPPOSING SYSTEM FOR MW POWER | DISPATCH | 1139.6508 | 1571.5 | 431.8492
results40.txt | SENSITIVITY FACTORS OF BRANCH FLOW (MVA) ON 6722 VEMORK 400.00 TO 6732 FLESAKER 400.00 6 MORE THAN | 0.10000 | 1139.6508 | 1571.5 | 431.8492
results40.txt | <--------- BUS NAME --------> | MW-SENS | 1139.6508 | 1571.5 | 431.8492
results40.txt | 6674 HUSNES 400.00 | 0.1352 | 1139.6508 | 1571.5 | 431.8492
results40.txt | 6676 HYDRO PURE S400.00 | 0.1052 | 1139.6508 | 1571.5 | 431.8492
results40.txt | 6675 MAURANGER 400.00 | 0.1052 | 1139.6508 | 1571.5 | 431.8492
results40.txt | 6677 BLÅFALL 400.00 | 0.1346 | 1139.6508 | 1571.5 | 431.8492
results40.txt | 6679 OKSLA 400.00 | 0.1971 | 1139.6508 | 1571.5 | 431.8492
results40.txt | 6680 ÅSEN 400.00 | 0.1971 | 1139.6508 | 1571.5 | 431.8492
results40.txt | 6682 SAUDA400 400.00 | 0.1586 | 1139.6508 | 1571.5 | 431.8492
results40.txt | 6681 SAUDA300 400.00 | 0.1589 | 1139.6508 | 1571.5 | 431.8492
results40.txt | 6683 HYLEN 400.00 | 0.1586 | 1139.6508 | 1571.5 | 431.8492
results40.txt | 6685 RÖDAL 400.00 | 0.1980 | 1139.6508 | 1571.5 | 431.8492
results40.txt | 6686 NOVLE 400.00 | 0.1980 | 1139.6508 | 1571.5 | 431.8492
results40.txt | 6687 ULLA-FORRE 400.00 | 0.1992 | 1139.6508 | 1571.5 | 431.8492
results40.txt | 6691 SUBSTATION 400.00 | 0.1586 | 1139.6508 | 1571.5 | 431.8492
results40.txt | 6694 FORRE 400.00 | 0.1288 | 1139.6508 | 1571.5 | 431.8492
results40.txt | 6698 LYSE400 400.00 | 0.1137 | 1139.6508 | 1571.5 | 431.8492
results40.txt | 6697 LYSE300 400.00 | 0.1137 | 1139.6508 | 1571.5 | 431.8492
results40.txt | 6700 TJORHOM 400.00 | 0.1133 | 1139.6508 | 1571.5 | 431.8492
results40.txt | 6701 KVANNDAL 400.00 | 0.2157 | 1139.6508 | 1571.5 | 431.8492
results40.txt | 6702 KJELA 400.00 | 0.2421 | 1139.6508 | 1571.5 | 431.8492
results40.txt | 6703 SONGA 400.00 | 0.2791 | 1139.6508 | 1571.5 | 431.8492
results40.txt | 6704 VINJE 400.00 | 0.2216 | 1139.6508 | 1571.5 | 431.8492
results40.txt | 6705 HOLEN 400.00 | 0.1050 | 1139.6508 | 1571.5 | 431.8492
results40.txt | 6711 TOKKE 400.00 | 0.1538 | 1139.6508 | 1571.5 | 431.8492
results40.txt | 6722 VEMORK 400.00 | 0.5141 | 1139.6508 | 1571.5 | 431.8492
results40.txt | 6749 STORD 400.00 | 0.1373 | 1139.6508 | 1571.5 | 431.8492
results40.txt | 6751 SUBSTATION 301.00 | 0.1468 | 1139.6508 | 1571.5 | 431.8492
results40.txt | 6750 HÅVIK 400.00 | 0.1418 | 1139.6508 | 1571.5 | 431.8492
results40.txt | 6752 SPANNE 400.00 | 0.1397 | 1139.6508 | 1571.5 | 431.8492
results40.txt | 6753 KÅRSTO 400.00 | 0.1421 | 1139.6508 | 1571.5 | 431.8492
results40.txt | 8448 JOINT 400.00 | 0.2422 | 1139.6508 | 1571.5 | 431.8492
results40.txt | 8460 JOINT 400.00 | 0.2157 | 1139.6508 | 1571.5 | 431.8492
results40.txt | 8611 JOINT 400.00 | 0.1420 | 1139.6508 | 1571.5 | 431.8492
results40.txt | 9019 SAUDA 301.00 | 0.1535 | 1139.6508 | 1571.5 | 431.8492
results41.txt | PTI INTERACTIVE POWER SYSTEM SIMULATOR--PSS(R)E MON, MAY 29 2023 | 16:32 | -1137.4408 | 1571.5 | 434.0592
results41.txt | SENSITIVITY FACTORS ARE CALCULATED WITH AC | NETWORK | -1137.4408 | 1571.5 | 434.0592
results41.txt | SUBSYSTEM 'RESERV' IS USED FOR OPPOSING SYSTEM FOR MW POWER | DISPATCH | -1137.4408 | 1571.5 | 434.0592
results41.txt | SENSITIVITY FACTORS OF BRANCH FLOW (MVA) ON 6857 ORSTA 400.00 TO 9009 ALFOTEN 400.00 3 MORE THAN | 0.10000 | -1137.4408 | 1571.5 | 434.0592
results41.txt | <--------- BUS NAME --------> | MW-SENS | -1137.4408 | 1571.5 | 434.0592
results41.txt | 6647 MOSKOG 400.00 | 0.3305 | -1137.4408 | 1571.5 | 434.0592
results41.txt | 6648 HOYANGER 400.00 | 0.2865 | -1137.4408 | 1571.5 | 434.0592
results41.txt | 6649 REFSDAL 400.00 | 0.1507 | -1137.4408 | 1571.5 | 434.0592
results41.txt | 6650 HOVE 400.00 | 0.1581 | -1137.4408 | 1571.5 | 434.0592
results41.txt | 6651 MODALEN 400.00 | 0.1315 | -1137.4408 | 1571.5 | 434.0592
results41.txt | 6653 DALE 400.00 | 0.1238 | -1137.4408 | 1571.5 | 434.0592
results41.txt | 6654 EVANGER 400.00 | 0.1246 | -1137.4408 | 1571.5 | 434.0592
results41.txt | 6656 SAMNAGER400 400.00 | 0.1196 | -1137.4408 | 1571.5 | 434.0592
results41.txt | 6655 SAMNAGER300 400.00 | 0.1196 | -1137.4408 | 1571.5 | 434.0592
results41.txt | 6657 JOSTEDAL 400.00 | 0.1688 | -1137.4408 | 1571.5 | 434.0592
results41.txt | 6658 LEIRDOLA 400.00 | 0.1691 | -1137.4408 | 1571.5 | 434.0592
results41.txt | 6659 ÅROY 400.00 | 0.1719 | -1137.4408 | 1571.5 | 434.0592
results41.txt | 6661 FARDAL400 400.00 | 0.1720 | -1137.4408 | 1571.5 | 434.0592
results41.txt | 6660 FARDAL300 400.00 | 0.1719 | -1137.4408 | 1571.5 | 434.0592
results41.txt | 6663 AURLAND400 400.00 | 0.1313 | -1137.4408 | 1571.5 | 434.0592
results41.txt | 6662 AURLAND200 400.00 | 0.1312 | -1137.4408 | 1571.5 | 434.0592
results41.txt | 6664 AURLAND2 400.00 | 0.1313 | -1137.4408 | 1571.5 | 434.0592
results41.txt | 6665 AURLAND3 400.00 | 0.1261 | -1137.4408 | 1571.5 | 434.0592
results41.txt | 6666 SKAGEN-FOTUN400.00 | 0.1676 | -1137.4408 | 1571.5 | 434.0592
results41.txt | 6668 ELDFJORD 400.00 | 0.1166 | -1137.4408 | 1571.5 | 434.0592
results41.txt | 6669 HOL1 400.00 | 0.1100 | -1137.4408 | 1571.5 | 434.0592
results41.txt | 6670 HOL3 400.00 | 0.1029 | -1137.4408 | 1571.5 | 434.0592
results41.txt | 6673 USTA400 400.00 | 0.1031 | -1137.4408 | 1571.5 | 434.0592
results41.txt | 6672 USTA300 400.00 | 0.1031 | -1137.4408 | 1571.5 | 434.0592
results41.txt | 6676 HYDRO PURE S400.00 | 0.1031 | -1137.4408 | 1571.5 | 434.0592
results41.txt | 6675 MAURANGER 400.00 | 0.1031 | -1137.4408 | 1571.5 | 434.0592
results41.txt | 6743 KOLLSNES 400.00 | 0.1242 | -1137.4408 | 1571.5 | 434.0592
results41.txt | 6745 SUBSTATION 400.00 | 0.1265 | -1137.4408 | 1571.5 | 434.0592
results41.txt | 6744 LINDÅS 400.00 | 0.1265 | -1137.4408 | 1571.5 | 434.0592
results41.txt | 6746 NYGARD 400.00 | 0.1232 | -1137.4408 | 1571.5 | 434.0592
results41.txt | 6747 ARNA 400.00 | 0.1228 | -1137.4408 | 1571.5 | 434.0592
results41.txt | 6748 BERGEN 400.00 | 0.1227 | -1137.4408 | 1571.5 | 434.0592
results41.txt | 6812 OGNDAL 400.00 | -0.1313 | -1137.4408 | 1571.5 | 434.0592
results41.txt | 6814 VERDAL400 400.00 | -0.1324 | -1137.4408 | 1571.5 | 434.0592
results41.txt | 6813 VERDAL300 400.00 | -0.1324 | -1137.4408 | 1571.5 | 434.0592
results41.txt | 6872 AURA2300 400.00 | -0.1833 | -1137.4408 | 1571.5 | 434.0592
results41.txt | 6855 FRAERNA 400.00 | -0.2179 | -1137.4408 | 1571.5 | 434.0592
results41.txt | 6856 ORSKOG 400.00 | -0.3228 | -1137.4408 | 1571.5 | 434.0592
results41.txt | 6857 ORSTA 400.00 | -0.3940 | -1137.4408 | 1571.5 | 434.0592
results41.txt | 6858 ISTAD 400.00 | -0.2179 | -1137.4408 | 1571.5 | 434.0592
results41.txt | 6859 AURA1 400.00 | -0.1951 | -1137.4408 | 1571.5 | 434.0592
results41.txt | 6860 GRYTTEN 400.00 | -0.2420 | -1137.4408 | 1571.5 | 434.0592
results41.txt | 6861 SNILLDAL 400.00 | -0.1647 | -1137.4408 | 1571.5 | 434.0592
results41.txt | 6862 SURNA 400.00 | -0.1707 | -1137.4408 | 1571.5 | 434.0592
results41.txt | 6863 HOFSTAD 400.00 | -0.1439 | -1137.4408 | 1571.5 | 434.0592
results41.txt | 6864 ÅFJORD 400.00 | -0.1541 | -1137.4408 | 1571.5 | 434.0592
results41.txt | 6866 ORKDAL400 400.00 | -0.1496 | -1137.4408 | 1571.5 | 434.0592
results41.txt | 6865 ORKDAL300 400.00 | -0.1496 | -1137.4408 | 1571.5 | 434.0592
results41.txt | 6867 STRINDA 400.00 | -0.1351 | -1137.4408 | 1571.5 | 434.0592
results41.txt | 6869 KLAEBU400 400.00 | -0.1354 | -1137.4408 | 1571.5 | 434.0592
results41.txt | 6868 KLAEBU300 400.00 | -0.1354 | -1137.4408 | 1571.5 | 434.0592
results41.txt | 6871 EIDUM400 400.00 | -0.1345 | -1137.4408 | 1571.5 | 434.0592
results41.txt | 6870 EIDUM300 400.00 | -0.1345 | -1137.4408 | 1571.5 | 434.0592
results41.txt | 6874 VÅGÅMO 400.00 | -0.1008 | -1137.4408 | 1571.5 | 434.0592
results41.txt | 6936 NEDRERÖS400 400.00 | -0.1030 | -1137.4408 | 1571.5 | 434.0592
results41.txt | 6935 NEDRERÖS300 400.00 | -0.1031 | -1137.4408 | 1571.5 | 434.0592
results41.txt | 6937 MARKA 400.00 | -0.1073 | -1137.4408 | 1571.5 | 434.0592
results41.txt | 6938 NAMSOS 400.00 | -0.1287 | -1137.4408 | 1571.5 | 434.0592
results41.txt | 6939 KOLSVIK 400.00 | -0.1162 | -1137.4408 | 1571.5 | 434.0592
results41.txt | 6940 NAMSKOGEN 400.00 | -0.1163 | -1137.4408 | 1571.5 | 434.0592
results41.txt | 6942 TUNNSJO400 400.00 | -0.1197 | -1137.4408 | 1571.5 | 434.0592
results41.txt | 6941 TUNNSJO300 400.00 | -0.1197 | -1137.4408 | 1571.5 | 434.0592
results41.txt | 6944 RANA 400.00 | -0.1003 | -1137.4408 | 1571.5 | 434.0592
results41.txt | 7061 NEA 400.00 | -0.1004 | -1137.4408 | 1571.5 | 434.0592
results41.txt | 9006 TROFORS 400.00 | -0.1101 | -1137.4408 | 1571.5 | 434.0592
results41.txt | 9007 TJELDBERGO 400.00 | -0.1679 | -1137.4408 | 1571.5 | 434.0592
results41.txt | 9008 SYLKKYVELN 400.00 | -0.3539 | -1137.4408 | 1571.5 | 434.0592
results41.txt | 9009 ALFOTEN 400.00 | 0.4963 | -1137.4408 | 1571.5 | 434.0592
results41.txt | 9010 HAUGSVAER 400.00 | 0.1290 | -1137.4408 | 1571.5 | 434.0592
results41.txt | 9011 STEINSLAND 400.00 | 0.1309 | -1137.4408 | 1571.5 | 434.0592
results42.txt | PTI INTERACTIVE POWER SYSTEM SIMULATOR--PSS(R)E MON, MAY 29 2023 | 16:32 | -1123.1201 | 1571.5 | 448.3798
results42.txt | SENSITIVITY FACTORS ARE CALCULATED WITH AC | NETWORK | -1123.1201 | 1571.5 | 448.3798
results42.txt | SUBSYSTEM 'RESERV' IS USED FOR OPPOSING SYSTEM FOR MW POWER | DISPATCH | -1123.1201 | 1571.5 | 448.3798
results42.txt | SENSITIVITY FACTORS OF BRANCH FLOW (MVA) ON 6658 LEIRDOLA 400.00 TO 6666 SKAGEN-FOTUN400.00 2 MORE THAN | 0.10000 | -1123.1201 | 1571.5 | 448.3798
results42.txt | <--------- BUS NAME --------> | MW-SENS | -1123.1201 | 1571.5 | 448.3798
results42.txt | 6666 SKAGEN-FOTUN400.00 | 1.0036 | -1123.1201 | 1571.5 | 448.3798
results43.txt | PTI INTERACTIVE POWER SYSTEM SIMULATOR--PSS(R)E MON, MAY 29 2023 | 16:32 | 1789.064 | 2245 | 455.9362
results43.txt | SENSITIVITY FACTORS ARE CALCULATED WITH AC | NETWORK | 1789.064 | 2245 | 455.9362
results43.txt | SUBSYSTEM 'RESERV' IS USED FOR OPPOSING SYSTEM FOR MW POWER | DISPATCH | 1789.064 | 2245 | 455.9362
results43.txt | SENSITIVITY FACTORS OF BRANCH FLOW (MVA) ON 6663 AURLAND400 400.00 TO 6665 AURLAND3 400.00 2 MORE THAN | 0.10000 | 1789.064 | 2245 | 455.9362
results43.txt | <--------- BUS NAME --------> | MW-SENS | 1789.064 | 2245 | 455.9362
results43.txt | 6647 MOSKOG 400.00 | 0.1481 | 1789.064 | 2245 | 455.9362
results43.txt | 6648 HOYANGER 400.00 | 0.1583 | 1789.064 | 2245 | 455.9362
results43.txt | 6649 REFSDAL 400.00 | 0.1549 | 1789.064 | 2245 | 455.9362
results43.txt | 6650 HOVE 400.00 | 0.1663 | 1789.064 | 2245 | 455.9362
results43.txt | 6651 MODALEN 400.00 | 0.1247 | 1789.064 | 2245 | 455.9362
results43.txt | 6653 DALE 400.00 | 0.1126 | 1789.064 | 2245 | 455.9362
results43.txt | 6654 EVANGER 400.00 | 0.1137 | 1789.064 | 2245 | 455.9362
results43.txt | 6656 SAMNAGER400 400.00 | 0.1053 | 1789.064 | 2245 | 455.9362
results43.txt | 6655 SAMNAGER300 400.00 | 0.1052 | 1789.064 | 2245 | 455.9362
results43.txt | 6657 JOSTEDAL 400.00 | 0.1843 | 1789.064 | 2245 | 455.9362
results43.txt | 6658 LEIRDOLA 400.00 | 0.1846 | 1789.064 | 2245 | 455.9362
results43.txt | 6659 ÅROY 400.00 | 0.1875 | 1789.064 | 2245 | 455.9362
results43.txt | 6661 FARDAL400 400.00 | 0.1876 | 1789.064 | 2245 | 455.9362
results43.txt | 6660 FARDAL300 400.00 | 0.1876 | 1789.064 | 2245 | 455.9362
results43.txt | 6663 AURLAND400 400.00 | 0.2340 | 1789.064 | 2245 | 455.9362
results43.txt | 6662 AURLAND200 400.00 | 0.2339 | 1789.064 | 2245 | 455.9362
results43.txt | 6664 AURLAND2 400.00 | 0.2339 | 1789.064 | 2245 | 455.9362
results43.txt | 6665 AURLAND3 400.00 | -0.6560 | 1789.064 | 2245 | 455.9362
results43.txt | 6666 SKAGEN-FOTUN400.00 | 0.1829 | 1789.064 | 2245 | 455.9362
results43.txt | 6667 BORGUND 301.00 | -0.1113 | 1789.064 | 2245 | 455.9362
results43.txt | 6668 ELDFJORD 400.00 | 0.1132 | 1789.064 | 2245 | 455.9362
results43.txt | 6669 HOL1 400.00 | -0.2987 | 1789.064 | 2245 | 455.9362
results43.txt | 6670 HOL3 400.00 | -0.1450 | 1789.064 | 2245 | 455.9362
results43.txt | 6671 HEMSIL1 301.00 | -0.1116 | 1789.064 | 2245 | 455.9362
results43.txt | 6673 USTA400 400.00 | -0.1453 | 1789.064 | 2245 | 455.9362
results43.txt | 6672 USTA300 400.00 | -0.1453 | 1789.064 | 2245 | 455.9362
results43.txt | 6714 HEMSIL2 400.00 | -0.1123 | 1789.064 | 2245 | 455.9362
results43.txt | 6715 NESBYEN 400.00 | -0.1048 | 1789.064 | 2245 | 455.9362
results43.txt | 6743 KOLLSNES 400.00 | 0.1128 | 1789.064 | 2245 | 455.9362
results43.txt | 6745 SUBSTATION 400.00 | 0.1166 | 1789.064 | 2245 | 455.9362
results43.txt | 6744 LINDÅS 400.00 | 0.1166 | 1789.064 | 2245 | 455.9362
results43.txt | 6746 NYGARD 400.00 | 0.1112 | 1789.064 | 2245 | 455.9362
results43.txt | 6747 ARNA 400.00 | 0.1108 | 1789.064 | 2245 | 455.9362
results43.txt | 6748 BERGEN 400.00 | 0.1103 | 1789.064 | 2245 | 455.9362
results43.txt | 9009 ALFOTEN 400.00 | 0.1109 | 1789.064 | 2245 | 455.9362
results43.txt | 9010 HAUGSVAER 400.00 | 0.1206 | 1789.064 | 2245 | 455.9362
results43.txt | 9011 STEINSLAND 400.00 | 0.1238 | 1789.064 | 2245 | 455.9362
results43.txt | 9015 HEMSIL300 301.00 | -0.1123 | 1789.064 | 2245 | 455.9362
results44.txt | PTI INTERACTIVE POWER SYSTEM SIMULATOR--PSS(R)E MON, MAY 29 2023 | 16:32 | 1780.1548 | 2245 | 464.8452
results44.txt | SENSITIVITY FACTORS ARE CALCULATED WITH AC | NETWORK | 1780.1548 | 2245 | 464.8452
results44.txt | SUBSYSTEM 'RESERV' IS USED FOR OPPOSING SYSTEM FOR MW POWER | DISPATCH | 1780.1548 | 2245 | 464.8452
results44.txt | SENSITIVITY FACTORS OF BRANCH FLOW (MVA) ON 1053 HÄRADSBO 400.00 TO 6335 SODERASEN 400.00 6 MORE THAN | 0.10000 | 1780.1548 | 2245 | 464.8452
results44.txt | <--------- BUS NAME --------> | MW-SENS | 1780.1548 | 2245 | 464.8452
results44.txt | 5624 HERSLEV 400.00 | -0.3246 | 1780.1548 | 2245 | 464.8452
results44.txt | 5642 HOVEGARD 400.00 | -0.3242 | 1780.1548 | 2245 | 464.8452
results44.txt | 5646 BJAEVERSKOV4400.00 | -0.3240 | 1780.1548 | 2245 | 464.8452
results44.txt | 5645 BJAEVERSKOV2220.00 | -0.3235 | 1780.1548 | 2245 | 464.8452
results44.txt | 5657 ISHOJ400 400.00 | -0.3242 | 1780.1548 | 2245 | 464.8452
results44.txt | 5656 ISHOJ220 220.00 | -0.3247 | 1780.1548 | 2245 | 464.8452
results44.txt | 5660 AVEDOREVERK 400.00 | -0.3244 | 1780.1548 | 2245 | 464.8452
results44.txt | 5662 ORSTEDSVERKE400.00 | -0.3248 | 1780.1548 | 2245 | 464.8452
results44.txt | 5671 SEGE 400.00 | -0.2385 | 1780.1548 | 2245 | 464.8452
results44.txt | 5672 ARRIE 400.00 | -0.2384 | 1780.1548 | 2245 | 464.8452
results44.txt | 5673 KRUSEBERG 400.00 | -0.2384 | 1780.1548 | 2245 | 464.8452
results44.txt | 5676 WIND FARM 220.00 | -0.3188 | 1780.1548 | 2245 | 464.8452
results44.txt | 5845 ASNAESVERK 400.00 | -0.3244 | 1780.1548 | 2245 | 464.8452
results44.txt | 6319 KYNDBYVERKER400.00 | -0.3240 | 1780.1548 | 2245 | 464.8452
results44.txt | 6324 GORLOSEGARD 400.00 | -0.3230 | 1780.1548 | 2245 | 464.8452
results44.txt | 6330 GELNTEGARD2 400.00 | -0.3255 | 1780.1548 | 2245 | 464.8452
results44.txt | 6334 GLENTEGARD 400.00 | -0.3259 | 1780.1548 | 2245 | 464.8452
results44.txt | 6335 SODERASEN 400.00 | -0.3195 | 1780.1548 | 2245 | 464.8452
results44.txt | 6337 BARSEBACK 400.00 | -0.2495 | 1780.1548 | 2245 | 464.8452
results44.txt | 6338 HURVA 400.00 | -0.2138 | 1780.1548 | 2245 | 464.8452
results44.txt | 6349 ALVESTA 400.00 | -0.1146 | 1780.1548 | 2245 | 464.8452
results44.txt | 6350 HEMSJO 400.00 | -0.1358 | 1780.1548 | 2245 | 464.8452
results44.txt | 6351 KARLSHAMN 400.00 | -0.1358 | 1780.1548 | 2245 | 464.8452
results44.txt | 6354 NYBRO 400.00 | -0.1203 | 1780.1548 | 2245 | 464.8452
results44.txt | 7429 JOINT 220.00 | -0.3192 | 1780.1548 | 2245 | 464.8452
results44.txt | 1052 BREARED 400.00 | -0.1439 | 1780.1548 | 2245 | 464.8452
results44.txt | 1053 HÄRADSBO 400.00 | 0.3919 | 1780.1548 | 2245 | 464.8452
results44.txt | 9401 HAGESKRUV 400.00 | -0.1021 | 1780.1548 | 2245 | 464.8452
results45.txt | PTI INTERACTIVE POWER SYSTEM SIMULATOR--PSS(R)E MON, MAY 29 2023 | 16:32 | 1102.376 | 1571.5 | 469.124
results45.txt | SENSITIVITY FACTORS ARE CALCULATED WITH AC | NETWORK | 1102.376 | 1571.5 | 469.124
results45.txt | SUBSYSTEM 'RESERV' IS USED FOR OPPOSING SYSTEM FOR MW POWER | DISPATCH | 1102.376 | 1571.5 | 469.124
results45.txt | SENSITIVITY FACTORS OF BRANCH FLOW (MVA) ON 6734 SYLLING400 400.00 TO 6740 TEGNEBY400 400.00 4 MORE THAN | 0.10000 | 1102.376 | 1571.5 | 469.124
results45.txt | <--------- BUS NAME --------> | MW-SENS | 1102.376 | 1571.5 | 469.124
results45.txt | 6305 LOVISEHOLM 400.00 | -0.1011 | 1102.376 | 1571.5 | 469.124
results45.txt | 6626 MINNE 400.00 | 0.1227 | 1102.376 | 1571.5 | 469.124
results45.txt | 6629 HALDEN 400.00 | -0.1046 | 1102.376 | 1571.5 | 469.124
results45.txt | 6650 HOVE 400.00 | 0.1006 | 1102.376 | 1571.5 | 469.124
results45.txt | 6657 JOSTEDAL 400.00 | 0.1019 | 1102.376 | 1571.5 | 469.124
results45.txt | 6658 LEIRDOLA 400.00 | 0.1021 | 1102.376 | 1571.5 | 469.124
results45.txt | 6659 ÅROY 400.00 | 0.1044 | 1102.376 | 1571.5 | 469.124
results45.txt | 6661 FARDAL400 400.00 | 0.1045 | 1102.376 | 1571.5 | 469.124
results45.txt | 6660 FARDAL300 400.00 | 0.1045 | 1102.376 | 1571.5 | 469.124
results45.txt | 6663 AURLAND400 400.00 | 0.1183 | 1102.376 | 1571.5 | 469.124
results45.txt | 6662 AURLAND200 400.00 | 0.1182 | 1102.376 | 1571.5 | 469.124
results45.txt | 6664 AURLAND2 400.00 | 0.1182 | 1102.376 | 1571.5 | 469.124
results45.txt | 6665 AURLAND3 400.00 | 0.1217 | 1102.376 | 1571.5 | 469.124
results45.txt | 6666 SKAGEN-FOTUN400.00 | 0.1009 | 1102.376 | 1571.5 | 469.124
results45.txt | 6667 BORGUND 301.00 | 0.1309 | 1102.376 | 1571.5 | 469.124
results45.txt | 6668 ELDFJORD 400.00 | 0.1161 | 1102.376 | 1571.5 | 469.124
results45.txt | 6669 HOL1 400.00 | 0.1324 | 1102.376 | 1571.5 | 469.124
results45.txt | 6670 HOL3 400.00 | 0.1368 | 1102.376 | 1571.5 | 469.124
results45.txt | 6671 HEMSIL1 301.00 | 0.1315 | 1102.376 | 1571.5 | 469.124
results45.txt | 6673 USTA400 400.00 | 0.1371 | 1102.376 | 1571.5 | 469.124
results45.txt | 6672 USTA300 400.00 | 0.1371 | 1102.376 | 1571.5 | 469.124
results45.txt | 6713 NEDREVINSTRA400.00 | 0.1011 | 1102.376 | 1571.5 | 469.124
results45.txt | 6714 HEMSIL2 400.00 | 0.1330 | 1102.376 | 1571.5 | 469.124
results45.txt | 6715 NESBYEN 400.00 | 0.1322 | 1102.376 | 1571.5 | 469.124
results45.txt | 6716 DAGALI 400.00 | 0.1505 | 1102.376 | 1571.5 | 469.124
results45.txt | 6717 NEDREVINSTRA400.00 | 0.1011 | 1102.376 | 1571.5 | 469.124
results45.txt | 6718 FÅBERG 400.00 | 0.1023 | 1102.376 | 1571.5 | 469.124
results45.txt | 6719 ÅDAL 400.00 | 0.1633 | 1102.376 | 1571.5 | 469.124
results45.txt | 6720 VARDAL 400.00 | 0.1109 | 1102.376 | 1571.5 | 469.124
results45.txt | 6721 VANG 400.00 | 0.1133 | 1102.376 | 1571.5 | 469.124
results45.txt | 6724 NORE 400.00 | 0.1655 | 1102.376 | 1571.5 | 469.124
results45.txt | 6731 RINGERIKE 400.00 | 0.1745 | 1102.376 | 1571.5 | 469.124
results45.txt | 6734 SYLLING400 400.00 | 0.2158 | 1102.376 | 1571.5 | 469.124
results45.txt | 6733 SYLLING300 400.00 | 0.2101 | 1102.376 | 1571.5 | 469.124
results45.txt | 6736 OSLA400 400.00 | 0.1289 | 1102.376 | 1571.5 | 469.124
results45.txt | 6735 OSLO300 400.00 | 0.1310 | 1102.376 | 1571.5 | 469.124
results45.txt | 6740 TEGNEBY400 400.00 | -0.1189 | 1102.376 | 1571.5 | 469.124
results45.txt | 6739 TEGNEBY300 400.00 | -0.1156 | 1102.376 | 1571.5 | 469.124
results45.txt | 6742 HASLE400 400.00 | -0.1063 | 1102.376 | 1571.5 | 469.124
results45.txt | 6741 HASLE300 400.00 | -0.1066 | 1102.376 | 1571.5 | 469.124
results45.txt | 9015 HEMSIL300 301.00 | 0.1330 | 1102.376 | 1571.5 | 469.124
results46.txt | PTI INTERACTIVE POWER SYSTEM SIMULATOR--PSS(R)E MON, MAY 29 2023 | 16:32 | -1078.9264 | 1571.5 | 492.5735
results46.txt | SENSITIVITY FACTORS ARE CALCULATED WITH AC | NETWORK | -1078.9264 | 1571.5 | 492.5735
results46.txt | SUBSYSTEM 'RESERV' IS USED FOR OPPOSING SYSTEM FOR MW POWER | DISPATCH | -1078.9264 | 1571.5 | 492.5735
results46.txt | SENSITIVITY FACTORS OF BRANCH FLOW (MVA) ON 6856 ORSKOG 400.00 TO 9008 SYLKKYVELN 400.00 3 MORE THAN | 0.10000 | -1078.9264 | 1571.5 | 492.5735
results46.txt | <--------- BUS NAME --------> | MW-SENS | -1078.9264 | 1571.5 | 492.5735
results46.txt | 6647 MOSKOG 400.00 | 0.3183 | -1078.9264 | 1571.5 | 492.5735
results46.txt | 6648 HOYANGER 400.00 | 0.2760 | -1078.9264 | 1571.5 | 492.5735
results46.txt | 6649 REFSDAL 400.00 | 0.1452 | -1078.9264 | 1571.5 | 492.5735
results46.txt | 6650 HOVE 400.00 | 0.1523 | -1078.9264 | 1571.5 | 492.5735
results46.txt | 6651 MODALEN 400.00 | 0.1266 | -1078.9264 | 1571.5 | 492.5735
results46.txt | 6653 DALE 400.00 | 0.1192 | -1078.9264 | 1571.5 | 492.5735
results46.txt | 6654 EVANGER 400.00 | 0.1200 | -1078.9264 | 1571.5 | 492.5735
results46.txt | 6656 SAMNAGER400 400.00 | 0.1152 | -1078.9264 | 1571.5 | 492.5735
results46.txt | 6655 SAMNAGER300 400.00 | 0.1152 | -1078.9264 | 1571.5 | 492.5735
results46.txt | 6657 JOSTEDAL 400.00 | 0.1626 | -1078.9264 | 1571.5 | 492.5735
results46.txt | 6658 LEIRDOLA 400.00 | 0.1629 | -1078.9264 | 1571.5 | 492.5735
results46.txt | 6659 ÅROY 400.00 | 0.1656 | -1078.9264 | 1571.5 | 492.5735
results46.txt | 6661 FARDAL400 400.00 | 0.1656 | -1078.9264 | 1571.5 | 492.5735
results46.txt | 6660 FARDAL300 400.00 | 0.1656 | -1078.9264 | 1571.5 | 492.5735
results46.txt | 6663 AURLAND400 400.00 | 0.1265 | -1078.9264 | 1571.5 | 492.5735
results46.txt | 6662 AURLAND200 400.00 | 0.1264 | -1078.9264 | 1571.5 | 492.5735
results46.txt | 6664 AURLAND2 400.00 | 0.1265 | -1078.9264 | 1571.5 | 492.5735
results46.txt | 6665 AURLAND3 400.00 | 0.1215 | -1078.9264 | 1571.5 | 492.5735
results46.txt | 6666 SKAGEN-FOTUN400.00 | 0.1614 | -1078.9264 | 1571.5 | 492.5735
results46.txt | 6668 ELDFJORD 400.00 | 0.1123 | -1078.9264 | 1571.5 | 492.5735
results46.txt | 6669 HOL1 400.00 | 0.1059 | -1078.9264 | 1571.5 | 492.5735
results46.txt | 6743 KOLLSNES 400.00 | 0.1197 | -1078.9264 | 1571.5 | 492.5735
results46.txt | 6745 SUBSTATION 400.00 | 0.1219 | -1078.9264 | 1571.5 | 492.5735
results46.txt | 6744 LINDÅS 400.00 | 0.1219 | -1078.9264 | 1571.5 | 492.5735
results46.txt | 6746 NYGARD 400.00 | 0.1187 | -1078.9264 | 1571.5 | 492.5735
results46.txt | 6747 ARNA 400.00 | 0.1183 | -1078.9264 | 1571.5 | 492.5735
results46.txt | 6748 BERGEN 400.00 | 0.1181 | -1078.9264 | 1571.5 | 492.5735
results46.txt | 6812 OGNDAL 400.00 | -0.1265 | -1078.9264 | 1571.5 | 492.5735
results46.txt | 6814 VERDAL400 400.00 | -0.1276 | -1078.9264 | 1571.5 | 492.5735
results46.txt | 6813 VERDAL300 400.00 | -0.1276 | -1078.9264 | 1571.5 | 492.5735
results46.txt | 6872 AURA2300 400.00 | -0.1766 | -1078.9264 | 1571.5 | 492.5735
results46.txt | 6855 FRAERNA 400.00 | -0.2099 | -1078.9264 | 1571.5 | 492.5735
results46.txt | 6856 ORSKOG 400.00 | -0.3109 | -1078.9264 | 1571.5 | 492.5735
results46.txt | 6857 ORSTA 400.00 | 0.6122 | -1078.9264 | 1571.5 | 492.5735
results46.txt | 6858 ISTAD 400.00 | -0.2099 | -1078.9264 | 1571.5 | 492.5735
results46.txt | 6859 AURA1 400.00 | -0.1879 | -1078.9264 | 1571.5 | 492.5735
results46.txt | 6860 GRYTTEN 400.00 | -0.2331 | -1078.9264 | 1571.5 | 492.5735
results46.txt | 6861 SNILLDAL 400.00 | -0.1587 | -1078.9264 | 1571.5 | 492.5735
results46.txt | 6862 SURNA 400.00 | -0.1644 | -1078.9264 | 1571.5 | 492.5735
results46.txt | 6863 HOFSTAD 400.00 | -0.1386 | -1078.9264 | 1571.5 | 492.5735
results46.txt | 6864 ÅFJORD 400.00 | -0.1485 | -1078.9264 | 1571.5 | 492.5735
results46.txt | 6866 ORKDAL400 400.00 | -0.1441 | -1078.9264 | 1571.5 | 492.5735
results46.txt | 6865 ORKDAL300 400.00 | -0.1441 | -1078.9264 | 1571.5 | 492.5735
results46.txt | 6867 STRINDA 400.00 | -0.1301 | -1078.9264 | 1571.5 | 492.5735
results46.txt | 6869 KLAEBU400 400.00 | -0.1304 | -1078.9264 | 1571.5 | 492.5735
results46.txt | 6868 KLAEBU300 400.00 | -0.1304 | -1078.9264 | 1571.5 | 492.5735
results46.txt | 6871 EIDUM400 400.00 | -0.1296 | -1078.9264 | 1571.5 | 492.5735
results46.txt | 6870 EIDUM300 400.00 | -0.1295 | -1078.9264 | 1571.5 | 492.5735
results46.txt | 6937 MARKA 400.00 | -0.1034 | -1078.9264 | 1571.5 | 492.5735
results46.txt | 6938 NAMSOS 400.00 | -0.1239 | -1078.9264 | 1571.5 | 492.5735
results46.txt | 6939 KOLSVIK 400.00 | -0.1119 | -1078.9264 | 1571.5 | 492.5735
results46.txt | 6940 NAMSKOGEN 400.00 | -0.1121 | -1078.9264 | 1571.5 | 492.5735
results46.txt | 6942 TUNNSJO400 400.00 | -0.1153 | -1078.9264 | 1571.5 | 492.5735
results46.txt | 6941 TUNNSJO300 400.00 | -0.1153 | -1078.9264 | 1571.5 | 492.5735
results46.txt | 9006 TROFORS 400.00 | -0.1060 | -1078.9264 | 1571.5 | 492.5735
results46.txt | 9007 TJELDBERGO 400.00 | -0.1617 | -1078.9264 | 1571.5 | 492.5735
results46.txt | 9008 SYLKKYVELN 400.00 | 0.6623 | -1078.9264 | 1571.5 | 492.5735
results46.txt | 9009 ALFOTEN 400.00 | 0.4781 | -1078.9264 | 1571.5 | 492.5735
results46.txt | 9010 HAUGSVAER 400.00 | 0.1242 | -1078.9264 | 1571.5 | 492.5735
results46.txt | 9011 STEINSLAND 400.00 | 0.1261 | -1078.9264 | 1571.5 | 492.5735
results47.txt | PTI INTERACTIVE POWER SYSTEM SIMULATOR--PSS(R)E MON, MAY 29 2023 | 16:32 | 1078.033 | 1571.5 | 493.467
results47.txt | SENSITIVITY FACTORS ARE CALCULATED WITH AC | NETWORK | 1078.033 | 1571.5 | 493.467
results47.txt | SUBSYSTEM 'RESERV' IS USED FOR OPPOSING SYSTEM FOR MW POWER | DISPATCH | 1078.033 | 1571.5 | 493.467
results47.txt | SENSITIVITY FACTORS OF BRANCH FLOW (MVA) ON 6857 ORSTA 400.00 TO 9008 SYLKKYVELN 400.00 4 MORE THAN | 0.10000 | 1078.033 | 1571.5 | 493.467
results47.txt | <--------- BUS NAME --------> | MW-SENS | 1078.033 | 1571.5 | 493.467
results47.txt | 6647 MOSKOG 400.00 | 0.3217 | 1078.033 | 1571.5 | 493.467
results47.txt | 6648 HOYANGER 400.00 | 0.2789 | 1078.033 | 1571.5 | 493.467
results47.txt | 6649 REFSDAL 400.00 | 0.1467 | 1078.033 | 1571.5 | 493.467
results47.txt | 6650 HOVE 400.00 | 0.1539 | 1078.033 | 1571.5 | 493.467
results47.txt | 6651 MODALEN 400.00 | 0.1280 | 1078.033 | 1571.5 | 493.467
results47.txt | 6653 DALE 400.00 | 0.1205 | 1078.033 | 1571.5 | 493.467
results47.txt | 6654 EVANGER 400.00 | 0.1213 | 1078.033 | 1571.5 | 493.467
results47.txt | 6656 SAMNAGER400 400.00 | 0.1164 | 1078.033 | 1571.5 | 493.467
results47.txt | 6655 SAMNAGER300 400.00 | 0.1164 | 1078.033 | 1571.5 | 493.467
results47.txt | 6657 JOSTEDAL 400.00 | 0.1643 | 1078.033 | 1571.5 | 493.467
results47.txt | 6658 LEIRDOLA 400.00 | 0.1646 | 1078.033 | 1571.5 | 493.467
results47.txt | 6659 ÅROY 400.00 | 0.1673 | 1078.033 | 1571.5 | 493.467
results47.txt | 6661 FARDAL400 400.00 | 0.1674 | 1078.033 | 1571.5 | 493.467
results47.txt | 6660 FARDAL300 400.00 | 0.1674 | 1078.033 | 1571.5 | 493.467
results47.txt | 6663 AURLAND400 400.00 | 0.1278 | 1078.033 | 1571.5 | 493.467
results47.txt | 6662 AURLAND200 400.00 | 0.1278 | 1078.033 | 1571.5 | 493.467
results47.txt | 6664 AURLAND2 400.00 | 0.1278 | 1078.033 | 1571.5 | 493.467
results47.txt | 6665 AURLAND3 400.00 | 0.1227 | 1078.033 | 1571.5 | 493.467
results47.txt | 6666 SKAGEN-FOTUN400.00 | 0.1631 | 1078.033 | 1571.5 | 493.467
results47.txt | 6668 ELDFJORD 400.00 | 0.1135 | 1078.033 | 1571.5 | 493.467
results47.txt | 6669 HOL1 400.00 | 0.1071 | 1078.033 | 1571.5 | 493.467
results47.txt | 6670 HOL3 400.00 | 0.1001 | 1078.033 | 1571.5 | 493.467
results47.txt | 6673 USTA400 400.00 | 0.1004 | 1078.033 | 1571.5 | 493.467
results47.txt | 6672 USTA300 400.00 | 0.1004 | 1078.033 | 1571.5 | 493.467
results47.txt | 6676 HYDRO PURE S400.00 | 0.1003 | 1078.033 | 1571.5 | 493.467
results47.txt | 6675 MAURANGER 400.00 | 0.1003 | 1078.033 | 1571.5 | 493.467
results47.txt | 6743 KOLLSNES 400.00 | 0.1209 | 1078.033 | 1571.5 | 493.467
results47.txt | 6745 SUBSTATION 400.00 | 0.1232 | 1078.033 | 1571.5 | 493.467
results47.txt | 6744 LINDÅS 400.00 | 0.1232 | 1078.033 | 1571.5 | 493.467
results47.txt | 6746 NYGARD 400.00 | 0.1199 | 1078.033 | 1571.5 | 493.467
results47.txt | 6747 ARNA 400.00 | 0.1196 | 1078.033 | 1571.5 | 493.467
results47.txt | 6748 BERGEN 400.00 | 0.1194 | 1078.033 | 1571.5 | 493.467
results47.txt | 6812 OGNDAL 400.00 | -0.1278 | 1078.033 | 1571.5 | 493.467
results47.txt | 6814 VERDAL400 400.00 | -0.1289 | 1078.033 | 1571.5 | 493.467
results47.txt | 6813 VERDAL300 400.00 | -0.1289 | 1078.033 | 1571.5 | 493.467
results47.txt | 6872 AURA2300 400.00 | -0.1785 | 1078.033 | 1571.5 | 493.467
results47.txt | 6855 FRAERNA 400.00 | -0.2121 | 1078.033 | 1571.5 | 493.467
results47.txt | 6856 ORSKOG 400.00 | -0.3142 | 1078.033 | 1571.5 | 493.467
results47.txt | 6857 ORSTA 400.00 | 0.6186 | 1078.033 | 1571.5 | 493.467
results47.txt | 6858 ISTAD 400.00 | -0.2121 | 1078.033 | 1571.5 | 493.467
results47.txt | 6859 AURA1 400.00 | -0.1899 | 1078.033 | 1571.5 | 493.467
results47.txt | 6860 GRYTTEN 400.00 | -0.2355 | 1078.033 | 1571.5 | 493.467
results47.txt | 6861 SNILLDAL 400.00 | -0.1604 | 1078.033 | 1571.5 | 493.467
results47.txt | 6862 SURNA 400.00 | -0.1661 | 1078.033 | 1571.5 | 493.467
results47.txt | 6863 HOFSTAD 400.00 | -0.1401 | 1078.033 | 1571.5 | 493.467
results47.txt | 6864 ÅFJORD 400.00 | -0.1500 | 1078.033 | 1571.5 | 493.467
results47.txt | 6866 ORKDAL400 400.00 | -0.1456 | 1078.033 | 1571.5 | 493.467
results47.txt | 6865 ORKDAL300 400.00 | -0.1456 | 1078.033 | 1571.5 | 493.467
results47.txt | 6867 STRINDA 400.00 | -0.1315 | 1078.033 | 1571.5 | 493.467
results47.txt | 6869 KLAEBU400 400.00 | -0.1318 | 1078.033 | 1571.5 | 493.467
results47.txt | 6868 KLAEBU300 400.00 | -0.1318 | 1078.033 | 1571.5 | 493.467
results47.txt | 6871 EIDUM400 400.00 | -0.1309 | 1078.033 | 1571.5 | 493.467
results47.txt | 6870 EIDUM300 400.00 | -0.1309 | 1078.033 | 1571.5 | 493.467
results47.txt | 6936 NEDRERÖS400 400.00 | -0.1003 | 1078.033 | 1571.5 | 493.467
results47.txt | 6935 NEDRERÖS300 400.00 | -0.1003 | 1078.033 | 1571.5 | 493.467
results47.txt | 6937 MARKA 400.00 | -0.1045 | 1078.033 | 1571.5 | 493.467
results47.txt | 6938 NAMSOS 400.00 | -0.1252 | 1078.033 | 1571.5 | 493.467
results47.txt | 6939 KOLSVIK 400.00 | -0.1131 | 1078.033 | 1571.5 | 493.467
results47.txt | 6940 NAMSKOGEN 400.00 | -0.1132 | 1078.033 | 1571.5 | 493.467
results47.txt | 6942 TUNNSJO400 400.00 | -0.1165 | 1078.033 | 1571.5 | 493.467
results47.txt | 6941 TUNNSJO300 400.00 | -0.1165 | 1078.033 | 1571.5 | 493.467
results47.txt | 9006 TROFORS 400.00 | -0.1071 | 1078.033 | 1571.5 | 493.467
results47.txt | 9007 TJELDBERGO 400.00 | -0.1634 | 1078.033 | 1571.5 | 493.467
results47.txt | 9008 SYLKKYVELN 400.00 | -0.3445 | 1078.033 | 1571.5 | 493.467
results47.txt | 9009 ALFOTEN 400.00 | 0.4831 | 1078.033 | 1571.5 | 493.467
results47.txt | 9010 HAUGSVAER 400.00 | 0.1255 | 1078.033 | 1571.5 | 493.467
results47.txt | 9011 STEINSLAND 400.00 | 0.1275 | 1078.033 | 1571.5 | 493.467
results48.txt | PTI INTERACTIVE POWER SYSTEM SIMULATOR--PSS(R)E MON, MAY 29 2023 | 16:32 | 1746.0579 | 2245 | 498.9421
results48.txt | SENSITIVITY FACTORS ARE CALCULATED WITH AC | NETWORK | 1746.0579 | 2245 | 498.9421
results48.txt | SUBSYSTEM 'RESERV' IS USED FOR OPPOSING SYSTEM FOR MW POWER | DISPATCH | 1746.0579 | 2245 | 498.9421
results48.txt | SENSITIVITY FACTORS OF BRANCH FLOW (MVA) ON 6660 FARDAL300 400.00 TO 6663 AURLAND400 400.00 6 MORE THAN | 0.10000 | 1746.0579 | 2245 | 498.9421
results48.txt | <--------- BUS NAME --------> | MW-SENS | 1746.0579 | 2245 | 498.9421
results48.txt | 6647 MOSKOG 400.00 | 0.4776 | 1746.0579 | 2245 | 498.9421
results48.txt | 6648 HOYANGER 400.00 | 0.5046 | 1746.0579 | 2245 | 498.9421
results48.txt | 6649 REFSDAL 400.00 | 0.4020 | 1746.0579 | 2245 | 498.9421
results48.txt | 6650 HOVE 400.00 | 0.4646 | 1746.0579 | 2245 | 498.9421
results48.txt | 6651 MODALEN 400.00 | 0.2330 | 1746.0579 | 2245 | 498.9421
results48.txt | 6653 DALE 400.00 | 0.1648 | 1746.0579 | 2245 | 498.9421
results48.txt | 6654 EVANGER 400.00 | 0.1703 | 1746.0579 | 2245 | 498.9421
results48.txt | 6656 SAMNAGER400 400.00 | 0.1172 | 1746.0579 | 2245 | 498.9421
results48.txt | 6655 SAMNAGER300 400.00 | 0.1188 | 1746.0579 | 2245 | 498.9421
results48.txt | 6657 JOSTEDAL 400.00 | 0.5729 | 1746.0579 | 2245 | 498.9421
results48.txt | 6658 LEIRDOLA 400.00 | 0.5738 | 1746.0579 | 2245 | 498.9421
results48.txt | 6659 ÅROY 400.00 | 0.5817 | 1746.0579 | 2245 | 498.9421
results48.txt | 6661 FARDAL400 400.00 | 0.5820 | 1746.0579 | 2245 | 498.9421
results48.txt | 6660 FARDAL300 400.00 | 0.5819 | 1746.0579 | 2245 | 498.9421
results48.txt | 6663 AURLAND400 400.00 | -0.2333 | 1746.0579 | 2245 | 498.9421
results48.txt | 6662 AURLAND200 400.00 | -0.2333 | 1746.0579 | 2245 | 498.9421
results48.txt | 6664 AURLAND2 400.00 | -0.2333 | 1746.0579 | 2245 | 498.9421
results48.txt | 6665 AURLAND3 400.00 | -0.2185 | 1746.0579 | 2245 | 498.9421
results48.txt | 6666 SKAGEN-FOTUN400.00 | 0.5694 | 1746.0579 | 2245 | 498.9421
results48.txt | 6667 BORGUND 301.00 | -0.1155 | 1746.0579 | 2245 | 498.9421
results48.txt | 6669 HOL1 400.00 | -0.1724 | 1746.0579 | 2245 | 498.9421
results48.txt | 6670 HOL3 400.00 | -0.1524 | 1746.0579 | 2245 | 498.9421
results48.txt | 6671 HEMSIL1 301.00 | -0.1159 | 1746.0579 | 2245 | 498.9421
results48.txt | 6673 USTA400 400.00 | -0.1527 | 1746.0579 | 2245 | 498.9421
results48.txt | 6672 USTA300 400.00 | -0.1527 | 1746.0579 | 2245 | 498.9421
results48.txt | 6714 HEMSIL2 400.00 | -0.1169 | 1746.0579 | 2245 | 498.9421
results48.txt | 6715 NESBYEN 400.00 | -0.1089 | 1746.0579 | 2245 | 498.9421
results48.txt | 6716 DAGALI 400.00 | -0.1138 | 1746.0579 | 2245 | 498.9421
results48.txt | 6724 NORE 400.00 | -0.1010 | 1746.0579 | 2245 | 498.9421
results48.txt | 6743 KOLLSNES 400.00 | 0.1633 | 1746.0579 | 2245 | 498.9421
results48.txt | 6745 SUBSTATION 400.00 | 0.1853 | 1746.0579 | 2245 | 498.9421
results48.txt | 6744 LINDÅS 400.00 | 0.1853 | 1746.0579 | 2245 | 498.9421
results48.txt | 6746 NYGARD 400.00 | 0.1543 | 1746.0579 | 2245 | 498.9421
results48.txt | 6747 ARNA 400.00 | 0.1525 | 1746.0579 | 2245 | 498.9421
results48.txt | 6748 BERGEN 400.00 | 0.1495 | 1746.0579 | 2245 | 498.9421
results48.txt | 6872 AURA2300 400.00 | 0.1331 | 1746.0579 | 2245 | 498.9421
results48.txt | 6855 FRAERNA 400.00 | 0.1600 | 1746.0579 | 2245 | 498.9421
results48.txt | 6856 ORSKOG 400.00 | 0.2416 | 1746.0579 | 2245 | 498.9421
results48.txt | 6857 ORSTA 400.00 | 0.2971 | 1746.0579 | 2245 | 498.9421
results48.txt | 6858 ISTAD 400.00 | 0.1600 | 1746.0579 | 2245 | 498.9421
results48.txt | 6859 AURA1 400.00 | 0.1422 | 1746.0579 | 2245 | 498.9421
results48.txt | 6860 GRYTTEN 400.00 | 0.1787 | 1746.0579 | 2245 | 498.9421
results48.txt | 6861 SNILLDAL 400.00 | 0.1192 | 1746.0579 | 2245 | 498.9421
results48.txt | 6862 SURNA 400.00 | 0.1236 | 1746.0579 | 2245 | 498.9421
results48.txt | 6863 HOFSTAD 400.00 | 0.1037 | 1746.0579 | 2245 | 498.9421
results48.txt | 6864 ÅFJORD 400.00 | 0.1113 | 1746.0579 | 2245 | 498.9421
results48.txt | 6866 ORKDAL400 400.00 | 0.1080 | 1746.0579 | 2245 | 498.9421
results48.txt | 6865 ORKDAL300 400.00 | 0.1080 | 1746.0579 | 2245 | 498.9421
results48.txt | 9007 TJELDBERGO 400.00 | 0.1216 | 1746.0579 | 2245 | 498.9421
results48.txt | 9008 SYLKKYVELN 400.00 | 0.2659 | 1746.0579 | 2245 | 498.9421
results48.txt | 9009 ALFOTEN 400.00 | 0.3796 | 1746.0579 | 2245 | 498.9421
results48.txt | 9010 HAUGSVAER 400.00 | 0.2092 | 1746.0579 | 2245 | 498.9421
results48.txt | 9011 STEINSLAND 400.00 | 0.2282 | 1746.0579 | 2245 | 498.9421
results48.txt | 9015 HEMSIL300 301.00 | -0.1169 | 1746.0579 | 2245 | 498.9421
results49.txt | PTI INTERACTIVE POWER SYSTEM SIMULATOR--PSS(R)E MON, MAY 29 2023 | 16:32 | 1737.4969 | 2245 | 507.5031
results49.txt | SENSITIVITY FACTORS ARE CALCULATED WITH AC | NETWORK | 1737.4969 | 2245 | 507.5031
results49.txt | SUBSYSTEM 'RESERV' IS USED FOR OPPOSING SYSTEM FOR MW POWER | DISPATCH | 1737.4969 | 2245 | 507.5031
results49.txt | SENSITIVITY FACTORS OF BRANCH FLOW (MVA) ON 6309 STENKULLEN 400.00 TO 6313 STROMMA 400.00 4 MORE THAN | 0.10000 | 1737.4969 | 2245 | 507.5031
results49.txt | <--------- BUS NAME --------> | MW-SENS | 1737.4969 | 2245 | 507.5031
results49.txt | 5624 HERSLEV 400.00 | -0.2991 | 1737.4969 | 2245 | 507.5031
results49.txt | 5642 HOVEGARD 400.00 | -0.2988 | 1737.4969 | 2245 | 507.5031
results49.txt | 5646 BJAEVERSKOV4400.00 | -0.2986 | 1737.4969 | 2245 | 507.5031
results49.txt | 5645 BJAEVERSKOV2220.00 | -0.2982 | 1737.4969 | 2245 | 507.5031
results49.txt | 5657 ISHOJ400 400.00 | -0.2988 | 1737.4969 | 2245 | 507.5031
results49.txt | 5656 ISHOJ220 220.00 | -0.2992 | 1737.4969 | 2245 | 507.5031
results49.txt | 5660 AVEDOREVERK 400.00 | -0.2989 | 1737.4969 | 2245 | 507.5031
results49.txt | 5662 ORSTEDSVERKE400.00 | -0.2992 | 1737.4969 | 2245 | 507.5031
results49.txt | 5671 SEGE 400.00 | -0.2577 | 1737.4969 | 2245 | 507.5031
results49.txt | 5672 ARRIE 400.00 | -0.2576 | 1737.4969 | 2245 | 507.5031
results49.txt | 5673 KRUSEBERG 400.00 | -0.2576 | 1737.4969 | 2245 | 507.5031
results49.txt | 5676 WIND FARM 220.00 | -0.2941 | 1737.4969 | 2245 | 507.5031
results49.txt | 5845 ASNAESVERK 400.00 | -0.2989 | 1737.4969 | 2245 | 507.5031
results49.txt | 6309 STENKULLEN 400.00 | 0.1370 | 1737.4969 | 2245 | 507.5031
results49.txt | 6311 LINDOME 400.00 | -0.1582 | 1737.4969 | 2245 | 507.5031
results49.txt | 6312 RINGHALS 400.00 | -0.3298 | 1737.4969 | 2245 | 507.5031
results49.txt | 6313 STROMMA 400.00 | -0.4100 | 1737.4969 | 2245 | 507.5031
results49.txt | 6315 HORRED 400.00 | -0.2670 | 1737.4969 | 2245 | 507.5031
results49.txt | 6316 UDDEBO 400.00 | -0.2460 | 1737.4969 | 2245 | 507.5031
results49.txt | 6319 KYNDBYVERKER400.00 | -0.2986 | 1737.4969 | 2245 | 507.5031
results49.txt | 6324 GORLOSEGARD 400.00 | -0.2977 | 1737.4969 | 2245 | 507.5031
results49.txt | 6330 GELNTEGARD2 400.00 | -0.2999 | 1737.4969 | 2245 | 507.5031
results49.txt | 6334 GLENTEGARD 400.00 | -0.3002 | 1737.4969 | 2245 | 507.5031
results49.txt | 6335 SODERASEN 400.00 | -0.2947 | 1737.4969 | 2245 | 507.5031
results49.txt | 6337 BARSEBACK 400.00 | -0.2628 | 1737.4969 | 2245 | 507.5031
results49.txt | 6338 HURVA 400.00 | -0.2467 | 1737.4969 | 2245 | 507.5031
results49.txt | 6341 KOLSTAD 400.00 | -0.1396 | 1737.4969 | 2245 | 507.5031
results49.txt | 6342 TENHULT 400.00 | -0.1985 | 1737.4969 | 2245 | 507.5031
results49.txt | 6343 BARKERYD 400.00 | -0.1623 | 1737.4969 | 2245 | 507.5031
results49.txt | 6345 GLAN 400.00 | -0.1066 | 1737.4969 | 2245 | 507.5031
results49.txt | 6346 KIMSTAD 400.00 | -0.1037 | 1737.4969 | 2245 | 507.5031
results49.txt | 6348 OSKARSHAMN 400.00 | -0.1632 | 1737.4969 | 2245 | 507.5031
results49.txt | 6349 ALVESTA 400.00 | -0.2069 | 1737.4969 | 2245 | 507.5031
results49.txt | 6350 HEMSJO 400.00 | -0.2067 | 1737.4969 | 2245 | 507.5031
results49.txt | 6351 KARLSHAMN 400.00 | -0.2067 | 1737.4969 | 2245 | 507.5031
results49.txt | 6354 NYBRO 400.00 | -0.1925 | 1737.4969 | 2245 | 507.5031
results49.txt | 7429 JOINT 220.00 | -0.2945 | 1737.4969 | 2245 | 507.5031
results49.txt | 1052 BREARED 400.00 | -0.3549 | 1737.4969 | 2245 | 507.5031
results49.txt | 1053 HÄRADSBO 400.00 | -0.2811 | 1737.4969 | 2245 | 507.5031
results49.txt | 9401 HAGESKRUV 400.00 | -0.1849 | 1737.4969 | 2245 | 507.5031
results49.txt | 9402 INGELKÄRR 400.00 | 0.1169 | 1737.4969 | 2245 | 507.5031
results50.txt | PTI INTERACTIVE POWER SYSTEM SIMULATOR--PSS(R)E MON, MAY 29 2023 | 16:32 | 1737.4833 | 2245 | 507.5168
results50.txt | SENSITIVITY FACTORS ARE CALCULATED WITH AC | NETWORK | 1737.4833 | 2245 | 507.5168
results50.txt | SUBSYSTEM 'RESERV' IS USED FOR OPPOSING SYSTEM FOR MW POWER | DISPATCH | 1737.4833 | 2245 | 507.5168
results50.txt | SENSITIVITY FACTORS OF BRANCH FLOW (MVA) ON 6832 LÅNGBJÖRN400400.00 TO 6839 KILFORSEN 400.00 2 MORE THAN | 0.10000 | 1737.4833 | 2245 | 507.5168
results50.txt | <--------- BUS NAME --------> | MW-SENS | 1737.4833 | 2245 | 507.5168
results50.txt | 6791 TRATTBERGET 220.00 | 0.2948 | 1737.4833 | 2245 | 507.5168
results50.txt | 6792 HÄLLBY 220.00 | 0.2948 | 1737.4833 | 2245 | 507.5168
results50.txt | 6793 DEGERFORSEN 220.00 | 0.3773 | 1737.4833 | 2245 | 507.5168
results50.txt | 6794 GUSELE 220.00 | 0.2957 | 1737.4833 | 2245 | 507.5168
results50.txt | 6796 BETÅSEN400 400.00 | -0.1008 | 1737.4833 | 2245 | 507.5168
results50.txt | 6797 NÄMFORSEN 220.00 | 0.1009 | 1737.4833 | 2245 | 507.5168
results50.txt | 6829 HAVSNÄS 220.00 | 0.4029 | 1737.4833 | 2245 | 507.5168
results50.txt | 6830 STORFINNSF 400.00 | 0.1773 | 1737.4833 | 2245 | 507.5168
results50.txt | 6832 LÅNGBJÖRN400400.00 | 0.5951 | 1737.4833 | 2245 | 507.5168
results50.txt | 6831 LÅNGBJÖRN220220.00 | 0.4123 | 1737.4833 | 2245 | 507.5168
results50.txt | 6833 LASELE 220.00 | 0.1053 | 1737.4833 | 2245 | 507.5168
results50.txt | 6839 KILFORSEN 400.00 | -0.1241 | 1737.4833 | 2245 | 507.5168
results50.txt | 6927 STENKULLAFOR220.00 | 0.2926 | 1737.4833 | 2245 | 507.5168
results50.txt | 6928 ÅSELE 220.00 | 0.2924 | 1737.4833 | 2245 | 507.5168
results50.txt | 6943 LINNVASSELV 220.00 | 0.3937 | 1737.4833 | 2245 | 507.5168
results50.txt | 6948 BLÅSJÖN 220.00 | 0.3943 | 1737.4833 | 2245 | 507.5168
results50.txt | 6949 JUNSTERF 220.00 | 0.3950 | 1737.4833 | 2245 | 507.5168
results50.txt | 6950 GÄDDEDE 220.00 | 0.3957 | 1737.4833 | 2245 | 507.5168
results50.txt | 6951 KORSELBRÄNNA220.00 | 0.3942 | 1737.4833 | 2245 | 507.5168
results50.txt | 6952 BÅGEDE 220.00 | 0.3986 | 1737.4833 | 2245 | 507.5168
results50.txt | 6953 STALON 220.00 | 0.3915 | 1737.4833 | 2245 | 507.5168
results50.txt | 6954 STORBÄCK 220.00 | 0.3935 | 1737.4833 | 2245 | 507.5168
results50.txt | 8426 JOINT 220.00 | 0.1010 | 1737.4833 | 2245 | 507.5168
results50.txt | 8830 JOINT 220.00 | 0.3773 | 1737.4833 | 2245 | 507.5168
results50.txt | 8424 JOINT 220.00 | 0.3958 | 1737.4833 | 2245 | 507.5168
results50.txt | 8817 JOINT 220.00 | 0.2929 | 1737.4833 | 2245 | 507.5168
results50.txt | 8526 JOINT 220.00 | 0.3951 | 1737.4833 | 2245 | 507.5168
results50.txt | 8799 JOINT 220.00 | 0.3948 | 1737.4833 | 2245 | 507.5168
results50.txt | 8504 JOINT 220.00 | 0.4031 | 1737.4833 | 2245 | 507.5168
results50.txt | 8691 JOINT 220.00 | 0.3986 | 1737.4833 | 2245 | 507.5168
results50.txt | 8723 JOINT 220.00 | 0.3935 | 1737.4833 | 2245 | 507.5168
results51.txt | PTI INTERACTIVE POWER SYSTEM SIMULATOR--PSS(R)E MON, MAY 29 2023 | 16:32 | 1736.7769 | 2245 | 508.223
results51.txt | SENSITIVITY FACTORS ARE CALCULATED WITH AC | NETWORK | 1736.7769 | 2245 | 508.223
results51.txt | SUBSYSTEM 'RESERV' IS USED FOR OPPOSING SYSTEM FOR MW POWER | DISPATCH | 1736.7769 | 2245 | 508.223
results51.txt | SENSITIVITY FACTORS OF BRANCH FLOW (MVA) ON 6306 TROLLHATTAN 400.00 TO 9402 INGELKÄRR 400.00 4 MORE THAN | 0.10000 | 1736.7769 | 2245 | 508.223
results51.txt | <--------- BUS NAME --------> | MW-SENS | 1736.7769 | 2245 | 508.223
results51.txt | 5624 HERSLEV 400.00 | -0.1619 | 1736.7769 | 2245 | 508.223
results51.txt | 5642 HOVEGARD 400.00 | -0.1618 | 1736.7769 | 2245 | 508.223
results51.txt | 5646 BJAEVERSKOV4400.00 | -0.1617 | 1736.7769 | 2245 | 508.223
results51.txt | 5645 BJAEVERSKOV2220.00 | -0.1615 | 1736.7769 | 2245 | 508.223
results51.txt | 5657 ISHOJ400 400.00 | -0.1618 | 1736.7769 | 2245 | 508.223
results51.txt | 5656 ISHOJ220 220.00 | -0.1620 | 1736.7769 | 2245 | 508.223
results51.txt | 5660 AVEDOREVERK 400.00 | -0.1618 | 1736.7769 | 2245 | 508.223
results51.txt | 5662 ORSTEDSVERKE400.00 | -0.1620 | 1736.7769 | 2245 | 508.223
results51.txt | 5671 SEGE 400.00 | -0.1485 | 1736.7769 | 2245 | 508.223
results51.txt | 5672 ARRIE 400.00 | -0.1485 | 1736.7769 | 2245 | 508.223
results51.txt | 5673 KRUSEBERG 400.00 | -0.1485 | 1736.7769 | 2245 | 508.223
results51.txt | 5676 WIND FARM 220.00 | -0.1597 | 1736.7769 | 2245 | 508.223
results51.txt | 5845 ASNAESVERK 400.00 | -0.1618 | 1736.7769 | 2245 | 508.223
results51.txt | 6305 LOVISEHOLM 400.00 | 0.1201 | 1736.7769 | 2245 | 508.223
results51.txt | 6306 TROLLHATTAN 400.00 | 0.1625 | 1736.7769 | 2245 | 508.223
results51.txt | 6309 STENKULLEN 400.00 | -0.2140 | 1736.7769 | 2245 | 508.223
results51.txt | 6311 LINDOME 400.00 | -0.1997 | 1736.7769 | 2245 | 508.223
results51.txt | 6312 RINGHALS 400.00 | -0.1682 | 1736.7769 | 2245 | 508.223
results51.txt | 6313 STROMMA 400.00 | -0.1870 | 1736.7769 | 2245 | 508.223
results51.txt | 6314 TIMMERSDALA 400.00 | -0.1487 | 1736.7769 | 2245 | 508.223
results51.txt | 6315 HORRED 400.00 | -0.1543 | 1736.7769 | 2245 | 508.223
results51.txt | 6316 UDDEBO 400.00 | -0.1476 | 1736.7769 | 2245 | 508.223
results51.txt | 6319 KYNDBYVERKER400.00 | -0.1617 | 1736.7769 | 2245 | 508.223
results51.txt | 6324 GORLOSEGARD 400.00 | -0.1613 | 1736.7769 | 2245 | 508.223
results51.txt | 6330 GELNTEGARD2 400.00 | -0.1623 | 1736.7769 | 2245 | 508.223
results51.txt | 6334 GLENTEGARD 400.00 | -0.1624 | 1736.7769 | 2245 | 508.223
results51.txt | 6335 SODERASEN 400.00 | -0.1599 | 1736.7769 | 2245 | 508.223
results51.txt | 6337 BARSEBACK 400.00 | -0.1501 | 1736.7769 | 2245 | 508.223
results51.txt | 6338 HURVA 400.00 | -0.1452 | 1736.7769 | 2245 | 508.223
results51.txt | 6341 KOLSTAD 400.00 | -0.1108 | 1736.7769 | 2245 | 508.223
results51.txt | 6342 TENHULT 400.00 | -0.1319 | 1736.7769 | 2245 | 508.223
results51.txt | 6343 BARKERYD 400.00 | -0.1204 | 1736.7769 | 2245 | 508.223
results51.txt | 6348 OSKARSHAMN 400.00 | -0.1177 | 1736.7769 | 2245 | 508.223
results51.txt | 6349 ALVESTA 400.00 | -0.1331 | 1736.7769 | 2245 | 508.223
results51.txt | 6350 HEMSJO 400.00 | -0.1328 | 1736.7769 | 2245 | 508.223
results51.txt | 6351 KARLSHAMN 400.00 | -0.1327 | 1736.7769 | 2245 | 508.223
results51.txt | 6354 NYBRO 400.00 | -0.1280 | 1736.7769 | 2245 | 508.223
results51.txt | 7429 JOINT 220.00 | -0.1598 | 1736.7769 | 2245 | 508.223
results51.txt | 1052 BREARED 400.00 | -0.1743 | 1736.7769 | 2245 | 508.223
results51.txt | 1053 HÄRADSBO 400.00 | -0.1573 | 1736.7769 | 2245 | 508.223
results51.txt | 9401 HAGESKRUV 400.00 | -0.1253 | 1736.7769 | 2245 | 508.223
results51.txt | 9402 INGELKÄRR 400.00 | -0.5287 | 1736.7769 | 2245 | 508.223
results52.txt | PTI INTERACTIVE POWER SYSTEM SIMULATOR--PSS(R)E MON, MAY 29 2023 | 16:32 | 1057.4462 | 1571.5 | 514.0538
results52.txt | SENSITIVITY FACTORS ARE CALCULATED WITH AC | NETWORK | 1057.4462 | 1571.5 | 514.0538
results52.txt | SUBSYSTEM 'RESERV' IS USED FOR OPPOSING SYSTEM FOR MW POWER | DISPATCH | 1057.4462 | 1571.5 | 514.0538
results52.txt | SENSITIVITY FACTORS OF BRANCH FLOW (MVA) ON 6307 KILANDA 400.00 TO 6315 HORRED 400.00 9 MORE THAN | 0.10000 | 1057.4462 | 1571.5 | 514.0538
results52.txt | <--------- BUS NAME --------> | MW-SENS | 1057.4462 | 1571.5 | 514.0538
results52.txt | 5624 HERSLEV 400.00 | -0.1700 | 1057.4462 | 1571.5 | 514.0538
results52.txt | 5642 HOVEGARD 400.00 | -0.1698 | 1057.4462 | 1571.5 | 514.0538
results52.txt | 5646 BJAEVERSKOV4400.00 | -0.1697 | 1057.4462 | 1571.5 | 514.0538
results52.txt | 5645 BJAEVERSKOV2220.00 | -0.1695 | 1057.4462 | 1571.5 | 514.0538
results52.txt | 5657 ISHOJ400 400.00 | -0.1698 | 1057.4462 | 1571.5 | 514.0538
results52.txt | 5656 ISHOJ220 220.00 | -0.1700 | 1057.4462 | 1571.5 | 514.0538
results52.txt | 5660 AVEDOREVERK 400.00 | -0.1699 | 1057.4462 | 1571.5 | 514.0538
results52.txt | 5662 ORSTEDSVERKE400.00 | -0.1700 | 1057.4462 | 1571.5 | 514.0538
results52.txt | 5671 SEGE 400.00 | -0.1592 | 1057.4462 | 1571.5 | 514.0538
results52.txt | 5672 ARRIE 400.00 | -0.1592 | 1057.4462 | 1571.5 | 514.0538
results52.txt | 5673 KRUSEBERG 400.00 | -0.1592 | 1057.4462 | 1571.5 | 514.0538
results52.txt | 5676 WIND FARM 220.00 | -0.1673 | 1057.4462 | 1571.5 | 514.0538
results52.txt | 5845 ASNAESVERK 400.00 | -0.1699 | 1057.4462 | 1571.5 | 514.0538
results52.txt | 6307 KILANDA 400.00 | 0.1457 | 1057.4462 | 1571.5 | 514.0538
results52.txt | 6308 HISINGEN 400.00 | 0.1450 | 1057.4462 | 1571.5 | 514.0538
results52.txt | 6312 RINGHALS 400.00 | -0.1765 | 1057.4462 | 1571.5 | 514.0538
results52.txt | 6315 HORRED 400.00 | -0.2543 | 1057.4462 | 1571.5 | 514.0538
results52.txt | 6316 UDDEBO 400.00 | -0.2294 | 1057.4462 | 1571.5 | 514.0538
results52.txt | 6319 KYNDBYVERKER400.00 | -0.1697 | 1057.4462 | 1571.5 | 514.0538
results52.txt | 6324 GORLOSEGARD 400.00 | -0.1692 | 1057.4462 | 1571.5 | 514.0538
results52.txt | 6330 GELNTEGARD2 400.00 | -0.1704 | 1057.4462 | 1571.5 | 514.0538
results52.txt | 6334 GLENTEGARD 400.00 | -0.1706 | 1057.4462 | 1571.5 | 514.0538
results52.txt | 6335 SODERASEN 400.00 | -0.1676 | 1057.4462 | 1571.5 | 514.0538
results52.txt | 6337 BARSEBACK 400.00 | -0.1604 | 1057.4462 | 1571.5 | 514.0538
results52.txt | 6338 HURVA 400.00 | -0.1569 | 1057.4462 | 1571.5 | 514.0538
results52.txt | 6341 KOLSTAD 400.00 | -0.1205 | 1057.4462 | 1571.5 | 514.0538
results52.txt | 6342 TENHULT 400.00 | -0.1738 | 1057.4462 | 1571.5 | 514.0538
results52.txt | 6343 BARKERYD 400.00 | -0.1425 | 1057.4462 | 1571.5 | 514.0538
results52.txt | 6348 OSKARSHAMN 400.00 | -0.1217 | 1057.4462 | 1571.5 | 514.0538
results52.txt | 6349 ALVESTA 400.00 | -0.1512 | 1057.4462 | 1571.5 | 514.0538
results52.txt | 6350 HEMSJO 400.00 | -0.1452 | 1057.4462 | 1571.5 | 514.0538
results52.txt | 6351 KARLSHAMN 400.00 | -0.1452 | 1057.4462 | 1571.5 | 514.0538
results52.txt | 6354 NYBRO 400.00 | -0.1377 | 1057.4462 | 1571.5 | 514.0538
results52.txt | 7429 JOINT 220.00 | -0.1675 | 1057.4462 | 1571.5 | 514.0538
results52.txt | 1052 BREARED 400.00 | -0.1263 | 1057.4462 | 1571.5 | 514.0538
results52.txt | 1053 HÄRADSBO 400.00 | -0.2121 | 1057.4462 | 1571.5 | 514.0538
results52.txt | 9401 HAGESKRUV 400.00 | -0.1363 | 1057.4462 | 1571.5 | 514.0538
results53.txt | PTI INTERACTIVE POWER SYSTEM SIMULATOR--PSS(R)E MON, MAY 29 2023 | 16:32 | 1056.6176 | 1571.5 | 514.8824
results53.txt | SENSITIVITY FACTORS ARE CALCULATED WITH AC | NETWORK | 1056.6176 | 1571.5 | 514.8824
results53.txt | SUBSYSTEM 'RESERV' IS USED FOR OPPOSING SYSTEM FOR MW POWER | DISPATCH | 1056.6176 | 1571.5 | 514.8824
results53.txt | SENSITIVITY FACTORS OF BRANCH FLOW (MVA) ON 6724 NORE 400.00 TO 6734 SYLLING400 400.00 1 MORE THAN | 0.10000 | 1056.6176 | 1571.5 | 514.8824
results53.txt | <--------- BUS NAME --------> | MW-SENS | 1056.6176 | 1571.5 | 514.8824
results53.txt | 6659 ÅROY 400.00 | 0.1010 | 1056.6176 | 1571.5 | 514.8824
results53.txt | 6661 FARDAL400 400.00 | 0.1010 | 1056.6176 | 1571.5 | 514.8824
results53.txt | 6660 FARDAL300 400.00 | 0.1010 | 1056.6176 | 1571.5 | 514.8824
results53.txt | 6663 AURLAND400 400.00 | 0.1199 | 1056.6176 | 1571.5 | 514.8824
results53.txt | 6662 AURLAND200 400.00 | 0.1199 | 1056.6176 | 1571.5 | 514.8824
results53.txt | 6664 AURLAND2 400.00 | 0.1199 | 1056.6176 | 1571.5 | 514.8824
results53.txt | 6665 AURLAND3 400.00 | 0.1223 | 1056.6176 | 1571.5 | 514.8824
results53.txt | 6668 ELDFJORD 400.00 | 0.1329 | 1056.6176 | 1571.5 | 514.8824
results53.txt | 6669 HOL1 400.00 | 0.1298 | 1056.6176 | 1571.5 | 514.8824
results53.txt | 6670 HOL3 400.00 | 0.1327 | 1056.6176 | 1571.5 | 514.8824
results53.txt | 6673 USTA400 400.00 | 0.1330 | 1056.6176 | 1571.5 | 514.8824
results53.txt | 6672 USTA300 400.00 | 0.1330 | 1056.6176 | 1571.5 | 514.8824
results53.txt | 6716 DAGALI 400.00 | 0.2222 | 1056.6176 | 1571.5 | 514.8824
results53.txt | 6724 NORE 400.00 | 0.3928 | 1056.6176 | 1571.5 | 514.8824
results54.txt | PTI INTERACTIVE POWER SYSTEM SIMULATOR--PSS(R)E MON, MAY 29 2023 | 16:32 | 1725.8281 | 2245 | 519.1719
results54.txt | SENSITIVITY FACTORS ARE CALCULATED WITH AC | NETWORK | 1725.8281 | 2245 | 519.1719
results54.txt | SUBSYSTEM 'RESERV' IS USED FOR OPPOSING SYSTEM FOR MW POWER | DISPATCH | 1725.8281 | 2245 | 519.1719
results54.txt | SENSITIVITY FACTORS OF BRANCH FLOW (MVA) ON 1052 BREARED 400.00 TO 6335 SODERASEN 400.00 4 MORE THAN | 0.10000 | 1725.8281 | 2245 | 519.1719
results54.txt | <--------- BUS NAME --------> | MW-SENS | 1725.8281 | 2245 | 519.1719
results54.txt | 5624 HERSLEV 400.00 | -0.3274 | 1725.8281 | 2245 | 519.1719
results54.txt | 5642 HOVEGARD 400.00 | -0.3271 | 1725.8281 | 2245 | 519.1719
results54.txt | 5646 BJAEVERSKOV4400.00 | -0.3269 | 1725.8281 | 2245 | 519.1719
results54.txt | 5645 BJAEVERSKOV2220.00 | -0.3264 | 1725.8281 | 2245 | 519.1719
results54.txt | 5657 ISHOJ400 400.00 | -0.3271 | 1725.8281 | 2245 | 519.1719
results54.txt | 5656 ISHOJ220 220.00 | -0.3276 | 1725.8281 | 2245 | 519.1719
results54.txt | 5660 AVEDOREVERK 400.00 | -0.3273 | 1725.8281 | 2245 | 519.1719
results54.txt | 5662 ORSTEDSVERKE400.00 | -0.3276 | 1725.8281 | 2245 | 519.1719
results54.txt | 5671 SEGE 400.00 | -0.2487 | 1725.8281 | 2245 | 519.1719
results54.txt | 5672 ARRIE 400.00 | -0.2486 | 1725.8281 | 2245 | 519.1719
results54.txt | 5673 KRUSEBERG 400.00 | -0.2486 | 1725.8281 | 2245 | 519.1719
results54.txt | 5676 WIND FARM 220.00 | -0.3217 | 1725.8281 | 2245 | 519.1719
results54.txt | 5845 ASNAESVERK 400.00 | -0.3272 | 1725.8281 | 2245 | 519.1719
results54.txt | 6319 KYNDBYVERKER400.00 | -0.3269 | 1725.8281 | 2245 | 519.1719
results54.txt | 6324 GORLOSEGARD 400.00 | -0.3259 | 1725.8281 | 2245 | 519.1719
results54.txt | 6330 GELNTEGARD2 400.00 | -0.3284 | 1725.8281 | 2245 | 519.1719
results54.txt | 6334 GLENTEGARD 400.00 | -0.3288 | 1725.8281 | 2245 | 519.1719
results54.txt | 6335 SODERASEN 400.00 | -0.3224 | 1725.8281 | 2245 | 519.1719
results54.txt | 6337 BARSEBACK 400.00 | -0.2587 | 1725.8281 | 2245 | 519.1719
results54.txt | 6338 HURVA 400.00 | -0.2263 | 1725.8281 | 2245 | 519.1719
results54.txt | 6348 OSKARSHAMN 400.00 | -0.1077 | 1725.8281 | 2245 | 519.1719
results54.txt | 6349 ALVESTA 400.00 | -0.1371 | 1725.8281 | 2245 | 519.1719
results54.txt | 6350 HEMSJO 400.00 | -0.1544 | 1725.8281 | 2245 | 519.1719
results54.txt | 6351 KARLSHAMN 400.00 | -0.1543 | 1725.8281 | 2245 | 519.1719
results54.txt | 6354 NYBRO 400.00 | -0.1387 | 1725.8281 | 2245 | 519.1719
results54.txt | 7429 JOINT 220.00 | -0.3221 | 1725.8281 | 2245 | 519.1719
results54.txt | 1052 BREARED 400.00 | 0.3909 | 1725.8281 | 2245 | 519.1719
results54.txt | 1053 HÄRADSBO 400.00 | -0.1536 | 1725.8281 | 2245 | 519.1719
results54.txt | 9401 HAGESKRUV 400.00 | -0.1223 | 1725.8281 | 2245 | 519.1719
results55.txt | PTI INTERACTIVE POWER SYSTEM SIMULATOR--PSS(R)E MON, MAY 29 2023 | 16:32 | 1697.6915 | 2245 | 547.3085
results55.txt | SENSITIVITY FACTORS ARE CALCULATED WITH AC | NETWORK | 1697.6915 | 2245 | 547.3085
results55.txt | SUBSYSTEM 'RESERV' IS USED FOR OPPOSING SYSTEM FOR MW POWER | DISPATCH | 1697.6915 | 2245 | 547.3085
results55.txt | SENSITIVITY FACTORS OF BRANCH FLOW (MVA) ON 6692 HYDRO MIXED 400.00 TO 6693 SATURDAL 400.00 4 MORE THAN | 0.10000 | 1697.6915 | 2245 | 547.3085
results55.txt | <--------- BUS NAME --------> | MW-SENS | 1697.6915 | 2245 | 547.3085
results55.txt | 6692 HYDRO MIXED 400.00 | 0.5035 | 1697.6915 | 2245 | 547.3085
results56.txt | PTI INTERACTIVE POWER SYSTEM SIMULATOR--PSS(R)E MON, MAY 29 2023 | 16:32 | 1697.6915 | 2245 | 547.3085
results56.txt | SENSITIVITY FACTORS ARE CALCULATED WITH AC | NETWORK | 1697.6915 | 2245 | 547.3085
results56.txt | SUBSYSTEM 'RESERV' IS USED FOR OPPOSING SYSTEM FOR MW POWER | DISPATCH | 1697.6915 | 2245 | 547.3085
results56.txt | SENSITIVITY FACTORS OF BRANCH FLOW (MVA) ON 6692 HYDRO MIXED 400.00 TO 6693 SATURDAL 400.00 5 MORE THAN | 0.10000 | 1697.6915 | 2245 | 547.3085
results56.txt | <--------- BUS NAME --------> | MW-SENS | 1697.6915 | 2245 | 547.3085
results56.txt | 6692 HYDRO MIXED 400.00 | 0.5035 | 1697.6915 | 2245 | 547.3085
results57.txt | PTI INTERACTIVE POWER SYSTEM SIMULATOR--PSS(R)E MON, MAY 29 2023 | 16:32 | 1696.6869 | 2245 | 548.3131
results57.txt | SENSITIVITY FACTORS ARE CALCULATED WITH AC | NETWORK | 1696.6869 | 2245 | 548.3131
results57.txt | SUBSYSTEM 'RESERV' IS USED FOR OPPOSING SYSTEM FOR MW POWER | DISPATCH | 1696.6869 | 2245 | 548.3131
results57.txt | SENSITIVITY FACTORS OF BRANCH FLOW (MVA) ON 6693 SATURDAL 400.00 TO 6698 LYSE400 400.00 3 MORE THAN | 0.10000 | 1696.6869 | 2245 | 548.3131
results57.txt | <--------- BUS NAME --------> | MW-SENS | 1696.6869 | 2245 | 548.3131
results57.txt | 6356 BJERKREIM 400.00 | -0.1928 | 1696.6869 | 2245 | 548.3131
results57.txt | 6358 TONSTAD400 400.00 | -0.1521 | 1696.6869 | 2245 | 548.3131
results57.txt | 6357 TONSTAD300 400.00 | -0.1521 | 1696.6869 | 2245 | 548.3131
results57.txt | 6360 KJELLAND 400.00 | -0.1659 | 1696.6869 | 2245 | 548.3131
results57.txt | 6363 FEDA400 400.00 | -0.1443 | 1696.6869 | 2245 | 548.3131
results57.txt | 6362 FEDA300 400.00 | -0.1447 | 1696.6869 | 2245 | 548.3131
results57.txt | 6364 LISTAWIND 400.00 | -0.1447 | 1696.6869 | 2245 | 548.3131
results57.txt | 6674 HUSNES 400.00 | -0.1266 | 1696.6869 | 2245 | 548.3131
results57.txt | 6676 HYDRO PURE S400.00 | -0.1042 | 1696.6869 | 2245 | 548.3131
results57.txt | 6675 MAURANGER 400.00 | -0.1042 | 1696.6869 | 2245 | 548.3131
results57.txt | 6677 BLÅFALL 400.00 | -0.1261 | 1696.6869 | 2245 | 548.3131
results57.txt | 6679 OKSLA 400.00 | -0.1021 | 1696.6869 | 2245 | 548.3131
results57.txt | 6680 ÅSEN 400.00 | -0.1021 | 1696.6869 | 2245 | 548.3131
results57.txt | 6682 SAUDA400 400.00 | -0.1454 | 1696.6869 | 2245 | 548.3131
results57.txt | 6681 SAUDA300 400.00 | -0.1442 | 1696.6869 | 2245 | 548.3131
results57.txt | 6683 HYLEN 400.00 | -0.1440 | 1696.6869 | 2245 | 548.3131
results57.txt | 6685 RÖDAL 400.00 | -0.1025 | 1696.6869 | 2245 | 548.3131
results57.txt | 6686 NOVLE 400.00 | -0.1025 | 1696.6869 | 2245 | 548.3131
results57.txt | 6687 ULLA-FORRE 400.00 | -0.1031 | 1696.6869 | 2245 | 548.3131
results57.txt | 6688 STOKKELAND 400.00 | -0.2201 | 1696.6869 | 2245 | 548.3131
results57.txt | 6690 HOG-JAERN400400.00 | -0.2210 | 1696.6869 | 2245 | 548.3131
results57.txt | 6689 HOG-JAERN300400.00 | -0.2201 | 1696.6869 | 2245 | 548.3131
results57.txt | 6691 SUBSTATION 400.00 | -0.1440 | 1696.6869 | 2245 | 548.3131
results57.txt | 6693 SATURDAL 400.00 | 0.3608 | 1696.6869 | 2245 | 548.3131
results57.txt | 6692 HYDRO MIXED 400.00 | 0.3607 | 1696.6869 | 2245 | 548.3131
results57.txt | 6694 FORRE 400.00 | -0.2102 | 1696.6869 | 2245 | 548.3131
results57.txt | 6695 KVILLDAL 400.00 | 0.2440 | 1696.6869 | 2245 | 548.3131
results57.txt | 6698 LYSE400 400.00 | -0.3265 | 1696.6869 | 2245 | 548.3131
results57.txt | 6697 LYSE300 400.00 | -0.3256 | 1696.6869 | 2245 | 548.3131
results57.txt | 6699 DUGE 301.00 | -0.2387 | 1696.6869 | 2245 | 548.3131
results57.txt | 6700 TJORHOM 400.00 | -0.3246 | 1696.6869 | 2245 | 548.3131
results57.txt | 6705 HOLEN 400.00 | 0.1144 | 1696.6869 | 2245 | 548.3131
results57.txt | 6706 ROSKREPP 301.00 | -0.2334 | 1696.6869 | 2245 | 548.3131
results57.txt | 6707 KVINEN 301.00 | -0.2285 | 1696.6869 | 2245 | 548.3131
results57.txt | 6708 SOLHOLM300 400.00 | -0.1381 | 1696.6869 | 2245 | 548.3131
results57.txt | 6749 STORD 400.00 | -0.1282 | 1696.6869 | 2245 | 548.3131
results57.txt | 6751 SUBSTATION 301.00 | -0.1357 | 1696.6869 | 2245 | 548.3131
results57.txt | 6750 HÅVIK 400.00 | -0.1316 | 1696.6869 | 2245 | 548.3131
results57.txt | 6752 SPANNE 400.00 | -0.1300 | 1696.6869 | 2245 | 548.3131
results57.txt | 6753 KÅRSTO 400.00 | -0.1318 | 1696.6869 | 2245 | 548.3131
results57.txt | 6754 STOLAHELA 400.00 | -0.2202 | 1696.6869 | 2245 | 548.3131
results57.txt | 8611 JOINT 400.00 | -0.1318 | 1696.6869 | 2245 | 548.3131
results57.txt | 9014 HONNA 400.00 | -0.1130 | 1696.6869 | 2245 | 548.3131
results57.txt | 9019 SAUDA 301.00 | -0.1412 | 1696.6869 | 2245 | 548.3131
results57.txt | 9020 LYSE 301.00 | -0.2526 | 1696.6869 | 2245 | 548.3131
results57.txt | 9021 FJOTLAND 301.00 | -0.2111 | 1696.6869 | 2245 | 548.3131
results58.txt | PTI INTERACTIVE POWER SYSTEM SIMULATOR--PSS(R)E MON, MAY 29 2023 | 16:32 | 1010.0369 | 1571.5 | 561.4631
results58.txt | SENSITIVITY FACTORS ARE CALCULATED WITH AC | NETWORK | 1010.0369 | 1571.5 | 561.4631
results58.txt | SUBSYSTEM 'RESERV' IS USED FOR OPPOSING SYSTEM FOR MW POWER | DISPATCH | 1010.0369 | 1571.5 | 561.4631
results58.txt | SENSITIVITY FACTORS OF BRANCH FLOW (MVA) ON 5642 HOVEGARD 400.00 TO 6330 GELNTEGARD2 400.00 10 MORE THAN | 0.10000 | 1010.0369 | 1571.5 | 561.4631
results58.txt | <--------- BUS NAME --------> | MW-SENS | 1010.0369 | 1571.5 | 561.4631
results58.txt | 6330 GELNTEGARD2 400.00 | -1.0094 | 1010.0369 | 1571.5 | 561.4631
results58.txt | 6334 GLENTEGARD 400.00 | -1.0107 | 1010.0369 | 1571.5 | 561.4631
results59.txt | PTI INTERACTIVE POWER SYSTEM SIMULATOR--PSS(R)E MON, MAY 29 2023 | 16:32 | 991.505 | 1571.5 | 579.9951
results59.txt | SENSITIVITY FACTORS ARE CALCULATED WITH AC | NETWORK | 991.505 | 1571.5 | 579.9951
results59.txt | SUBSYSTEM 'RESERV' IS USED FOR OPPOSING SYSTEM FOR MW POWER | DISPATCH | 991.505 | 1571.5 | 579.9951
results59.txt | SENSITIVITY FACTORS OF BRANCH FLOW (MVA) ON 6723 SÅHEIM 400.00 TO 6732 FLESAKER 400.00 2 MORE THAN | 0.10000 | 991.505 | 1571.5 | 579.9951
results59.txt | <--------- BUS NAME --------> | MW-SENS | 991.505 | 1571.5 | 579.9951
results59.txt | 6693 SATURDAL 400.00 | 0.1621 | 991.505 | 1571.5 | 579.9951
results59.txt | 6692 HYDRO MIXED 400.00 | 0.1621 | 991.505 | 1571.5 | 579.9951
results59.txt | 6695 KVILLDAL 400.00 | 0.1861 | 991.505 | 1571.5 | 579.9951
results59.txt | 6698 LYSE400 400.00 | 0.1055 | 991.505 | 1571.5 | 579.9951
results59.txt | 6697 LYSE300 400.00 | 0.1054 | 991.505 | 1571.5 | 579.9951
results59.txt | 6700 TJORHOM 400.00 | 0.1050 | 991.505 | 1571.5 | 579.9951
results59.txt | 6705 HOLEN 400.00 | 0.1193 | 991.505 | 1571.5 | 579.9951
results59.txt | 6723 SÅHEIM 400.00 | 0.7143 | 991.505 | 1571.5 | 579.9951
results60.txt | PTI INTERACTIVE POWER SYSTEM SIMULATOR--PSS(R)E MON, MAY 29 2023 | 16:32 | -990.4004 | 1571.5 | 581.0996
results60.txt | SENSITIVITY FACTORS ARE CALCULATED WITH AC | NETWORK | -990.4004 | 1571.5 | 581.0996
results60.txt | SUBSYSTEM 'RESERV' IS USED FOR OPPOSING SYSTEM FOR MW POWER | DISPATCH | -990.4004 | 1571.5 | 581.0996
results60.txt | SENSITIVITY FACTORS OF BRANCH FLOW (MVA) ON 6647 MOSKOG 400.00 TO 6648 HOYANGER 400.00 1 MORE THAN | 0.10000 | -990.4004 | 1571.5 | 581.0996
results60.txt | <--------- BUS NAME --------> | MW-SENS | -990.4004 | 1571.5 | 581.0996
results60.txt | 6647 MOSKOG 400.00 | -0.6626 | -990.4004 | 1571.5 | 581.0996
results60.txt | 6648 HOYANGER 400.00 | 0.3034 | -990.4004 | 1571.5 | 581.0996
results60.txt | 6649 REFSDAL 400.00 | 0.1596 | -990.4004 | 1571.5 | 581.0996
results60.txt | 6650 HOVE 400.00 | 0.1674 | -990.4004 | 1571.5 | 581.0996
results60.txt | 6651 MODALEN 400.00 | 0.1392 | -990.4004 | 1571.5 | 581.0996
results60.txt | 6653 DALE 400.00 | 0.1311 | -990.4004 | 1571.5 | 581.0996
results60.txt | 6654 EVANGER 400.00 | 0.1320 | -990.4004 | 1571.5 | 581.0996
results60.txt | 6656 SAMNAGER400 400.00 | 0.1267 | -990.4004 | 1571.5 | 581.0996
results60.txt | 6655 SAMNAGER300 400.00 | 0.1267 | -990.4004 | 1571.5 | 581.0996
results60.txt | 6657 JOSTEDAL 400.00 | 0.1788 | -990.4004 | 1571.5 | 581.0996
results60.txt | 6658 LEIRDOLA 400.00 | 0.1791 | -990.4004 | 1571.5 | 581.0996
results60.txt | 6659 ÅROY 400.00 | 0.1820 | -990.4004 | 1571.5 | 581.0996
results60.txt | 6661 FARDAL400 400.00 | 0.1821 | -990.4004 | 1571.5 | 581.0996
results60.txt | 6660 FARDAL300 400.00 | 0.1821 | -990.4004 | 1571.5 | 581.0996
results60.txt | 6663 AURLAND400 400.00 | 0.1390 | -990.4004 | 1571.5 | 581.0996
results60.txt | 6662 AURLAND200 400.00 | 0.1390 | -990.4004 | 1571.5 | 581.0996
results60.txt | 6664 AURLAND2 400.00 | 0.1390 | -990.4004 | 1571.5 | 581.0996
results60.txt | 6665 AURLAND3 400.00 | 0.1335 | -990.4004 | 1571.5 | 581.0996
results60.txt | 6666 SKAGEN-FOTUN400.00 | 0.1775 | -990.4004 | 1571.5 | 581.0996
results60.txt | 6668 ELDFJORD 400.00 | 0.1235 | -990.4004 | 1571.5 | 581.0996
results60.txt | 6669 HOL1 400.00 | 0.1165 | -990.4004 | 1571.5 | 581.0996
results60.txt | 6670 HOL3 400.00 | 0.1090 | -990.4004 | 1571.5 | 581.0996
results60.txt | 6673 USTA400 400.00 | 0.1092 | -990.4004 | 1571.5 | 581.0996
results60.txt | 6672 USTA300 400.00 | 0.1092 | -990.4004 | 1571.5 | 581.0996
results60.txt | 6676 HYDRO PURE S400.00 | 0.1092 | -990.4004 | 1571.5 | 581.0996
results60.txt | 6675 MAURANGER 400.00 | 0.1092 | -990.4004 | 1571.5 | 581.0996
results60.txt | 6716 DAGALI 400.00 | 0.1002 | -990.4004 | 1571.5 | 581.0996
results60.txt | 6743 KOLLSNES 400.00 | 0.1316 | -990.4004 | 1571.5 | 581.0996
results60.txt | 6745 SUBSTATION 400.00 | 0.1340 | -990.4004 | 1571.5 | 581.0996
results60.txt | 6744 LINDÅS 400.00 | 0.1340 | -990.4004 | 1571.5 | 581.0996
results60.txt | 6746 NYGARD 400.00 | 0.1305 | -990.4004 | 1571.5 | 581.0996
results60.txt | 6747 ARNA 400.00 | 0.1301 | -990.4004 | 1571.5 | 581.0996
results60.txt | 6748 BERGEN 400.00 | 0.1299 | -990.4004 | 1571.5 | 581.0996
results60.txt | 6812 OGNDAL 400.00 | -0.1391 | -990.4004 | 1571.5 | 581.0996
results60.txt | 6814 VERDAL400 400.00 | -0.1403 | -990.4004 | 1571.5 | 581.0996
results60.txt | 6813 VERDAL300 400.00 | -0.1403 | -990.4004 | 1571.5 | 581.0996
results60.txt | 6872 AURA2300 400.00 | -0.1942 | -990.4004 | 1571.5 | 581.0996
results60.txt | 6855 FRAERNA 400.00 | -0.2308 | -990.4004 | 1571.5 | 581.0996
results60.txt | 6856 ORSKOG 400.00 | -0.3418 | -990.4004 | 1571.5 | 581.0996
results60.txt | 6857 ORSTA 400.00 | -0.4173 | -990.4004 | 1571.5 | 581.0996
results60.txt | 6858 ISTAD 400.00 | -0.2308 | -990.4004 | 1571.5 | 581.0996
results60.txt | 6859 AURA1 400.00 | -0.2066 | -990.4004 | 1571.5 | 581.0996
results60.txt | 6860 GRYTTEN 400.00 | -0.2562 | -990.4004 | 1571.5 | 581.0996
results60.txt | 6861 SNILLDAL 400.00 | -0.1745 | -990.4004 | 1571.5 | 581.0996
results60.txt | 6862 SURNA 400.00 | -0.1807 | -990.4004 | 1571.5 | 581.0996
results60.txt | 6863 HOFSTAD 400.00 | -0.1524 | -990.4004 | 1571.5 | 581.0996
results60.txt | 6864 ÅFJORD 400.00 | -0.1632 | -990.4004 | 1571.5 | 581.0996
results60.txt | 6866 ORKDAL400 400.00 | -0.1584 | -990.4004 | 1571.5 | 581.0996
results60.txt | 6865 ORKDAL300 400.00 | -0.1584 | -990.4004 | 1571.5 | 581.0996
results60.txt | 6867 STRINDA 400.00 | -0.1431 | -990.4004 | 1571.5 | 581.0996
results60.txt | 6869 KLAEBU400 400.00 | -0.1434 | -990.4004 | 1571.5 | 581.0996
results60.txt | 6868 KLAEBU300 400.00 | -0.1434 | -990.4004 | 1571.5 | 581.0996
results60.txt | 6871 EIDUM400 400.00 | -0.1424 | -990.4004 | 1571.5 | 581.0996
results60.txt | 6870 EIDUM300 400.00 | -0.1424 | -990.4004 | 1571.5 | 581.0996
results60.txt | 6874 VÅGÅMO 400.00 | -0.1067 | -990.4004 | 1571.5 | 581.0996
results60.txt | 6936 NEDRERÖS400 400.00 | -0.1091 | -990.4004 | 1571.5 | 581.0996
results60.txt | 6935 NEDRERÖS300 400.00 | -0.1092 | -990.4004 | 1571.5 | 581.0996
results60.txt | 6937 MARKA 400.00 | -0.1137 | -990.4004 | 1571.5 | 581.0996
results60.txt | 6938 NAMSOS 400.00 | -0.1363 | -990.4004 | 1571.5 | 581.0996
results60.txt | 6939 KOLSVIK 400.00 | -0.1231 | -990.4004 | 1571.5 | 581.0996
results60.txt | 6940 NAMSKOGEN 400.00 | -0.1232 | -990.4004 | 1571.5 | 581.0996
results60.txt | 6942 TUNNSJO400 400.00 | -0.1268 | -990.4004 | 1571.5 | 581.0996
results60.txt | 6941 TUNNSJO300 400.00 | -0.1268 | -990.4004 | 1571.5 | 581.0996
results60.txt | 6944 RANA 400.00 | -0.1063 | -990.4004 | 1571.5 | 581.0996
results60.txt | 7006 SVARTISEN 400.00 | -0.1008 | -990.4004 | 1571.5 | 581.0996
results60.txt | 7061 NEA 400.00 | -0.1063 | -990.4004 | 1571.5 | 581.0996
results60.txt | 9006 TROFORS 400.00 | -0.1166 | -990.4004 | 1571.5 | 581.0996
results60.txt | 9007 TJELDBERGO 400.00 | -0.1778 | -990.4004 | 1571.5 | 581.0996
results60.txt | 9008 SYLKKYVELN 400.00 | -0.3748 | -990.4004 | 1571.5 | 581.0996
results60.txt | 9009 ALFOTEN 400.00 | -0.5294 | -990.4004 | 1571.5 | 581.0996
results60.txt | 9010 HAUGSVAER 400.00 | 0.1366 | -990.4004 | 1571.5 | 581.0996
results60.txt | 9011 STEINSLAND 400.00 | 0.1387 | -990.4004 | 1571.5 | 581.0996
results61.txt | PTI INTERACTIVE POWER SYSTEM SIMULATOR--PSS(R)E MON, MAY 29 2023 | 16:32 | -163.3705 | 746 | 582.6295
results61.txt | SENSITIVITY FACTORS ARE CALCULATED WITH AC | NETWORK | -163.3705 | 746 | 582.6295
results61.txt | SUBSYSTEM 'RESERV' IS USED FOR OPPOSING SYSTEM FOR MW POWER | DISPATCH | -163.3705 | 746 | 582.6295
results61.txt | SENSITIVITY FACTORS OF BRANCH FLOW (MVA) ON 6681 SAUDA300 400.00 TO 6750 HÅVIK 400.00 5 MORE THAN | 0.10000 | -163.3705 | 746 | 582.6295
results61.txt | <--------- BUS NAME --------> | MW-SENS | -163.3705 | 746 | 582.6295
results61.txt | 6749 STORD 400.00 | -0.1172 | -163.3705 | 746 | 582.6295
results61.txt | 6751 SUBSTATION 301.00 | -0.1459 | -163.3705 | 746 | 582.6295
results61.txt | 6750 HÅVIK 400.00 | -0.2227 | -163.3705 | 746 | 582.6295
results61.txt | 6752 SPANNE 400.00 | -0.1692 | -163.3705 | 746 | 582.6295
results61.txt | 6753 KÅRSTO 400.00 | -0.2231 | -163.3705 | 746 | 582.6295
results61.txt | 8611 JOINT 400.00 | -0.2231 | -163.3705 | 746 | 582.6295
results62.txt | PTI INTERACTIVE POWER SYSTEM SIMULATOR--PSS(R)E MON, MAY 29 2023 | 16:32 | -972.7656 | 1571.5 | 598.7344
results62.txt | SENSITIVITY FACTORS ARE CALCULATED WITH AC | NETWORK | -972.7656 | 1571.5 | 598.7344
results62.txt | SUBSYSTEM 'RESERV' IS USED FOR OPPOSING SYSTEM FOR MW POWER | DISPATCH | -972.7656 | 1571.5 | 598.7344
results62.txt | SENSITIVITY FACTORS OF BRANCH FLOW (MVA) ON 6802 HJÄLTA 400.00 TO 6839 KILFORSEN 400.00 7 MORE THAN | 0.10000 | -972.7656 | 1571.5 | 598.7344
results62.txt | <--------- BUS NAME --------> | MW-SENS | -972.7656 | 1571.5 | 598.7344
results62.txt | 6305 LOVISEHOLM 400.00 | 0.1141 | -972.7656 | 1571.5 | 598.7344
results62.txt | 6306 TROLLHATTAN 400.00 | 0.1101 | -972.7656 | 1571.5 | 598.7344
results62.txt | 6307 KILANDA 400.00 | 0.1069 | -972.7656 | 1571.5 | 598.7344
results62.txt | 6308 HISINGEN 400.00 | 0.1066 | -972.7656 | 1571.5 | 598.7344
results62.txt | 6309 STENKULLEN 400.00 | 0.1050 | -972.7656 | 1571.5 | 598.7344
results62.txt | 6311 LINDOME 400.00 | 0.1024 | -972.7656 | 1571.5 | 598.7344
results62.txt | 6356 BJERKREIM 400.00 | 0.1101 | -972.7656 | 1571.5 | 598.7344
results62.txt | 6358 TONSTAD400 400.00 | 0.1097 | -972.7656 | 1571.5 | 598.7344
results62.txt | 6357 TONSTAD300 400.00 | 0.1097 | -972.7656 | 1571.5 | 598.7344
results62.txt | 6360 KJELLAND 400.00 | 0.1100 | -972.7656 | 1571.5 | 598.7344
results62.txt | 6363 FEDA400 400.00 | 0.1102 | -972.7656 | 1571.5 | 598.7344
results62.txt | 6362 FEDA300 400.00 | 0.1102 | -972.7656 | 1571.5 | 598.7344
results62.txt | 6364 LISTAWIND 400.00 | 0.1102 | -972.7656 | 1571.5 | 598.7344
results62.txt | 6365 KRISTIANSAND400.00 | 0.1110 | -972.7656 | 1571.5 | 598.7344
results62.txt | 6373 ARENDAL400 400.00 | 0.1121 | -972.7656 | 1571.5 | 598.7344
results62.txt | 6372 ARENDAL300 400.00 | 0.1121 | -972.7656 | 1571.5 | 598.7344
results62.txt | 6626 MINNE 400.00 | 0.1161 | -972.7656 | 1571.5 | 598.7344
results62.txt | 6629 HALDEN 400.00 | 0.1164 | -972.7656 | 1571.5 | 598.7344
results62.txt | 6630 BORGVIK 400.00 | 0.1329 | -972.7656 | 1571.5 | 598.7344
results62.txt | 6631 BASNA 400.00 | 0.1169 | -972.7656 | 1571.5 | 598.7344
results62.txt | 6632 REPBACKEN 400.00 | 0.1169 | -972.7656 | 1571.5 | 598.7344
results62.txt | 6637 MORGARDSH 400.00 | 0.1038 | -972.7656 | 1571.5 | 598.7344
results62.txt | 6647 MOSKOG 400.00 | 0.1098 | -972.7656 | 1571.5 | 598.7344
results62.txt | 6648 HOYANGER 400.00 | 0.1088 | -972.7656 | 1571.5 | 598.7344
results62.txt | 6649 REFSDAL 400.00 | 0.1065 | -972.7656 | 1571.5 | 598.7344
results62.txt | 6650 HOVE 400.00 | 0.1067 | -972.7656 | 1571.5 | 598.7344
results62.txt | 6651 MODALEN 400.00 | 0.1064 | -972.7656 | 1571.5 | 598.7344
results62.txt | 6653 DALE 400.00 | 0.1064 | -972.7656 | 1571.5 | 598.7344
results62.txt | 6654 EVANGER 400.00 | 0.1065 | -972.7656 | 1571.5 | 598.7344
results62.txt | 6656 SAMNAGER400 400.00 | 0.1070 | -972.7656 | 1571.5 | 598.7344
results62.txt | 6655 SAMNAGER300 400.00 | 0.1070 | -972.7656 | 1571.5 | 598.7344
results62.txt | 6657 JOSTEDAL 400.00 | 0.1058 | -972.7656 | 1571.5 | 598.7344
results62.txt | 6658 LEIRDOLA 400.00 | 0.1059 | -972.7656 | 1571.5 | 598.7344
results62.txt | 6659 ÅROY 400.00 | 0.1070 | -972.7656 | 1571.5 | 598.7344
results62.txt | 6661 FARDAL400 400.00 | 0.1070 | -972.7656 | 1571.5 | 598.7344
results62.txt | 6660 FARDAL300 400.00 | 0.1070 | -972.7656 | 1571.5 | 598.7344
results62.txt | 6663 AURLAND400 400.00 | 0.1079 | -972.7656 | 1571.5 | 598.7344
results62.txt | 6662 AURLAND200 400.00 | 0.1079 | -972.7656 | 1571.5 | 598.7344
results62.txt | 6664 AURLAND2 400.00 | 0.1079 | -972.7656 | 1571.5 | 598.7344
results62.txt | 6665 AURLAND3 400.00 | 0.1083 | -972.7656 | 1571.5 | 598.7344
results62.txt | 6666 SKAGEN-FOTUN400.00 | 0.1053 | -972.7656 | 1571.5 | 598.7344
results62.txt | 6667 BORGUND 301.00 | 0.1105 | -972.7656 | 1571.5 | 598.7344
results62.txt | 6668 ELDFJORD 400.00 | 0.1076 | -972.7656 | 1571.5 | 598.7344
results62.txt | 6669 HOL1 400.00 | 0.1098 | -972.7656 | 1571.5 | 598.7344
results62.txt | 6670 HOL3 400.00 | 0.1103 | -972.7656 | 1571.5 | 598.7344
results62.txt | 6671 HEMSIL1 301.00 | 0.1108 | -972.7656 | 1571.5 | 598.7344
results62.txt | 6673 USTA400 400.00 | 0.1104 | -972.7656 | 1571.5 | 598.7344
results62.txt | 6672 USTA300 400.00 | 0.1104 | -972.7656 | 1571.5 | 598.7344
results62.txt | 6674 HUSNES 400.00 | 0.1080 | -972.7656 | 1571.5 | 598.7344
results62.txt | 6676 HYDRO PURE S400.00 | 0.1074 | -972.7656 | 1571.5 | 598.7344
results62.txt | 6675 MAURANGER 400.00 | 0.1074 | -972.7656 | 1571.5 | 598.7344
results62.txt | 6677 BLÅFALL 400.00 | 0.1079 | -972.7656 | 1571.5 | 598.7344
results62.txt | 6679 OKSLA 400.00 | 0.1073 | -972.7656 | 1571.5 | 598.7344
results62.txt | 6680 ÅSEN 400.00 | 0.1074 | -972.7656 | 1571.5 | 598.7344
results62.txt | 6682 SAUDA400 400.00 | 0.1083 | -972.7656 | 1571.5 | 598.7344
results62.txt | 6681 SAUDA300 400.00 | 0.1083 | -972.7656 | 1571.5 | 598.7344
results62.txt | 6683 HYLEN 400.00 | 0.1081 | -972.7656 | 1571.5 | 598.7344
results62.txt | 6685 RÖDAL 400.00 | 0.1077 | -972.7656 | 1571.5 | 598.7344
results62.txt | 6686 NOVLE 400.00 | 0.1076 | -972.7656 | 1571.5 | 598.7344
results62.txt | 6687 ULLA-FORRE 400.00 | 0.1081 | -972.7656 | 1571.5 | 598.7344
results62.txt | 6688 STOKKELAND 400.00 | 0.1097 | -972.7656 | 1571.5 | 598.7344
results62.txt | 6690 HOG-JAERN400400.00 | 0.1097 | -972.7656 | 1571.5 | 598.7344
results62.txt | 6689 HOG-JAERN300400.00 | 0.1097 | -972.7656 | 1571.5 | 598.7344
results62.txt | 6691 SUBSTATION 400.00 | 0.1081 | -972.7656 | 1571.5 | 598.7344
results62.txt | 6693 SATURDAL 400.00 | 0.1080 | -972.7656 | 1571.5 | 598.7344
results62.txt | 6692 HYDRO MIXED 400.00 | 0.1080 | -972.7656 | 1571.5 | 598.7344
results62.txt | 6694 FORRE 400.00 | 0.1098 | -972.7656 | 1571.5 | 598.7344
results62.txt | 6695 KVILLDAL 400.00 | 0.1089 | -972.7656 | 1571.5 | 598.7344
results62.txt | 6698 LYSE400 400.00 | 0.1087 | -972.7656 | 1571.5 | 598.7344
results62.txt | 6697 LYSE300 400.00 | 0.1087 | -972.7656 | 1571.5 | 598.7344
results62.txt | 6699 DUGE 301.00 | 0.1089 | -972.7656 | 1571.5 | 598.7344
results62.txt | 6700 TJORHOM 400.00 | 0.1084 | -972.7656 | 1571.5 | 598.7344
results62.txt | 6701 KVANNDAL 400.00 | 0.1084 | -972.7656 | 1571.5 | 598.7344
results62.txt | 6702 KJELA 400.00 | 0.1088 | -972.7656 | 1571.5 | 598.7344
results62.txt | 6703 SONGA 400.00 | 0.1095 | -972.7656 | 1571.5 | 598.7344
results62.txt | 6704 VINJE 400.00 | 0.1095 | -972.7656 | 1571.5 | 598.7344
results62.txt | 6705 HOLEN 400.00 | 0.1095 | -972.7656 | 1571.5 | 598.7344
results62.txt | 6706 ROSKREPP 301.00 | 0.1090 | -972.7656 | 1571.5 | 598.7344
results62.txt | 6707 KVINEN 301.00 | 0.1090 | -972.7656 | 1571.5 | 598.7344
results62.txt | 6708 SOLHOLM300 400.00 | 0.1097 | -972.7656 | 1571.5 | 598.7344
results62.txt | 6710 HEKNI 400.00 | 0.1095 | -972.7656 | 1571.5 | 598.7344
results62.txt | 6711 TOKKE 400.00 | 0.1098 | -972.7656 | 1571.5 | 598.7344
results62.txt | 6712 OVREVINSTRA 400.00 | 0.1183 | -972.7656 | 1571.5 | 598.7344
results62.txt | 6713 NEDREVINSTRA400.00 | 0.1156 | -972.7656 | 1571.5 | 598.7344
results62.txt | 6714 HEMSIL2 400.00 | 0.1114 | -972.7656 | 1571.5 | 598.7344
results62.txt | 6715 NESBYEN 400.00 | 0.1117 | -972.7656 | 1571.5 | 598.7344
results62.txt | 6716 DAGALI 400.00 | 0.1110 | -972.7656 | 1571.5 | 598.7344
results62.txt | 6717 NEDREVINSTRA400.00 | 0.1156 | -972.7656 | 1571.5 | 598.7344
results62.txt | 6718 FÅBERG 400.00 | 0.1163 | -972.7656 | 1571.5 | 598.7344
results62.txt | 6719 ÅDAL 400.00 | 0.1135 | -972.7656 | 1571.5 | 598.7344
results62.txt | 6720 VARDAL 400.00 | 0.1160 | -972.7656 | 1571.5 | 598.7344
results62.txt | 6721 VANG 400.00 | 0.1163 | -972.7656 | 1571.5 | 598.7344
results62.txt | 6722 VEMORK 400.00 | 0.1108 | -972.7656 | 1571.5 | 598.7344
results62.txt | 6723 SÅHEIM 400.00 | 0.1117 | -972.7656 | 1571.5 | 598.7344
results62.txt | 6724 NORE 400.00 | 0.1116 | -972.7656 | 1571.5 | 598.7344
results62.txt | 6725 SUNDSBARM 400.00 | 0.1122 | -972.7656 | 1571.5 | 598.7344
results62.txt | 6727 ROD400 400.00 | 0.1136 | -972.7656 | 1571.5 | 598.7344
results62.txt | 6726 ROD300 400.00 | 0.1136 | -972.7656 | 1571.5 | 598.7344
results62.txt | 6728 GRENLAND 400.00 | 0.1136 | -972.7656 | 1571.5 | 598.7344
results62.txt | 6730 BAMBLE400 400.00 | 0.1134 | -972.7656 | 1571.5 | 598.7344
results62.txt | 6729 BAMBLE300 400.00 | 0.1134 | -972.7656 | 1571.5 | 598.7344
results62.txt | 6731 RINGERIKE 400.00 | 0.1135 | -972.7656 | 1571.5 | 598.7344
results62.txt | 6732 FLESAKER 400.00 | 0.1141 | -972.7656 | 1571.5 | 598.7344
results62.txt | 6734 SYLLING400 400.00 | 0.1146 | -972.7656 | 1571.5 | 598.7344
results62.txt | 6733 SYLLING300 400.00 | 0.1146 | -972.7656 | 1571.5 | 598.7344
results62.txt | 6736 OSLA400 400.00 | 0.1151 | -972.7656 | 1571.5 | 598.7344
results62.txt | 6735 OSLO300 400.00 | 0.1151 | -972.7656 | 1571.5 | 598.7344
results62.txt | 6737 FOLLO 400.00 | 0.1158 | -972.7656 | 1571.5 | 598.7344
results62.txt | 6738 TVEITEN 400.00 | 0.1141 | -972.7656 | 1571.5 | 598.7344
results62.txt | 6740 TEGNEBY400 400.00 | 0.1163 | -972.7656 | 1571.5 | 598.7344
results62.txt | 6739 TEGNEBY300 400.00 | 0.1163 | -972.7656 | 1571.5 | 598.7344
results62.txt | 6742 HASLE400 400.00 | 0.1174 | -972.7656 | 1571.5 | 598.7344
results62.txt | 6741 HASLE300 400.00 | 0.1173 | -972.7656 | 1571.5 | 598.7344
results62.txt | 6743 KOLLSNES 400.00 | 0.1067 | -972.7656 | 1571.5 | 598.7344
results62.txt | 6745 SUBSTATION 400.00 | 0.1066 | -972.7656 | 1571.5 | 598.7344
results62.txt | 6744 LINDÅS 400.00 | 0.1066 | -972.7656 | 1571.5 | 598.7344
results62.txt | 6746 NYGARD 400.00 | 0.1068 | -972.7656 | 1571.5 | 598.7344
results62.txt | 6747 ARNA 400.00 | 0.1067 | -972.7656 | 1571.5 | 598.7344
results62.txt | 6748 BERGEN 400.00 | 0.1067 | -972.7656 | 1571.5 | 598.7344
results62.txt | 6749 STORD 400.00 | 0.1082 | -972.7656 | 1571.5 | 598.7344
results62.txt | 6751 SUBSTATION 301.00 | 0.1084 | -972.7656 | 1571.5 | 598.7344
results62.txt | 6750 HÅVIK 400.00 | 0.1085 | -972.7656 | 1571.5 | 598.7344
results62.txt | 6752 SPANNE 400.00 | 0.1084 | -972.7656 | 1571.5 | 598.7344
results62.txt | 6753 KÅRSTO 400.00 | 0.1086 | -972.7656 | 1571.5 | 598.7344
results62.txt | 6754 STOLAHELA 400.00 | 0.1097 | -972.7656 | 1571.5 | 598.7344
results62.txt | 6791 TRATTBERGET 220.00 | 0.2228 | -972.7656 | 1571.5 | 598.7344
results62.txt | 6792 HÄLLBY 220.00 | 0.2228 | -972.7656 | 1571.5 | 598.7344
results62.txt | 6793 DEGERFORSEN 220.00 | 0.2267 | -972.7656 | 1571.5 | 598.7344
results62.txt | 6794 GUSELE 220.00 | 0.2233 | -972.7656 | 1571.5 | 598.7344
results62.txt | 6796 BETÅSEN400 400.00 | 0.2351 | -972.7656 | 1571.5 | 598.7344
results62.txt | 6795 BETÅSEN220 220.00 | 0.2233 | -972.7656 | 1571.5 | 598.7344
results62.txt | 6797 NÄMFORSEN 220.00 | 0.2103 | -972.7656 | 1571.5 | 598.7344
results62.txt | 6798 MOFORSEN 220.00 | 0.2072 | -972.7656 | 1571.5 | 598.7344
results62.txt | 6799 HJÄLTA220 220.00 | 0.1786 | -972.7656 | 1571.5 | 598.7344
results62.txt | 6800 FORSMO 220.00 | 0.2006 | -972.7656 | 1571.5 | 598.7344
results62.txt | 6801 FORSSE 220.00 | 0.1835 | -972.7656 | 1571.5 | 598.7344
results62.txt | 6802 HJÄLTA 400.00 | -0.3587 | -972.7656 | 1571.5 | 598.7344
results62.txt | 6803 MOLIDEN 400.00 | -0.1474 | -972.7656 | 1571.5 | 598.7344
results62.txt | 6804 JARKVISSLE 220.00 | 0.1775 | -972.7656 | 1571.5 | 598.7344
results62.txt | 6805 NYSATER 400.00 | -0.3578 | -972.7656 | 1571.5 | 598.7344
results62.txt | 6806 HALLSJO 220.00 | 0.1774 | -972.7656 | 1571.5 | 598.7344
results62.txt | 6807 BANDSJO 400.00 | -0.3576 | -972.7656 | 1571.5 | 598.7344
results62.txt | 6808 VAPLE 220.00 | 0.1767 | -972.7656 | 1571.5 | 598.7344
results62.txt | 6809 STORNORRFORS400.00 | -0.1757 | -972.7656 | 1571.5 | 598.7344
results62.txt | 6812 OGNDAL 400.00 | 0.1227 | -972.7656 | 1571.5 | 598.7344
results62.txt | 6814 VERDAL400 400.00 | 0.1248 | -972.7656 | 1571.5 | 598.7344
results62.txt | 6813 VERDAL300 400.00 | 0.1248 | -972.7656 | 1571.5 | 598.7344
results62.txt | 6815 HÖGÅSEN 400.00 | 0.1537 | -972.7656 | 1571.5 | 598.7344
results62.txt | 6816 JUVLEN 220.00 | 0.1651 | -972.7656 | 1571.5 | 598.7344
results62.txt | 6817 STENSJÖN 220.00 | 0.1640 | -972.7656 | 1571.5 | 598.7344
results62.txt | 6818 OLDEN 220.00 | 0.1640 | -972.7656 | 1571.5 | 598.7344
results62.txt | 6820 JÄRPSTR400 400.00 | 0.1613 | -972.7656 | 1571.5 | 598.7344
results62.txt | 6819 JÄRPSTR220 220.00 | 0.1664 | -972.7656 | 1571.5 | 598.7344
results62.txt | 6821 MÖRSIL 220.00 | 0.1672 | -972.7656 | 1571.5 | 598.7344
results62.txt | 6822 SÄLLSJÖ 220.00 | 0.1670 | -972.7656 | 1571.5 | 598.7344
results62.txt | 6823 LANGA 220.00 | 0.1693 | -972.7656 | 1571.5 | 598.7344
results62.txt | 6824 TRANGFARS 220.00 | 0.1750 | -972.7656 | 1571.5 | 598.7344
results62.txt | 6825 NORDIASEN 220.00 | 0.1737 | -972.7656 | 1571.5 | 598.7344
results62.txt | 6826 KATTSTRUPEF 220.00 | 0.1718 | -972.7656 | 1571.5 | 598.7344
results62.txt | 6828 MIDSKOG400 400.00 | 0.1768 | -972.7656 | 1571.5 | 598.7344
results62.txt | 6827 MIDSKOG220 220.00 | 0.1762 | -972.7656 | 1571.5 | 598.7344
results62.txt | 6829 HAVSNÄS 220.00 | 0.2238 | -972.7656 | 1571.5 | 598.7344
results62.txt | 6830 STORFINNSF 400.00 | 0.2001 | -972.7656 | 1571.5 | 598.7344
results62.txt | 6832 LÅNGBJÖRN400400.00 | 0.2324 | -972.7656 | 1571.5 | 598.7344
results62.txt | 6831 LÅNGBJÖRN220220.00 | 0.2282 | -972.7656 | 1571.5 | 598.7344
results62.txt | 6833 LASELE 220.00 | 0.2193 | -972.7656 | 1571.5 | 598.7344
results62.txt | 6834 STUGUN 220.00 | 0.1763 | -972.7656 | 1571.5 | 598.7344
results62.txt | 6835 NÄVEREDE 220.00 | 0.1761 | -972.7656 | 1571.5 | 598.7344
results62.txt | 6836 GAMMALÄNGE 220.00 | 0.1765 | -972.7656 | 1571.5 | 598.7344
results62.txt | 6837 KRÅNGEDE 220.00 | 0.1766 | -972.7656 | 1571.5 | 598.7344
results62.txt | 6872 AURA2300 400.00 | 0.1226 | -972.7656 | 1571.5 | 598.7344
results62.txt | 6838 RAMSELE 400.00 | 0.2173 | -972.7656 | 1571.5 | 598.7344
results62.txt | 6839 KILFORSEN 400.00 | 0.2549 | -972.7656 | 1571.5 | 598.7344
results62.txt | 6840 SVARTHÅLSF 220.00 | 0.1769 | -972.7656 | 1571.5 | 598.7344
results62.txt | 6841 STADSFORSEN 220.00 | 0.1786 | -972.7656 | 1571.5 | 598.7344
results62.txt | 6843 RATANSKV400 400.00 | 0.1672 | -972.7656 | 1571.5 | 598.7344
results62.txt | 6842 RATANSKV220 220.00 | 0.1786 | -972.7656 | 1571.5 | 598.7344
results62.txt | 6844 RATAN 400.00 | 0.1671 | -972.7656 | 1571.5 | 598.7344
results62.txt | 6845 TURINGE 220.00 | 0.1782 | -972.7656 | 1571.5 | 598.7344
results62.txt | 6846 SVEG 220.00 | 0.1744 | -972.7656 | 1571.5 | 598.7344
results62.txt | 6847 BRACKE 220.00 | 0.1772 | -972.7656 | 1571.5 | 598.7344
results62.txt | 6848 JARNVAGSFOR 220.00 | 0.1780 | -972.7656 | 1571.5 | 598.7344
results62.txt | 6849 ANGE 220.00 | 0.1780 | -972.7656 | 1571.5 | 598.7344
results62.txt | 6850 MORTTJARNB 220.00 | 0.1772 | -972.7656 | 1571.5 | 598.7344
results62.txt | 6851 HOLLEFORSEN 220.00 | 0.1781 | -972.7656 | 1571.5 | 598.7344
results62.txt | 6852 TORPSHAMMAR 220.00 | 0.1774 | -972.7656 | 1571.5 | 598.7344
results62.txt | 6853 DONJE 220.00 | 0.1774 | -972.7656 | 1571.5 | 598.7344
results62.txt | 6855 FRAERNA 400.00 | 0.1221 | -972.7656 | 1571.5 | 598.7344
results62.txt | 6856 ORSKOG 400.00 | 0.1194 | -972.7656 | 1571.5 | 598.7344
results62.txt | 6857 ORSTA 400.00 | 0.1172 | -972.7656 | 1571.5 | 598.7344
results62.txt | 6858 ISTAD 400.00 | 0.1221 | -972.7656 | 1571.5 | 598.7344
results62.txt | 6859 AURA1 400.00 | 0.1225 | -972.7656 | 1571.5 | 598.7344
results62.txt | 6860 GRYTTEN 400.00 | 0.1212 | -972.7656 | 1571.5 | 598.7344
results62.txt | 6861 SNILLDAL 400.00 | 0.1229 | -972.7656 | 1571.5 | 598.7344
results62.txt | 6862 SURNA 400.00 | 0.1238 | -972.7656 | 1571.5 | 598.7344
results62.txt | 6863 HOFSTAD 400.00 | 0.1197 | -972.7656 | 1571.5 | 598.7344
results62.txt | 6864 ÅFJORD 400.00 | 0.1212 | -972.7656 | 1571.5 | 598.7344
results62.txt | 6866 ORKDAL400 400.00 | 0.1281 | -972.7656 | 1571.5 | 598.7344
results62.txt | 6865 ORKDAL300 400.00 | 0.1281 | -972.7656 | 1571.5 | 598.7344
results62.txt | 6867 STRINDA 400.00 | 0.1300 | -972.7656 | 1571.5 | 598.7344
results62.txt | 6869 KLAEBU400 400.00 | 0.1306 | -972.7656 | 1571.5 | 598.7344
results62.txt | 6868 KLAEBU300 400.00 | 0.1306 | -972.7656 | 1571.5 | 598.7344
results62.txt | 6871 EIDUM400 400.00 | 0.1288 | -972.7656 | 1571.5 | 598.7344
results62.txt | 6870 EIDUM300 400.00 | 0.1288 | -972.7656 | 1571.5 | 598.7344
results62.txt | 6874 VÅGÅMO 400.00 | 0.1202 | -972.7656 | 1571.5 | 598.7344
results62.txt | 6875 RENDALEN 301.00 | 0.1147 | -972.7656 | 1571.5 | 598.7344
results62.txt | 6924 JUKTAN/BLAIK400.00 | 0.1488 | -972.7656 | 1571.5 | 598.7344
results62.txt | 6926 GRUNDFORS400400.00 | 0.1487 | -972.7656 | 1571.5 | 598.7344
results62.txt | 6925 GRUNDFORS220220.00 | 0.1435 | -972.7656 | 1571.5 | 598.7344
results62.txt | 6927 STENKULLAFOR220.00 | 0.2214 | -972.7656 | 1571.5 | 598.7344
results62.txt | 6928 ÅSELE 220.00 | 0.2213 | -972.7656 | 1571.5 | 598.7344
results62.txt | 6929 TUGGEN 400.00 | -0.2101 | -972.7656 | 1571.5 | 598.7344
results62.txt | 6932 VAGFORS 400.00 | -0.1420 | -972.7656 | 1571.5 | 598.7344
results62.txt | 6936 NEDRERÖS400 400.00 | 0.1059 | -972.7656 | 1571.5 | 598.7344
results62.txt | 6935 NEDRERÖS300 400.00 | 0.1059 | -972.7656 | 1571.5 | 598.7344
results62.txt | 6934 NEDRERÖS220 220.00 | 0.1116 | -972.7656 | 1571.5 | 598.7344
results62.txt | 6937 MARKA 400.00 | 0.1082 | -972.7656 | 1571.5 | 598.7344
results62.txt | 6938 NAMSOS 400.00 | 0.1178 | -972.7656 | 1571.5 | 598.7344
results62.txt | 6939 KOLSVIK 400.00 | 0.1122 | -972.7656 | 1571.5 | 598.7344
results62.txt | 6940 NAMSKOGEN 400.00 | 0.1123 | -972.7656 | 1571.5 | 598.7344
results62.txt | 6942 TUNNSJO400 400.00 | 0.1137 | -972.7656 | 1571.5 | 598.7344
results62.txt | 6941 TUNNSJO300 400.00 | 0.1137 | -972.7656 | 1571.5 | 598.7344
results62.txt | 6943 LINNVASSELV 220.00 | 0.2196 | -972.7656 | 1571.5 | 598.7344
results62.txt | 6944 RANA 400.00 | 0.1039 | -972.7656 | 1571.5 | 598.7344
results62.txt | 6945 GEJMÅN 220.00 | 0.1212 | -972.7656 | 1571.5 | 598.7344
results62.txt | 6946 AJAURE 220.00 | 0.1280 | -972.7656 | 1571.5 | 598.7344
results62.txt | 6947 GARDIKFORS 220.00 | 0.1329 | -972.7656 | 1571.5 | 598.7344
results62.txt | 6948 BLÅSJÖN 220.00 | 0.2199 | -972.7656 | 1571.5 | 598.7344
results62.txt | 6949 JUNSTERF 220.00 | 0.2202 | -972.7656 | 1571.5 | 598.7344
results62.txt | 6950 GÄDDEDE 220.00 | 0.2205 | -972.7656 | 1571.5 | 598.7344
results62.txt | 6951 KORSELBRÄNNA220.00 | 0.2198 | -972.7656 | 1571.5 | 598.7344
results62.txt | 6952 BÅGEDE 220.00 | 0.2219 | -972.7656 | 1571.5 | 598.7344
results62.txt | 6953 STALON 220.00 | 0.2186 | -972.7656 | 1571.5 | 598.7344
results62.txt | 6954 STORBÄCK 220.00 | 0.2195 | -972.7656 | 1571.5 | 598.7344
results62.txt | 7006 SVARTISEN 400.00 | 0.1000 | -972.7656 | 1571.5 | 598.7344
results62.txt | 7061 NEA 400.00 | 0.1432 | -972.7656 | 1571.5 | 598.7344
results62.txt | 8619 JOINT 220.00 | 0.1776 | -972.7656 | 1571.5 | 598.7344
results62.txt | 8426 JOINT 220.00 | 0.2106 | -972.7656 | 1571.5 | 598.7344
results62.txt | 8830 JOINT 220.00 | 0.2267 | -972.7656 | 1571.5 | 598.7344
results62.txt | 8424 JOINT 220.00 | 0.2206 | -972.7656 | 1571.5 | 598.7344
results62.txt | 8750 JOINT 220.00 | 0.1771 | -972.7656 | 1571.5 | 598.7344
results62.txt | 8448 JOINT 400.00 | 0.1088 | -972.7656 | 1571.5 | 598.7344
results62.txt | 8271 JOINT 220.00 | 0.1776 | -972.7656 | 1571.5 | 598.7344
results62.txt | 8284 JOINT 220.00 | 0.2072 | -972.7656 | 1571.5 | 598.7344
results62.txt | 8460 JOINT 400.00 | 0.1084 | -972.7656 | 1571.5 | 598.7344
results62.txt | 8817 JOINT 220.00 | 0.2216 | -972.7656 | 1571.5 | 598.7344
results62.txt | 8411 JOINT 220.00 | 0.1644 | -972.7656 | 1571.5 | 598.7344
results62.txt | 8526 JOINT 220.00 | 0.2203 | -972.7656 | 1571.5 | 598.7344
results62.txt | 8799 JOINT 220.00 | 0.2201 | -972.7656 | 1571.5 | 598.7344
results62.txt | 7799 JOINT 220.00 | 0.1213 | -972.7656 | 1571.5 | 598.7344
results62.txt | 8643 JOINT 220.00 | 0.1329 | -972.7656 | 1571.5 | 598.7344
results62.txt | 8857 JOINT 220.00 | 0.1653 | -972.7656 | 1571.5 | 598.7344
results62.txt | 8777 JOINT 220.00 | 0.1835 | -972.7656 | 1571.5 | 598.7344
results62.txt | 8504 JOINT 220.00 | 0.2240 | -972.7656 | 1571.5 | 598.7344
results62.txt | 8682 JOINT 220.00 | 0.1763 | -972.7656 | 1571.5 | 598.7344
results62.txt | 8691 JOINT 220.00 | 0.2219 | -972.7656 | 1571.5 | 598.7344
results62.txt | 8812 JOINT 220.00 | 0.1725 | -972.7656 | 1571.5 | 598.7344
results62.txt | 8258 JOINT 220.00 | 0.1762 | -972.7656 | 1571.5 | 598.7344
results62.txt | 8611 JOINT 400.00 | 0.1086 | -972.7656 | 1571.5 | 598.7344
results62.txt | 8723 JOINT 220.00 | 0.2195 | -972.7656 | 1571.5 | 598.7344
results62.txt | 8606 JOINT 220.00 | 0.1770 | -972.7656 | 1571.5 | 598.7344
results62.txt | 8693 JOINT 220.00 | 0.1775 | -972.7656 | 1571.5 | 598.7344
results62.txt | 8613 JOINT 220.00 | 0.1777 | -972.7656 | 1571.5 | 598.7344
results62.txt | 9006 TROFORS 400.00 | 0.1092 | -972.7656 | 1571.5 | 598.7344
results62.txt | 9007 TJELDBERGO 400.00 | 0.1235 | -972.7656 | 1571.5 | 598.7344
results62.txt | 9008 SYLKKYVELN 400.00 | 0.1184 | -972.7656 | 1571.5 | 598.7344
results62.txt | 9009 ALFOTEN 400.00 | 0.1138 | -972.7656 | 1571.5 | 598.7344
results62.txt | 9010 HAUGSVAER 400.00 | 0.1065 | -972.7656 | 1571.5 | 598.7344
results62.txt | 9011 STEINSLAND 400.00 | 0.1064 | -972.7656 | 1571.5 | 598.7344
results62.txt | 9012 BAMBLE 400.00 | 0.1136 | -972.7656 | 1571.5 | 598.7344
results62.txt | 9013 HOF 400.00 | 0.1141 | -972.7656 | 1571.5 | 598.7344
results62.txt | 9014 HONNA 400.00 | 0.1103 | -972.7656 | 1571.5 | 598.7344
results62.txt | 9402 INGELKÄRR 400.00 | 0.1076 | -972.7656 | 1571.5 | 598.7344
results62.txt | 9403 TOVÅSEN 400.00 | 0.1494 | -972.7656 | 1571.5 | 598.7344
results62.txt | 9404 GÄDDTJÄRN 400.00 | 0.1417 | -972.7656 | 1571.5 | 598.7344
results62.txt | 9406 TANDÖ 400.00 | 0.1536 | -972.7656 | 1571.5 | 598.7344
results62.txt | 9407 HAGFORS 400.00 | 0.1418 | -972.7656 | 1571.5 | 598.7344
results62.txt | 9015 HEMSIL300 301.00 | 0.1114 | -972.7656 | 1571.5 | 598.7344
results62.txt | 9016 FÅBER300 301.00 | 0.1159 | -972.7656 | 1571.5 | 598.7344
results62.txt | 9017 OSLO301 301.00 | 0.1156 | -972.7656 | 1571.5 | 598.7344
results62.txt | 9018 TEGNEBY 301.00 | 0.1162 | -972.7656 | 1571.5 | 598.7344
results62.txt | 9019 SAUDA 301.00 | 0.1083 | -972.7656 | 1571.5 | 598.7344
results62.txt | 9020 LYSE 301.00 | 0.1089 | -972.7656 | 1571.5 | 598.7344
results62.txt | 9021 FJOTLAND 301.00 | 0.1094 | -972.7656 | 1571.5 | 598.7344
results63.txt | PTI INTERACTIVE POWER SYSTEM SIMULATOR--PSS(R)E MON, MAY 29 2023 | 16:32 | 958.0769 | 1571.5 | 613.423
results63.txt | SENSITIVITY FACTORS ARE CALCULATED WITH AC | NETWORK | 958.0769 | 1571.5 | 613.423
results63.txt | SUBSYSTEM 'RESERV' IS USED FOR OPPOSING SYSTEM FOR MW POWER | DISPATCH | 958.0769 | 1571.5 | 613.423
results63.txt | SENSITIVITY FACTORS OF BRANCH FLOW (MVA) ON 6739 TEGNEBY300 400.00 TO 6741 HASLE300 400.00 1 MORE THAN | 0.10000 | 958.0769 | 1571.5 | 613.423
results63.txt | <--------- BUS NAME --------> | MW-SENS | 958.0769 | 1571.5 | 613.423
results63.txt | 6737 FOLLO 400.00 | 0.1048 | 958.0769 | 1571.5 | 613.423
results63.txt | 6740 TEGNEBY400 400.00 | 0.1130 | 958.0769 | 1571.5 | 613.423
results63.txt | 6739 TEGNEBY300 400.00 | 0.1215 | 958.0769 | 1571.5 | 613.423
results63.txt | 9018 TEGNEBY 301.00 | 0.1105 | 958.0769 | 1571.5 | 613.423
results64.txt | PTI INTERACTIVE POWER SYSTEM SIMULATOR--PSS(R)E MON, MAY 29 2023 | 16:32 | 958.0769 | 1571.5 | 613.423
results64.txt | SENSITIVITY FACTORS ARE CALCULATED WITH AC | NETWORK | 958.0769 | 1571.5 | 613.423
results64.txt | SUBSYSTEM 'RESERV' IS USED FOR OPPOSING SYSTEM FOR MW POWER | DISPATCH | 958.0769 | 1571.5 | 613.423
results64.txt | SENSITIVITY FACTORS OF BRANCH FLOW (MVA) ON 6739 TEGNEBY300 400.00 TO 6741 HASLE300 400.00 2 MORE THAN | 0.10000 | 958.0769 | 1571.5 | 613.423
results64.txt | <--------- BUS NAME --------> | MW-SENS | 958.0769 | 1571.5 | 613.423
results64.txt | 6737 FOLLO 400.00 | 0.1048 | 958.0769 | 1571.5 | 613.423
results64.txt | 6740 TEGNEBY400 400.00 | 0.1130 | 958.0769 | 1571.5 | 613.423
results64.txt | 6739 TEGNEBY300 400.00 | 0.1215 | 958.0769 | 1571.5 | 613.423
results64.txt | 9018 TEGNEBY 301.00 | 0.1105 | 958.0769 | 1571.5 | 613.423
results65.txt | PTI INTERACTIVE POWER SYSTEM SIMULATOR--PSS(R)E MON, MAY 29 2023 | 16:32 | -950.0319 | 1571.5 | 621.4681
results65.txt | SENSITIVITY FACTORS ARE CALCULATED WITH AC | NETWORK | -950.0319 | 1571.5 | 621.4681
results65.txt | SUBSYSTEM 'RESERV' IS USED FOR OPPOSING SYSTEM FOR MW POWER | DISPATCH | -950.0319 | 1571.5 | 621.4681
results65.txt | SENSITIVITY FACTORS OF BRANCH FLOW (MVA) ON 6703 SONGA 400.00 TO 8448 JOINT 400.00 3 MORE THAN | 0.10000 | -950.0319 | 1571.5 | 621.4681
results65.txt | <--------- BUS NAME --------> | MW-SENS | -950.0319 | 1571.5 | 621.4681
results65.txt | 6649 REFSDAL 400.00 | 0.1170 | -950.0319 | 1571.5 | 621.4681
results65.txt | 6650 HOVE 400.00 | 0.1064 | -950.0319 | 1571.5 | 621.4681
results65.txt | 6651 MODALEN 400.00 | 0.1465 | -950.0319 | 1571.5 | 621.4681
results65.txt | 6653 DALE 400.00 | 0.1585 | -950.0319 | 1571.5 | 621.4681
results65.txt | 6654 EVANGER 400.00 | 0.1578 | -950.0319 | 1571.5 | 621.4681
results65.txt | 6656 SAMNAGER400 400.00 | 0.1676 | -950.0319 | 1571.5 | 621.4681
results65.txt | 6655 SAMNAGER300 400.00 | 0.1682 | -950.0319 | 1571.5 | 621.4681
results65.txt | 6674 HUSNES 400.00 | 0.3116 | -950.0319 | 1571.5 | 621.4681
results65.txt | 6676 HYDRO PURE S400.00 | 0.2524 | -950.0319 | 1571.5 | 621.4681
results65.txt | 6675 MAURANGER 400.00 | 0.2524 | -950.0319 | 1571.5 | 621.4681
results65.txt | 6677 BLÅFALL 400.00 | 0.3105 | -950.0319 | 1571.5 | 621.4681
results65.txt | 6679 OKSLA 400.00 | 0.4907 | -950.0319 | 1571.5 | 621.4681
results65.txt | 6680 ÅSEN 400.00 | 0.4907 | -950.0319 | 1571.5 | 621.4681
results65.txt | 6682 SAUDA400 400.00 | 0.3568 | -950.0319 | 1571.5 | 621.4681
results65.txt | 6681 SAUDA300 400.00 | 0.3585 | -950.0319 | 1571.5 | 621.4681
results65.txt | 6683 HYLEN 400.00 | 0.3580 | -950.0319 | 1571.5 | 621.4681
results65.txt | 6685 RÖDAL 400.00 | 0.4928 | -950.0319 | 1571.5 | 621.4681
results65.txt | 6686 NOVLE 400.00 | 0.4926 | -950.0319 | 1571.5 | 621.4681
results65.txt | 6687 ULLA-FORRE 400.00 | 0.4955 | -950.0319 | 1571.5 | 621.4681
results65.txt | 6691 SUBSTATION 400.00 | 0.3579 | -950.0319 | 1571.5 | 621.4681
results65.txt | 6701 KVANNDAL 400.00 | 0.5504 | -950.0319 | 1571.5 | 621.4681
results65.txt | 6702 KJELA 400.00 | 0.6386 | -950.0319 | 1571.5 | 621.4681
results65.txt | 6703 SONGA 400.00 | -0.2505 | -950.0319 | 1571.5 | 621.4681
results65.txt | 6704 VINJE 400.00 | -0.1918 | -950.0319 | 1571.5 | 621.4681
results65.txt | 6711 TOKKE 400.00 | -0.1224 | -950.0319 | 1571.5 | 621.4681
results65.txt | 6722 VEMORK 400.00 | -0.1825 | -950.0319 | 1571.5 | 621.4681
results65.txt | 6743 KOLLSNES 400.00 | 0.1596 | -950.0319 | 1571.5 | 621.4681
results65.txt | 6745 SUBSTATION 400.00 | 0.1555 | -950.0319 | 1571.5 | 621.4681
results65.txt | 6744 LINDÅS 400.00 | 0.1555 | -950.0319 | 1571.5 | 621.4681
results65.txt | 6746 NYGARD 400.00 | 0.1612 | -950.0319 | 1571.5 | 621.4681
results65.txt | 6747 ARNA 400.00 | 0.1613 | -950.0319 | 1571.5 | 621.4681
results65.txt | 6748 BERGEN 400.00 | 0.1621 | -950.0319 | 1571.5 | 621.4681
results65.txt | 6749 STORD 400.00 | 0.3159 | -950.0319 | 1571.5 | 621.4681
results65.txt | 6751 SUBSTATION 301.00 | 0.3343 | -950.0319 | 1571.5 | 621.4681
results65.txt | 6750 HÅVIK 400.00 | 0.3246 | -950.0319 | 1571.5 | 621.4681
results65.txt | 6752 SPANNE 400.00 | 0.3205 | -950.0319 | 1571.5 | 621.4681
results65.txt | 6753 KÅRSTO 400.00 | 0.3253 | -950.0319 | 1571.5 | 621.4681
results65.txt | 8448 JOINT 400.00 | 0.6387 | -950.0319 | 1571.5 | 621.4681
results65.txt | 8460 JOINT 400.00 | 0.5504 | -950.0319 | 1571.5 | 621.4681
results65.txt | 8611 JOINT 400.00 | 0.3251 | -950.0319 | 1571.5 | 621.4681
results65.txt | 9010 HAUGSVAER 400.00 | 0.1509 | -950.0319 | 1571.5 | 621.4681
results65.txt | 9011 STEINSLAND 400.00 | 0.1473 | -950.0319 | 1571.5 | 621.4681
results65.txt | 9019 SAUDA 301.00 | 0.3471 | -950.0319 | 1571.5 | 621.4681
results66.txt | PTI INTERACTIVE POWER SYSTEM SIMULATOR--PSS(R)E MON, MAY 29 2023 | 16:32 | 943.2255 | 1571.5 | 628.2744
results66.txt | SENSITIVITY FACTORS ARE CALCULATED WITH AC | NETWORK | 943.2255 | 1571.5 | 628.2744
results66.txt | SUBSYSTEM 'RESERV' IS USED FOR OPPOSING SYSTEM FOR MW POWER | DISPATCH | 943.2255 | 1571.5 | 628.2744
results66.txt | SENSITIVITY FACTORS OF BRANCH FLOW (MVA) ON 6843 RATANSKV400 400.00 TO 6844 RATAN 400.00 1 MORE THAN | 0.10000 | 943.2255 | 1571.5 | 628.2744
results66.txt | <--------- BUS NAME --------> | MW-SENS | 943.2255 | 1571.5 | 628.2744
results66.txt | 6791 TRATTBERGET 220.00 | 0.1011 | 943.2255 | 1571.5 | 628.2744
results66.txt | 6792 HÄLLBY 220.00 | 0.1011 | 943.2255 | 1571.5 | 628.2744
results66.txt | 6794 GUSELE 220.00 | 0.1013 | 943.2255 | 1571.5 | 628.2744
results66.txt | 6795 BETÅSEN220 220.00 | 0.1401 | 943.2255 | 1571.5 | 628.2744
results66.txt | 6797 NÄMFORSEN 220.00 | 0.2142 | 943.2255 | 1571.5 | 628.2744
results66.txt | 6798 MOFORSEN 220.00 | 0.2375 | 943.2255 | 1571.5 | 628.2744
results66.txt | 6799 HJÄLTA220 220.00 | 0.4598 | 943.2255 | 1571.5 | 628.2744
results66.txt | 6800 FORSMO 220.00 | 0.2840 | 943.2255 | 1571.5 | 628.2744
results66.txt | 6801 FORSSE 220.00 | 0.4201 | 943.2255 | 1571.5 | 628.2744
results66.txt | 6804 JARKVISSLE 220.00 | 0.4568 | 943.2255 | 1571.5 | 628.2744
results66.txt | 6806 HALLSJO 220.00 | 0.4564 | 943.2255 | 1571.5 | 628.2744
results66.txt | 6808 VAPLE 220.00 | 0.4544 | 943.2255 | 1571.5 | 628.2744
results66.txt | 6823 LANGA 220.00 | 0.4331 | 943.2255 | 1571.5 | 628.2744
results66.txt | 6824 TRANGFARS 220.00 | 0.4503 | 943.2255 | 1571.5 | 628.2744
results66.txt | 6825 NORDIASEN 220.00 | 0.4463 | 943.2255 | 1571.5 | 628.2744
results66.txt | 6826 KATTSTRUPEF 220.00 | 0.1214 | 943.2255 | 1571.5 | 628.2744
results66.txt | 6827 MIDSKOG220 220.00 | 0.1456 | 943.2255 | 1571.5 | 628.2744
results66.txt | 6833 LASELE 220.00 | 0.1577 | 943.2255 | 1571.5 | 628.2744
results66.txt | 6834 STUGUN 220.00 | 0.2596 | 943.2255 | 1571.5 | 628.2744
results66.txt | 6835 NÄVEREDE 220.00 | 0.2068 | 943.2255 | 1571.5 | 628.2744
results66.txt | 6836 GAMMALÄNGE 220.00 | 0.3363 | 943.2255 | 1571.5 | 628.2744
results66.txt | 6837 KRÅNGEDE 220.00 | 0.3365 | 943.2255 | 1571.5 | 628.2744
results66.txt | 6840 SVARTHÅLSF 220.00 | 0.3729 | 943.2255 | 1571.5 | 628.2744
results66.txt | 6841 STADSFORSEN 220.00 | 0.4598 | 943.2255 | 1571.5 | 628.2744
results66.txt | 6843 RATANSKV400 400.00 | 0.8417 | 943.2255 | 1571.5 | 628.2744
results66.txt | 6842 RATANSKV220 220.00 | 0.4609 | 943.2255 | 1571.5 | 628.2744
results66.txt | 6844 RATAN 400.00 | -0.1412 | 943.2255 | 1571.5 | 628.2744
results66.txt | 6845 TURINGE 220.00 | 0.4595 | 943.2255 | 1571.5 | 628.2744
results66.txt | 6846 SVEG 220.00 | 0.4485 | 943.2255 | 1571.5 | 628.2744
results66.txt | 6847 BRACKE 220.00 | 0.3378 | 943.2255 | 1571.5 | 628.2744
results66.txt | 6848 JARNVAGSFOR 220.00 | 0.4587 | 943.2255 | 1571.5 | 628.2744
results66.txt | 6849 ANGE 220.00 | 0.4585 | 943.2255 | 1571.5 | 628.2744
results66.txt | 6850 MORTTJARNB 220.00 | 0.3378 | 943.2255 | 1571.5 | 628.2744
results66.txt | 6851 HOLLEFORSEN 220.00 | 0.4584 | 943.2255 | 1571.5 | 628.2744
results66.txt | 6852 TORPSHAMMAR 220.00 | 0.4567 | 943.2255 | 1571.5 | 628.2744
results66.txt | 6853 DONJE 220.00 | 0.4568 | 943.2255 | 1571.5 | 628.2744
results66.txt | 6927 STENKULLAFOR220.00 | 0.1005 | 943.2255 | 1571.5 | 628.2744
results66.txt | 6928 ÅSELE 220.00 | 0.1004 | 943.2255 | 1571.5 | 628.2744
results66.txt | 8619 JOINT 220.00 | 0.4571 | 943.2255 | 1571.5 | 628.2744
results66.txt | 8426 JOINT 220.00 | 0.2142 | 943.2255 | 1571.5 | 628.2744
results66.txt | 8750 JOINT 220.00 | 0.3733 | 943.2255 | 1571.5 | 628.2744
results66.txt | 8271 JOINT 220.00 | 0.4573 | 943.2255 | 1571.5 | 628.2744
results66.txt | 8284 JOINT 220.00 | 0.2375 | 943.2255 | 1571.5 | 628.2744
results66.txt | 8817 JOINT 220.00 | 0.1005 | 943.2255 | 1571.5 | 628.2744
results66.txt | 8777 JOINT 220.00 | 0.4201 | 943.2255 | 1571.5 | 628.2744
results66.txt | 8682 JOINT 220.00 | 0.2595 | 943.2255 | 1571.5 | 628.2744
results66.txt | 8812 JOINT 220.00 | 0.1219 | 943.2255 | 1571.5 | 628.2744
results66.txt | 8258 JOINT 220.00 | 0.2067 | 943.2255 | 1571.5 | 628.2744
results66.txt | 8606 JOINT 220.00 | 0.4552 | 943.2255 | 1571.5 | 628.2744
results66.txt | 8693 JOINT 220.00 | 0.4568 | 943.2255 | 1571.5 | 628.2744
results66.txt | 8613 JOINT 220.00 | 0.4576 | 943.2255 | 1571.5 | 628.2744
results67.txt | PTI INTERACTIVE POWER SYSTEM SIMULATOR--PSS(R)E MON, MAY 29 2023 | 16:32 | -1616.665 | 2245 | 628.335
results67.txt | SENSITIVITY FACTORS ARE CALCULATED WITH AC | NETWORK | -1616.665 | 2245 | 628.335
results67.txt | SUBSYSTEM 'RESERV' IS USED FOR OPPOSING SYSTEM FOR MW POWER | DISPATCH | -1616.665 | 2245 | 628.335
results67.txt | SENSITIVITY FACTORS OF BRANCH FLOW (MVA) ON 6996 OFOTEN 400.00 TO 7007 KOBBELV 400.00 2 MORE THAN | 0.10000 | -1616.665 | 2245 | 628.335
results67.txt | <--------- BUS NAME --------> | MW-SENS | -1616.665 | 2245 | 628.335
results67.txt | 6812 OGNDAL 400.00 | 0.1090 | -1616.665 | 2245 | 628.335
results67.txt | 6814 VERDAL400 400.00 | 0.1018 | -1616.665 | 2245 | 628.335
results67.txt | 6813 VERDAL300 400.00 | 0.1018 | -1616.665 | 2245 | 628.335
results67.txt | 6863 HOFSTAD 400.00 | 0.1072 | -1616.665 | 2245 | 628.335
results67.txt | 6936 NEDRERÖS400 400.00 | 0.1794 | -1616.665 | 2245 | 628.335
results67.txt | 6935 NEDRERÖS300 400.00 | 0.1793 | -1616.665 | 2245 | 628.335
results67.txt | 6934 NEDRERÖS220 220.00 | 0.1496 | -1616.665 | 2245 | 628.335
results67.txt | 6937 MARKA 400.00 | 0.1728 | -1616.665 | 2245 | 628.335
results67.txt | 6938 NAMSOS 400.00 | 0.1264 | -1616.665 | 2245 | 628.335
results67.txt | 6939 KOLSVIK 400.00 | 0.1542 | -1616.665 | 2245 | 628.335
results67.txt | 6940 NAMSKOGEN 400.00 | 0.1544 | -1616.665 | 2245 | 628.335
results67.txt | 6942 TUNNSJO400 400.00 | 0.1454 | -1616.665 | 2245 | 628.335
results67.txt | 6941 TUNNSJO300 400.00 | 0.1454 | -1616.665 | 2245 | 628.335
results67.txt | 6944 RANA 400.00 | 0.1888 | -1616.665 | 2245 | 628.335
results67.txt | 6945 GEJMÅN 220.00 | 0.1036 | -1616.665 | 2245 | 628.335
results67.txt | 6996 OFOTEN 400.00 | -0.1954 | -1616.665 | 2245 | 628.335
results67.txt | 6997 NARVIK 400.00 | -0.1963 | -1616.665 | 2245 | 628.335
results67.txt | 7000 VITAS 400.00 | -0.1335 | -1616.665 | 2245 | 628.335
results67.txt | 7006 SVARTISEN 400.00 | 0.2093 | -1616.665 | 2245 | 628.335
results67.txt | 7007 KOBBELV 400.00 | 0.2781 | -1616.665 | 2245 | 628.335
results67.txt | 7008 SALTEN 400.00 | 0.2623 | -1616.665 | 2245 | 628.335
results67.txt | 7017 HAMMERFEST 400.00 | -0.2022 | -1616.665 | 2245 | 628.335
results67.txt | 7019 BALSFJORD 400.00 | -0.1983 | -1616.665 | 2245 | 628.335
results67.txt | 7020 BARDUFOSS 400.00 | -0.1979 | -1616.665 | 2245 | 628.335
results67.txt | 7062 RITSEM 400.00 | -0.1480 | -1616.665 | 2245 | 628.335
results67.txt | 7799 JOINT 220.00 | 0.1037 | -1616.665 | 2245 | 628.335
results67.txt | 9001 SEIDAFJELL 400.00 | -0.2018 | -1616.665 | 2245 | 628.335
results67.txt | 9002 LEBSESBY 400.00 | -0.2019 | -1616.665 | 2245 | 628.335
results67.txt | 9003 HAMMERF 400.00 | -0.2022 | -1616.665 | 2245 | 628.335
results67.txt | 9004 ALTA 400.00 | -0.2009 | -1616.665 | 2245 | 628.335
results67.txt | 9005 BERGHEIM 400.00 | -0.1996 | -1616.665 | 2245 | 628.335
results67.txt | 9006 TROFORS 400.00 | 0.1651 | -1616.665 | 2245 | 628.335
results68.txt | PTI INTERACTIVE POWER SYSTEM SIMULATOR--PSS(R)E MON, MAY 29 2023 | 16:32 | -1614.5332 | 2245 | 630.4668
results68.txt | SENSITIVITY FACTORS ARE CALCULATED WITH AC | NETWORK | -1614.5332 | 2245 | 630.4668
results68.txt | SUBSYSTEM 'RESERV' IS USED FOR OPPOSING SYSTEM FOR MW POWER | DISPATCH | -1614.5332 | 2245 | 630.4668
results68.txt | SENSITIVITY FACTORS OF BRANCH FLOW (MVA) ON 6996 OFOTEN 400.00 TO 7007 KOBBELV 400.00 5 MORE THAN | 0.10000 | -1614.5332 | 2245 | 630.4668
results68.txt | <--------- BUS NAME --------> | MW-SENS | -1614.5332 | 2245 | 630.4668
results68.txt | 6812 OGNDAL 400.00 | 0.1078 | -1614.5332 | 2245 | 630.4668
results68.txt | 6814 VERDAL400 400.00 | 0.1006 | -1614.5332 | 2245 | 630.4668
results68.txt | 6813 VERDAL300 400.00 | 0.1006 | -1614.5332 | 2245 | 630.4668
results68.txt | 6863 HOFSTAD 400.00 | 0.1060 | -1614.5332 | 2245 | 630.4668
results68.txt | 6936 NEDRERÖS400 400.00 | 0.1773 | -1614.5332 | 2245 | 630.4668
results68.txt | 6935 NEDRERÖS300 400.00 | 0.1773 | -1614.5332 | 2245 | 630.4668
results68.txt | 6934 NEDRERÖS220 220.00 | 0.1478 | -1614.5332 | 2245 | 630.4668
results68.txt | 6937 MARKA 400.00 | 0.1708 | -1614.5332 | 2245 | 630.4668
results68.txt | 6938 NAMSOS 400.00 | 0.1249 | -1614.5332 | 2245 | 630.4668
results68.txt | 6939 KOLSVIK 400.00 | 0.1524 | -1614.5332 | 2245 | 630.4668
results68.txt | 6940 NAMSKOGEN 400.00 | 0.1527 | -1614.5332 | 2245 | 630.4668
results68.txt | 6942 TUNNSJO400 400.00 | 0.1437 | -1614.5332 | 2245 | 630.4668
results68.txt | 6941 TUNNSJO300 400.00 | 0.1437 | -1614.5332 | 2245 | 630.4668
results68.txt | 6944 RANA 400.00 | 0.1866 | -1614.5332 | 2245 | 630.4668
results68.txt | 6945 GEJMÅN 220.00 | 0.1024 | -1614.5332 | 2245 | 630.4668
results68.txt | 6996 OFOTEN 400.00 | -0.1931 | -1614.5332 | 2245 | 630.4668
results68.txt | 6997 NARVIK 400.00 | -0.1940 | -1614.5332 | 2245 | 630.4668
results68.txt | 7000 VITAS 400.00 | -0.1319 | -1614.5332 | 2245 | 630.4668
results68.txt | 7006 SVARTISEN 400.00 | 0.2069 | -1614.5332 | 2245 | 630.4668
results68.txt | 7007 KOBBELV 400.00 | 0.2748 | -1614.5332 | 2245 | 630.4668
results68.txt | 7008 SALTEN 400.00 | 0.2593 | -1614.5332 | 2245 | 630.4668
results68.txt | 7017 HAMMERFEST 400.00 | -0.1999 | -1614.5332 | 2245 | 630.4668
results68.txt | 7019 BALSFJORD 400.00 | -0.1960 | -1614.5332 | 2245 | 630.4668
results68.txt | 7020 BARDUFOSS 400.00 | -0.1956 | -1614.5332 | 2245 | 630.4668
results68.txt | 7062 RITSEM 400.00 | -0.1463 | -1614.5332 | 2245 | 630.4668
results68.txt | 7799 JOINT 220.00 | 0.1025 | -1614.5332 | 2245 | 630.4668
results68.txt | 9001 SEIDAFJELL 400.00 | -0.1994 | -1614.5332 | 2245 | 630.4668
results68.txt | 9002 LEBSESBY 400.00 | -0.1996 | -1614.5332 | 2245 | 630.4668
results68.txt | 9003 HAMMERF 400.00 | -0.1999 | -1614.5332 | 2245 | 630.4668
results68.txt | 9004 ALTA 400.00 | -0.1985 | -1614.5332 | 2245 | 630.4668
results68.txt | 9005 BERGHEIM 400.00 | -0.1972 | -1614.5332 | 2245 | 630.4668
results68.txt | 9006 TROFORS 400.00 | 0.1631 | -1614.5332 | 2245 | 630.4668
results69.txt | PTI INTERACTIVE POWER SYSTEM SIMULATOR--PSS(R)E MON, MAY 29 2023 | 16:32 | 926.9839 | 1571.5 | 644.5161
results69.txt | SENSITIVITY FACTORS ARE CALCULATED WITH AC | NETWORK | 926.9839 | 1571.5 | 644.5161
results69.txt | SUBSYSTEM 'RESERV' IS USED FOR OPPOSING SYSTEM FOR MW POWER | DISPATCH | 926.9839 | 1571.5 | 644.5161
results69.txt | SENSITIVITY FACTORS OF BRANCH FLOW (MVA) ON 6705 HOLEN 400.00 TO 6727 ROD400 400.00 3 MORE THAN | 0.10000 | 926.9839 | 1571.5 | 644.5161
results69.txt | <--------- BUS NAME --------> | MW-SENS | 926.9839 | 1571.5 | 644.5161
results69.txt | 6693 SATURDAL 400.00 | 0.1266 | 926.9839 | 1571.5 | 644.5161
results69.txt | 6692 HYDRO MIXED 400.00 | 0.1265 | 926.9839 | 1571.5 | 644.5161
results69.txt | 6695 KVILLDAL 400.00 | 0.1445 | 926.9839 | 1571.5 | 644.5161
results69.txt | 6705 HOLEN 400.00 | 0.1900 | 926.9839 | 1571.5 | 644.5161
results69.txt | 6710 HEKNI 400.00 | 0.1321 | 926.9839 | 1571.5 | 644.5161
results69.txt | 6727 ROD400 400.00 | -0.1060 | 926.9839 | 1571.5 | 644.5161
results69.txt | 6726 ROD300 400.00 | -0.1044 | 926.9839 | 1571.5 | 644.5161
results70.txt | PTI INTERACTIVE POWER SYSTEM SIMULATOR--PSS(R)E MON, MAY 29 2023 | 16:32 | 918.1687 | 1571.5 | 653.3312
results70.txt | SENSITIVITY FACTORS ARE CALCULATED WITH AC | NETWORK | 918.1687 | 1571.5 | 653.3312
results70.txt | SUBSYSTEM 'RESERV' IS USED FOR OPPOSING SYSTEM FOR MW POWER | DISPATCH | 918.1687 | 1571.5 | 653.3312
results70.txt | SENSITIVITY FACTORS OF BRANCH FLOW (MVA) ON 6703 SONGA 400.00 TO 6722 VEMORK 400.00 2 MORE THAN | 0.10000 | 918.1687 | 1571.5 | 653.3312
results70.txt | <--------- BUS NAME --------> | MW-SENS | 918.1687 | 1571.5 | 653.3312
results70.txt | 6674 HUSNES 400.00 | 0.1381 | 918.1687 | 1571.5 | 653.3312
results70.txt | 6676 HYDRO PURE S400.00 | 0.1075 | 918.1687 | 1571.5 | 653.3312
results70.txt | 6675 MAURANGER 400.00 | 0.1075 | 918.1687 | 1571.5 | 653.3312
results70.txt | 6677 BLÅFALL 400.00 | 0.1375 | 918.1687 | 1571.5 | 653.3312
results70.txt | 6679 OKSLA 400.00 | 0.2014 | 918.1687 | 1571.5 | 653.3312
results70.txt | 6680 ÅSEN 400.00 | 0.2014 | 918.1687 | 1571.5 | 653.3312
results70.txt | 6682 SAUDA400 400.00 | 0.1620 | 918.1687 | 1571.5 | 653.3312
results70.txt | 6681 SAUDA300 400.00 | 0.1623 | 918.1687 | 1571.5 | 653.3312
results70.txt | 6683 HYLEN 400.00 | 0.1621 | 918.1687 | 1571.5 | 653.3312
results70.txt | 6685 RÖDAL 400.00 | 0.2023 | 918.1687 | 1571.5 | 653.3312
results70.txt | 6686 NOVLE 400.00 | 0.2022 | 918.1687 | 1571.5 | 653.3312
results70.txt | 6687 ULLA-FORRE 400.00 | 0.2035 | 918.1687 | 1571.5 | 653.3312
results70.txt | 6691 SUBSTATION 400.00 | 0.1620 | 918.1687 | 1571.5 | 653.3312
results70.txt | 6694 FORRE 400.00 | 0.1316 | 918.1687 | 1571.5 | 653.3312
results70.txt | 6698 LYSE400 400.00 | 0.1161 | 918.1687 | 1571.5 | 653.3312
results70.txt | 6697 LYSE300 400.00 | 0.1162 | 918.1687 | 1571.5 | 653.3312
results70.txt | 6700 TJORHOM 400.00 | 0.1157 | 918.1687 | 1571.5 | 653.3312
results70.txt | 6701 KVANNDAL 400.00 | 0.2203 | 918.1687 | 1571.5 | 653.3312
results70.txt | 6702 KJELA 400.00 | 0.2474 | 918.1687 | 1571.5 | 653.3312
results70.txt | 6703 SONGA 400.00 | 0.2851 | 918.1687 | 1571.5 | 653.3312
results70.txt | 6704 VINJE 400.00 | 0.2264 | 918.1687 | 1571.5 | 653.3312
results70.txt | 6705 HOLEN 400.00 | 0.1072 | 918.1687 | 1571.5 | 653.3312
results70.txt | 6711 TOKKE 400.00 | 0.1571 | 918.1687 | 1571.5 | 653.3312
results70.txt | 6722 VEMORK 400.00 | -0.4916 | 918.1687 | 1571.5 | 653.3312
results70.txt | 6749 STORD 400.00 | 0.1403 | 918.1687 | 1571.5 | 653.3312
results70.txt | 6751 SUBSTATION 301.00 | 0.1500 | 918.1687 | 1571.5 | 653.3312
results70.txt | 6750 HÅVIK 400.00 | 0.1448 | 918.1687 | 1571.5 | 653.3312
results70.txt | 6752 SPANNE 400.00 | 0.1427 | 918.1687 | 1571.5 | 653.3312
results70.txt | 6753 KÅRSTO 400.00 | 0.1451 | 918.1687 | 1571.5 | 653.3312
results70.txt | 8448 JOINT 400.00 | 0.2474 | 918.1687 | 1571.5 | 653.3312
results70.txt | 8460 JOINT 400.00 | 0.2203 | 918.1687 | 1571.5 | 653.3312
results70.txt | 8611 JOINT 400.00 | 0.1451 | 918.1687 | 1571.5 | 653.3312
results70.txt | 9019 SAUDA 301.00 | 0.1568 | 918.1687 | 1571.5 | 653.3312
results70.txt | 9020 LYSE 301.00 | 0.1000 | 918.1687 | 1571.5 | 653.3312
results71.txt | PTI INTERACTIVE POWER SYSTEM SIMULATOR--PSS(R)E MON, MAY 29 2023 | 16:32 | 896.0195 | 1571.5 | 675.4805
results71.txt | SENSITIVITY FACTORS ARE CALCULATED WITH AC | NETWORK | 896.0195 | 1571.5 | 675.4805
results71.txt | SUBSYSTEM 'RESERV' IS USED FOR OPPOSING SYSTEM FOR MW POWER | DISPATCH | 896.0195 | 1571.5 | 675.4805
results71.txt | SENSITIVITY FACTORS OF BRANCH FLOW (MVA) ON 6740 TEGNEBY400 400.00 TO 6742 HASLE400 400.00 1 MORE THAN | 0.10000 | 896.0195 | 1571.5 | 675.4805
results71.txt | <--------- BUS NAME --------> | MW-SENS | 896.0195 | 1571.5 | 675.4805
results71.txt | 6737 FOLLO 400.00 | 0.1028 | 896.0195 | 1571.5 | 675.4805
results71.txt | 6740 TEGNEBY400 400.00 | 0.1126 | 896.0195 | 1571.5 | 675.4805
results71.txt | 6739 TEGNEBY300 400.00 | 0.1065 | 896.0195 | 1571.5 | 675.4805
results72.txt | PTI INTERACTIVE POWER SYSTEM SIMULATOR--PSS(R)E MON, MAY 29 2023 | 16:32 | 1569.2737 | 2245 | 675.7263
results72.txt | SENSITIVITY FACTORS ARE CALCULATED WITH AC | NETWORK | 1569.2737 | 2245 | 675.7263
results72.txt | SUBSYSTEM 'RESERV' IS USED FOR OPPOSING SYSTEM FOR MW POWER | DISPATCH | 1569.2737 | 2245 | 675.7263
results72.txt | SENSITIVITY FACTORS OF BRANCH FLOW (MVA) ON 6306 TROLLHATTAN 400.00 TO 6309 STENKULLEN 400.00 8 MORE THAN | 0.10000 | 1569.2737 | 2245 | 675.7263
results72.txt | <--------- BUS NAME --------> | MW-SENS | 1569.2737 | 2245 | 675.7263
results72.txt | 5624 HERSLEV 400.00 | -0.1287 | 1569.2737 | 2245 | 675.7263
results72.txt | 5642 HOVEGARD 400.00 | -0.1286 | 1569.2737 | 2245 | 675.7263
results72.txt | 5646 BJAEVERSKOV4400.00 | -0.1285 | 1569.2737 | 2245 | 675.7263
results72.txt | 5645 BJAEVERSKOV2220.00 | -0.1284 | 1569.2737 | 2245 | 675.7263
results72.txt | 5657 ISHOJ400 400.00 | -0.1286 | 1569.2737 | 2245 | 675.7263
results72.txt | 5656 ISHOJ220 220.00 | -0.1287 | 1569.2737 | 2245 | 675.7263
results72.txt | 5660 AVEDOREVERK 400.00 | -0.1286 | 1569.2737 | 2245 | 675.7263
results72.txt | 5662 ORSTEDSVERKE400.00 | -0.1287 | 1569.2737 | 2245 | 675.7263
results72.txt | 5671 SEGE 400.00 | -0.1181 | 1569.2737 | 2245 | 675.7263
results72.txt | 5672 ARRIE 400.00 | -0.1180 | 1569.2737 | 2245 | 675.7263
results72.txt | 5673 KRUSEBERG 400.00 | -0.1180 | 1569.2737 | 2245 | 675.7263
results72.txt | 5676 WIND FARM 220.00 | -0.1269 | 1569.2737 | 2245 | 675.7263
results72.txt | 5845 ASNAESVERK 400.00 | -0.1286 | 1569.2737 | 2245 | 675.7263
results72.txt | 6306 TROLLHATTAN 400.00 | 0.1292 | 1569.2737 | 2245 | 675.7263
results72.txt | 6309 STENKULLEN 400.00 | -0.1701 | 1569.2737 | 2245 | 675.7263
results72.txt | 6311 LINDOME 400.00 | -0.1588 | 1569.2737 | 2245 | 675.7263
results72.txt | 6312 RINGHALS 400.00 | -0.1337 | 1569.2737 | 2245 | 675.7263
results72.txt | 6313 STROMMA 400.00 | -0.1487 | 1569.2737 | 2245 | 675.7263
results72.txt | 6314 TIMMERSDALA 400.00 | -0.1182 | 1569.2737 | 2245 | 675.7263
results72.txt | 6315 HORRED 400.00 | -0.1227 | 1569.2737 | 2245 | 675.7263
results72.txt | 6316 UDDEBO 400.00 | -0.1173 | 1569.2737 | 2245 | 675.7263
results72.txt | 6319 KYNDBYVERKER400.00 | -0.1285 | 1569.2737 | 2245 | 675.7263
results72.txt | 6324 GORLOSEGARD 400.00 | -0.1282 | 1569.2737 | 2245 | 675.7263
results72.txt | 6330 GELNTEGARD2 400.00 | -0.1290 | 1569.2737 | 2245 | 675.7263
results72.txt | 6334 GLENTEGARD 400.00 | -0.1291 | 1569.2737 | 2245 | 675.7263
results72.txt | 6335 SODERASEN 400.00 | -0.1271 | 1569.2737 | 2245 | 675.7263
results72.txt | 6337 BARSEBACK 400.00 | -0.1193 | 1569.2737 | 2245 | 675.7263
results72.txt | 6338 HURVA 400.00 | -0.1154 | 1569.2737 | 2245 | 675.7263
results72.txt | 6342 TENHULT 400.00 | -0.1049 | 1569.2737 | 2245 | 675.7263
results72.txt | 6349 ALVESTA 400.00 | -0.1058 | 1569.2737 | 2245 | 675.7263
results72.txt | 6350 HEMSJO 400.00 | -0.1055 | 1569.2737 | 2245 | 675.7263
results72.txt | 6351 KARLSHAMN 400.00 | -0.1055 | 1569.2737 | 2245 | 675.7263
results72.txt | 6354 NYBRO 400.00 | -0.1018 | 1569.2737 | 2245 | 675.7263
results72.txt | 7429 JOINT 220.00 | -0.1271 | 1569.2737 | 2245 | 675.7263
results72.txt | 1052 BREARED 400.00 | -0.1386 | 1569.2737 | 2245 | 675.7263
results72.txt | 1053 HÄRADSBO 400.00 | -0.1251 | 1569.2737 | 2245 | 675.7263
results73.txt | PTI INTERACTIVE POWER SYSTEM SIMULATOR--PSS(R)E MON, MAY 29 2023 | 16:32 | -879.6404 | 1571.5 | 691.8595
results73.txt | SENSITIVITY FACTORS ARE CALCULATED WITH AC | NETWORK | -879.6404 | 1571.5 | 691.8595
results73.txt | SUBSYSTEM 'RESERV' IS USED FOR OPPOSING SYSTEM FOR MW POWER | DISPATCH | -879.6404 | 1571.5 | 691.8595
results73.txt | SENSITIVITY FACTORS OF BRANCH FLOW (MVA) ON 8448 JOINT 400.00 TO 8460 JOINT 400.00 2 MORE THAN | 0.10000 | -879.6404 | 1571.5 | 691.8595
results73.txt | <--------- BUS NAME --------> | MW-SENS | -879.6404 | 1571.5 | 691.8595
results73.txt | 6649 REFSDAL 400.00 | 0.1178 | -879.6404 | 1571.5 | 691.8595
results73.txt | 6650 HOVE 400.00 | 0.1072 | -879.6404 | 1571.5 | 691.8595
results73.txt | 6651 MODALEN 400.00 | 0.1475 | -879.6404 | 1571.5 | 691.8595
results73.txt | 6653 DALE 400.00 | 0.1596 | -879.6404 | 1571.5 | 691.8595
results73.txt | 6654 EVANGER 400.00 | 0.1589 | -879.6404 | 1571.5 | 691.8595
results73.txt | 6656 SAMNAGER400 400.00 | 0.1688 | -879.6404 | 1571.5 | 691.8595
results73.txt | 6655 SAMNAGER300 400.00 | 0.1693 | -879.6404 | 1571.5 | 691.8595
results73.txt | 6674 HUSNES 400.00 | 0.3138 | -879.6404 | 1571.5 | 691.8595
results73.txt | 6676 HYDRO PURE S400.00 | 0.2541 | -879.6404 | 1571.5 | 691.8595
results73.txt | 6675 MAURANGER 400.00 | 0.2541 | -879.6404 | 1571.5 | 691.8595
results73.txt | 6677 BLÅFALL 400.00 | 0.3127 | -879.6404 | 1571.5 | 691.8595
results73.txt | 6679 OKSLA 400.00 | 0.4941 | -879.6404 | 1571.5 | 691.8595
results73.txt | 6680 ÅSEN 400.00 | 0.4941 | -879.6404 | 1571.5 | 691.8595
results73.txt | 6682 SAUDA400 400.00 | 0.3593 | -879.6404 | 1571.5 | 691.8595
results73.txt | 6681 SAUDA300 400.00 | 0.3610 | -879.6404 | 1571.5 | 691.8595
results73.txt | 6683 HYLEN 400.00 | 0.3605 | -879.6404 | 1571.5 | 691.8595
results73.txt | 6685 RÖDAL 400.00 | 0.4962 | -879.6404 | 1571.5 | 691.8595
results73.txt | 6686 NOVLE 400.00 | 0.4960 | -879.6404 | 1571.5 | 691.8595
results73.txt | 6687 ULLA-FORRE 400.00 | 0.4990 | -879.6404 | 1571.5 | 691.8595
results73.txt | 6691 SUBSTATION 400.00 | 0.3605 | -879.6404 | 1571.5 | 691.8595
results73.txt | 6701 KVANNDAL 400.00 | 0.5542 | -879.6404 | 1571.5 | 691.8595
results73.txt | 6702 KJELA 400.00 | -0.3671 | -879.6404 | 1571.5 | 691.8595
results73.txt | 6703 SONGA 400.00 | -0.2522 | -879.6404 | 1571.5 | 691.8595
results73.txt | 6704 VINJE 400.00 | -0.1932 | -879.6404 | 1571.5 | 691.8595
results73.txt | 6711 TOKKE 400.00 | -0.1232 | -879.6404 | 1571.5 | 691.8595
results73.txt | 6722 VEMORK 400.00 | -0.1838 | -879.6404 | 1571.5 | 691.8595
results73.txt | 6743 KOLLSNES 400.00 | 0.1608 | -879.6404 | 1571.5 | 691.8595
results73.txt | 6745 SUBSTATION 400.00 | 0.1566 | -879.6404 | 1571.5 | 691.8595
results73.txt | 6744 LINDÅS 400.00 | 0.1566 | -879.6404 | 1571.5 | 691.8595
results73.txt | 6746 NYGARD 400.00 | 0.1624 | -879.6404 | 1571.5 | 691.8595
results73.txt | 6747 ARNA 400.00 | 0.1624 | -879.6404 | 1571.5 | 691.8595
results73.txt | 6748 BERGEN 400.00 | 0.1632 | -879.6404 | 1571.5 | 691.8595
results73.txt | 6749 STORD 400.00 | 0.3181 | -879.6404 | 1571.5 | 691.8595
results73.txt | 6751 SUBSTATION 301.00 | 0.3366 | -879.6404 | 1571.5 | 691.8595
results73.txt | 6750 HÅVIK 400.00 | 0.3269 | -879.6404 | 1571.5 | 691.8595
results73.txt | 6752 SPANNE 400.00 | 0.3227 | -879.6404 | 1571.5 | 691.8595
results73.txt | 6753 KÅRSTO 400.00 | 0.3275 | -879.6404 | 1571.5 | 691.8595
results73.txt | 8448 JOINT 400.00 | -0.3672 | -879.6404 | 1571.5 | 691.8595
results73.txt | 8460 JOINT 400.00 | 0.5542 | -879.6404 | 1571.5 | 691.8595
results73.txt | 8611 JOINT 400.00 | 0.3274 | -879.6404 | 1571.5 | 691.8595
results73.txt | 9010 HAUGSVAER 400.00 | 0.1520 | -879.6404 | 1571.5 | 691.8595
results73.txt | 9011 STEINSLAND 400.00 | 0.1484 | -879.6404 | 1571.5 | 691.8595
results73.txt | 9019 SAUDA 301.00 | 0.3495 | -879.6404 | 1571.5 | 691.8595
results74.txt | PTI INTERACTIVE POWER SYSTEM SIMULATOR--PSS(R)E MON, MAY 29 2023 | 16:32 | 873.48 | 1571.5 | 698.02
results74.txt | SENSITIVITY FACTORS ARE CALCULATED WITH AC | NETWORK | 873.48 | 1571.5 | 698.02
results74.txt | SUBSYSTEM 'RESERV' IS USED FOR OPPOSING SYSTEM FOR MW POWER | DISPATCH | 873.48 | 1571.5 | 698.02
results74.txt | SENSITIVITY FACTORS OF BRANCH FLOW (MVA) ON 6309 STENKULLEN 400.00 TO 6314 TIMMERSDALA 400.00 5 MORE THAN | 0.10000 | 873.48 | 1571.5 | 698.02
results74.txt | <--------- BUS NAME --------> | MW-SENS | 873.48 | 1571.5 | 698.02
results74.txt | 6305 LOVISEHOLM 400.00 | 0.1063 | 873.48 | 1571.5 | 698.02
results74.txt | 6306 TROLLHATTAN 400.00 | 0.1335 | 873.48 | 1571.5 | 698.02
results74.txt | 6307 KILANDA 400.00 | 0.1402 | 873.48 | 1571.5 | 698.02
results74.txt | 6308 HISINGEN 400.00 | 0.1395 | 873.48 | 1571.5 | 698.02
results74.txt | 6309 STENKULLEN 400.00 | 0.1600 | 873.48 | 1571.5 | 698.02
results74.txt | 6311 LINDOME 400.00 | 0.1475 | 873.48 | 1571.5 | 698.02
results74.txt | 6312 RINGHALS 400.00 | 0.1214 | 873.48 | 1571.5 | 698.02
results74.txt | 6313 STROMMA 400.00 | 0.1361 | 873.48 | 1571.5 | 698.02
results74.txt | 6314 TIMMERSDALA 400.00 | -0.4616 | 873.48 | 1571.5 | 698.02
results74.txt | 6315 HORRED 400.00 | 0.1114 | 873.48 | 1571.5 | 698.02
results74.txt | 6340 MOHOLM 220.00 | -0.1409 | 873.48 | 1571.5 | 698.02
results74.txt | 6631 BASNA 400.00 | -0.1114 | 873.48 | 1571.5 | 698.02
results74.txt | 6632 REPBACKEN 400.00 | -0.1114 | 873.48 | 1571.5 | 698.02
results74.txt | 6639 LINDBACKA400400.00 | -0.1195 | 873.48 | 1571.5 | 698.02
results74.txt | 6638 LINDBACKA220220.00 | -0.1047 | 873.48 | 1571.5 | 698.02
results74.txt | 6641 HALLSBERG400400.00 | -0.1365 | 873.48 | 1571.5 | 698.02
results74.txt | 6640 HALLSBERG220220.00 | -0.1365 | 873.48 | 1571.5 | 698.02
results74.txt | 6642 OSTANSJO 400.00 | -0.1240 | 873.48 | 1571.5 | 698.02
results74.txt | 1052 BREARED 400.00 | 0.1135 | 873.48 | 1571.5 | 698.02
results74.txt | 1053 HÄRADSBO 400.00 | 0.1005 | 873.48 | 1571.5 | 698.02
results74.txt | 9402 INGELKÄRR 400.00 | 0.1467 | 873.48 | 1571.5 | 698.02
results75.txt | PTI INTERACTIVE POWER SYSTEM SIMULATOR--PSS(R)E MON, MAY 29 2023 | 16:32 | 871.2 | 1571.5 | 700.3
results75.txt | SENSITIVITY FACTORS ARE CALCULATED WITH AC | NETWORK | 871.2 | 1571.5 | 700.3
results75.txt | SUBSYSTEM 'RESERV' IS USED FOR OPPOSING SYSTEM FOR MW POWER | DISPATCH | 871.2 | 1571.5 | 700.3
results75.txt | SENSITIVITY FACTORS OF BRANCH FLOW (MVA) ON 6740 TEGNEBY400 400.00 TO 6742 HASLE400 400.00 10 MORE THAN | 0.10000 | 871.2 | 1571.5 | 700.3
results75.txt | <--------- BUS NAME --------> | MW-SENS | 871.2 | 1571.5 | 700.3
results75.txt | 6740 TEGNEBY400 400.00 | 0.1094 | 871.2 | 1571.5 | 700.3
results75.txt | 6739 TEGNEBY300 400.00 | 0.1036 | 871.2 | 1571.5 | 700.3
results76.txt | PTI INTERACTIVE POWER SYSTEM SIMULATOR--PSS(R)E MON, MAY 29 2023 | 16:32 | 871.2 | 1571.5 | 700.3
results76.txt | SENSITIVITY FACTORS ARE CALCULATED WITH AC | NETWORK | 871.2 | 1571.5 | 700.3
results76.txt | SUBSYSTEM 'RESERV' IS USED FOR OPPOSING SYSTEM FOR MW POWER | DISPATCH | 871.2 | 1571.5 | 700.3
results76.txt | SENSITIVITY FACTORS OF BRANCH FLOW (MVA) ON 6740 TEGNEBY400 400.00 TO 6742 HASLE400 400.00 9 MORE THAN | 0.10000 | 871.2 | 1571.5 | 700.3
results76.txt | <--------- BUS NAME --------> | MW-SENS | 871.2 | 1571.5 | 700.3
results76.txt | 6740 TEGNEBY400 400.00 | 0.1094 | 871.2 | 1571.5 | 700.3
results76.txt | 6739 TEGNEBY300 400.00 | 0.1036 | 871.2 | 1571.5 | 700.3
results77.txt | PTI INTERACTIVE POWER SYSTEM SIMULATOR--PSS(R)E MON, MAY 29 2023 | 16:32 | 863.701 | 1571.5 | 707.799
results77.txt | SENSITIVITY FACTORS ARE CALCULATED WITH AC | NETWORK | 863.701 | 1571.5 | 707.799
results77.txt | SUBSYSTEM 'RESERV' IS USED FOR OPPOSING SYSTEM FOR MW POWER | DISPATCH | 863.701 | 1571.5 | 707.799
results77.txt | SENSITIVITY FACTORS OF BRANCH FLOW (MVA) ON 6687 ULLA-FORRE 400.00 TO 8460 JOINT 400.00 4 MORE THAN | 0.10000 | 863.701 | 1571.5 | 707.799
results77.txt | <--------- BUS NAME --------> | MW-SENS | 863.701 | 1571.5 | 707.799
results77.txt | 6649 REFSDAL 400.00 | 0.1184 | 863.701 | 1571.5 | 707.799
results77.txt | 6650 HOVE 400.00 | 0.1077 | 863.701 | 1571.5 | 707.799
results77.txt | 6651 MODALEN 400.00 | 0.1482 | 863.701 | 1571.5 | 707.799
results77.txt | 6653 DALE 400.00 | 0.1603 | 863.701 | 1571.5 | 707.799
results77.txt | 6654 EVANGER 400.00 | 0.1596 | 863.701 | 1571.5 | 707.799
results77.txt | 6656 SAMNAGER400 400.00 | 0.1695 | 863.701 | 1571.5 | 707.799
results77.txt | 6655 SAMNAGER300 400.00 | 0.1701 | 863.701 | 1571.5 | 707.799
results77.txt | 6674 HUSNES 400.00 | 0.3152 | 863.701 | 1571.5 | 707.799
results77.txt | 6676 HYDRO PURE S400.00 | 0.2553 | 863.701 | 1571.5 | 707.799
results77.txt | 6675 MAURANGER 400.00 | 0.2553 | 863.701 | 1571.5 | 707.799
results77.txt | 6677 BLÅFALL 400.00 | 0.3141 | 863.701 | 1571.5 | 707.799
results77.txt | 6679 OKSLA 400.00 | 0.4964 | 863.701 | 1571.5 | 707.799
results77.txt | 6680 ÅSEN 400.00 | 0.4964 | 863.701 | 1571.5 | 707.799
results77.txt | 6682 SAUDA400 400.00 | 0.3610 | 863.701 | 1571.5 | 707.799
results77.txt | 6681 SAUDA300 400.00 | 0.3627 | 863.701 | 1571.5 | 707.799
results77.txt | 6683 HYLEN 400.00 | 0.3621 | 863.701 | 1571.5 | 707.799
results77.txt | 6685 RÖDAL 400.00 | 0.4985 | 863.701 | 1571.5 | 707.799
results77.txt | 6686 NOVLE 400.00 | 0.4983 | 863.701 | 1571.5 | 707.799
results77.txt | 6687 ULLA-FORRE 400.00 | 0.5012 | 863.701 | 1571.5 | 707.799
results77.txt | 6691 SUBSTATION 400.00 | 0.3621 | 863.701 | 1571.5 | 707.799
results77.txt | 6701 KVANNDAL 400.00 | -0.4523 | 863.701 | 1571.5 | 707.799
results77.txt | 6702 KJELA 400.00 | -0.3688 | 863.701 | 1571.5 | 707.799
results77.txt | 6703 SONGA 400.00 | -0.2534 | 863.701 | 1571.5 | 707.799
results77.txt | 6704 VINJE 400.00 | -0.1941 | 863.701 | 1571.5 | 707.799
results77.txt | 6711 TOKKE 400.00 | -0.1238 | 863.701 | 1571.5 | 707.799
results77.txt | 6722 VEMORK 400.00 | -0.1846 | 863.701 | 1571.5 | 707.799
results77.txt | 6743 KOLLSNES 400.00 | 0.1615 | 863.701 | 1571.5 | 707.799
results77.txt | 6745 SUBSTATION 400.00 | 0.1573 | 863.701 | 1571.5 | 707.799
results77.txt | 6744 LINDÅS 400.00 | 0.1573 | 863.701 | 1571.5 | 707.799
results77.txt | 6746 NYGARD 400.00 | 0.1631 | 863.701 | 1571.5 | 707.799
results77.txt | 6747 ARNA 400.00 | 0.1632 | 863.701 | 1571.5 | 707.799
results77.txt | 6748 BERGEN 400.00 | 0.1640 | 863.701 | 1571.5 | 707.799
results77.txt | 6749 STORD 400.00 | 0.3196 | 863.701 | 1571.5 | 707.799
results77.txt | 6751 SUBSTATION 301.00 | 0.3382 | 863.701 | 1571.5 | 707.799
results77.txt | 6750 HÅVIK 400.00 | 0.3284 | 863.701 | 1571.5 | 707.799
results77.txt | 6752 SPANNE 400.00 | 0.3242 | 863.701 | 1571.5 | 707.799
results77.txt | 6753 KÅRSTO 400.00 | 0.3290 | 863.701 | 1571.5 | 707.799
results77.txt | 8448 JOINT 400.00 | -0.3688 | 863.701 | 1571.5 | 707.799
results77.txt | 8460 JOINT 400.00 | -0.4523 | 863.701 | 1571.5 | 707.799
results77.txt | 8611 JOINT 400.00 | 0.3289 | 863.701 | 1571.5 | 707.799
results77.txt | 9010 HAUGSVAER 400.00 | 0.1527 | 863.701 | 1571.5 | 707.799
results77.txt | 9011 STEINSLAND 400.00 | 0.1490 | 863.701 | 1571.5 | 707.799
results77.txt | 9019 SAUDA 301.00 | 0.3511 | 863.701 | 1571.5 | 707.799
results78.txt | PTI INTERACTIVE POWER SYSTEM SIMULATOR--PSS(R)E MON, MAY 29 2023 | 16:32 | 799.0098 | 1571.5 | 772.4903
results78.txt | SENSITIVITY FACTORS ARE CALCULATED WITH AC | NETWORK | 799.0098 | 1571.5 | 772.4903
results78.txt | SUBSYSTEM 'RESERV' IS USED FOR OPPOSING SYSTEM FOR MW POWER | DISPATCH | 799.0098 | 1571.5 | 772.4903
results78.txt | SENSITIVITY FACTORS OF BRANCH FLOW (MVA) ON 6585 FINNBOLEHVDC400.00 TO 6586 FINNBOLEHVDC400.00 1 MORE THAN | 0.10000 | 799.0098 | 1571.5 | 772.4903
results78.txt | <--------- BUS NAME --------> | MW-SENS | 799.0098 | 1571.5 | 772.4903
results78.txt | 6585 FINNBOLEHVDC400.00 | 0.1026 | 799.0098 | 1571.5 | 772.4903
results78.txt | 6586 FINNBOLEHVDC400.00 | -0.8635 | 799.0098 | 1571.5 | 772.4903
results79.txt | PTI INTERACTIVE POWER SYSTEM SIMULATOR--PSS(R)E MON, MAY 29 2023 | 16:32 | 778.9086 | 1571.5 | 792.5914
results79.txt | SENSITIVITY FACTORS ARE CALCULATED WITH AC | NETWORK | 778.9086 | 1571.5 | 792.5914
results79.txt | SUBSYSTEM 'RESERV' IS USED FOR OPPOSING SYSTEM FOR MW POWER | DISPATCH | 778.9086 | 1571.5 | 792.5914
results79.txt | SENSITIVITY FACTORS OF BRANCH FLOW (MVA) ON 6856 ORSKOG 400.00 TO 6860 GRYTTEN 400.00 2 MORE THAN | 0.10000 | 778.9086 | 1571.5 | 792.5914
results79.txt | <--------- BUS NAME --------> | MW-SENS | 778.9086 | 1571.5 | 792.5914
results79.txt | 6647 MOSKOG 400.00 | 0.3145 | 778.9086 | 1571.5 | 792.5914
results79.txt | 6648 HOYANGER 400.00 | 0.2727 | 778.9086 | 1571.5 | 792.5914
results79.txt | 6649 REFSDAL 400.00 | 0.1435 | 778.9086 | 1571.5 | 792.5914
results79.txt | 6650 HOVE 400.00 | 0.1505 | 778.9086 | 1571.5 | 792.5914
results79.txt | 6651 MODALEN 400.00 | 0.1251 | 778.9086 | 1571.5 | 792.5914
results79.txt | 6653 DALE 400.00 | 0.1178 | 778.9086 | 1571.5 | 792.5914
results79.txt | 6654 EVANGER 400.00 | 0.1186 | 778.9086 | 1571.5 | 792.5914
results79.txt | 6656 SAMNAGER400 400.00 | 0.1138 | 778.9086 | 1571.5 | 792.5914
results79.txt | 6655 SAMNAGER300 400.00 | 0.1138 | 778.9086 | 1571.5 | 792.5914
results79.txt | 6657 JOSTEDAL 400.00 | 0.1607 | 778.9086 | 1571.5 | 792.5914
results79.txt | 6658 LEIRDOLA 400.00 | 0.1609 | 778.9086 | 1571.5 | 792.5914
results79.txt | 6659 ÅROY 400.00 | 0.1636 | 778.9086 | 1571.5 | 792.5914
results79.txt | 6661 FARDAL400 400.00 | 0.1637 | 778.9086 | 1571.5 | 792.5914
results79.txt | 6660 FARDAL300 400.00 | 0.1636 | 778.9086 | 1571.5 | 792.5914
results79.txt | 6663 AURLAND400 400.00 | 0.1249 | 778.9086 | 1571.5 | 792.5914
results79.txt | 6662 AURLAND200 400.00 | 0.1249 | 778.9086 | 1571.5 | 792.5914
results79.txt | 6664 AURLAND2 400.00 | 0.1249 | 778.9086 | 1571.5 | 792.5914
results79.txt | 6665 AURLAND3 400.00 | 0.1200 | 778.9086 | 1571.5 | 792.5914
results79.txt | 6666 SKAGEN-FOTUN400.00 | 0.1595 | 778.9086 | 1571.5 | 792.5914
results79.txt | 6668 ELDFJORD 400.00 | 0.1110 | 778.9086 | 1571.5 | 792.5914
results79.txt | 6669 HOL1 400.00 | 0.1047 | 778.9086 | 1571.5 | 792.5914
results79.txt | 6743 KOLLSNES 400.00 | 0.1182 | 778.9086 | 1571.5 | 792.5914
results79.txt | 6745 SUBSTATION 400.00 | 0.1204 | 778.9086 | 1571.5 | 792.5914
results79.txt | 6744 LINDÅS 400.00 | 0.1204 | 778.9086 | 1571.5 | 792.5914
results79.txt | 6746 NYGARD 400.00 | 0.1173 | 778.9086 | 1571.5 | 792.5914
results79.txt | 6747 ARNA 400.00 | 0.1169 | 778.9086 | 1571.5 | 792.5914
results79.txt | 6748 BERGEN 400.00 | 0.1167 | 778.9086 | 1571.5 | 792.5914
results79.txt | 6812 OGNDAL 400.00 | -0.1250 | 778.9086 | 1571.5 | 792.5914
results79.txt | 6814 VERDAL400 400.00 | -0.1260 | 778.9086 | 1571.5 | 792.5914
results79.txt | 6813 VERDAL300 400.00 | -0.1260 | 778.9086 | 1571.5 | 792.5914
results79.txt | 6872 AURA2300 400.00 | -0.1745 | 778.9086 | 1571.5 | 792.5914
results79.txt | 6855 FRAERNA 400.00 | -0.2074 | 778.9086 | 1571.5 | 792.5914
results79.txt | 6856 ORSKOG 400.00 | 0.6928 | 778.9086 | 1571.5 | 792.5914
results79.txt | 6857 ORSTA 400.00 | 0.6048 | 778.9086 | 1571.5 | 792.5914
results79.txt | 6858 ISTAD 400.00 | -0.2074 | 778.9086 | 1571.5 | 792.5914
results79.txt | 6859 AURA1 400.00 | -0.1857 | 778.9086 | 1571.5 | 792.5914
results79.txt | 6860 GRYTTEN 400.00 | -0.2303 | 778.9086 | 1571.5 | 792.5914
results79.txt | 6861 SNILLDAL 400.00 | -0.1568 | 778.9086 | 1571.5 | 792.5914
results79.txt | 6862 SURNA 400.00 | -0.1624 | 778.9086 | 1571.5 | 792.5914
results79.txt | 6863 HOFSTAD 400.00 | -0.1370 | 778.9086 | 1571.5 | 792.5914
results79.txt | 6864 ÅFJORD 400.00 | -0.1467 | 778.9086 | 1571.5 | 792.5914
results79.txt | 6866 ORKDAL400 400.00 | -0.1424 | 778.9086 | 1571.5 | 792.5914
results79.txt | 6865 ORKDAL300 400.00 | -0.1424 | 778.9086 | 1571.5 | 792.5914
results79.txt | 6867 STRINDA 400.00 | -0.1286 | 778.9086 | 1571.5 | 792.5914
results79.txt | 6869 KLAEBU400 400.00 | -0.1289 | 778.9086 | 1571.5 | 792.5914
results79.txt | 6868 KLAEBU300 400.00 | -0.1289 | 778.9086 | 1571.5 | 792.5914
results79.txt | 6871 EIDUM400 400.00 | -0.1280 | 778.9086 | 1571.5 | 792.5914
results79.txt | 6870 EIDUM300 400.00 | -0.1280 | 778.9086 | 1571.5 | 792.5914
results79.txt | 6937 MARKA 400.00 | -0.1022 | 778.9086 | 1571.5 | 792.5914
results79.txt | 6938 NAMSOS 400.00 | -0.1224 | 778.9086 | 1571.5 | 792.5914
results79.txt | 6939 KOLSVIK 400.00 | -0.1106 | 778.9086 | 1571.5 | 792.5914
results79.txt | 6940 NAMSKOGEN 400.00 | -0.1107 | 778.9086 | 1571.5 | 792.5914
results79.txt | 6942 TUNNSJO400 400.00 | -0.1139 | 778.9086 | 1571.5 | 792.5914
results79.txt | 6941 TUNNSJO300 400.00 | -0.1139 | 778.9086 | 1571.5 | 792.5914
results79.txt | 9006 TROFORS 400.00 | -0.1047 | 778.9086 | 1571.5 | 792.5914
results79.txt | 9007 TJELDBERGO 400.00 | -0.1598 | 778.9086 | 1571.5 | 792.5914
results79.txt | 9008 SYLKKYVELN 400.00 | 0.6543 | 778.9086 | 1571.5 | 792.5914
results79.txt | 9009 ALFOTEN 400.00 | 0.4724 | 778.9086 | 1571.5 | 792.5914
results79.txt | 9010 HAUGSVAER 400.00 | 0.1227 | 778.9086 | 1571.5 | 792.5914
results79.txt | 9011 STEINSLAND 400.00 | 0.1246 | 778.9086 | 1571.5 | 792.5914
results80.txt | PTI INTERACTIVE POWER SYSTEM SIMULATOR--PSS(R)E MON, MAY 29 2023 | 16:32 | 1446.816 | 2245 | 798.184
results80.txt | SENSITIVITY FACTORS ARE CALCULATED WITH AC | NETWORK | 1446.816 | 2245 | 798.184
results80.txt | SUBSYSTEM 'RESERV' IS USED FOR OPPOSING SYSTEM FOR MW POWER | DISPATCH | 1446.816 | 2245 | 798.184
results80.txt | SENSITIVITY FACTORS OF BRANCH FLOW (MVA) ON 6725 SUNDSBARM 400.00 TO 6726 ROD300 400.00 2 MORE THAN | 0.10000 | 1446.816 | 2245 | 798.184
results80.txt | <--------- BUS NAME --------> | MW-SENS | 1446.816 | 2245 | 798.184
results80.txt | 6704 VINJE 400.00 | 0.1177 | 1446.816 | 2245 | 798.184
results80.txt | 6711 TOKKE 400.00 | 0.1399 | 1446.816 | 2245 | 798.184
results80.txt | 6725 SUNDSBARM 400.00 | 0.3827 | 1446.816 | 2245 | 798.184
results80.txt | 6727 ROD400 400.00 | -0.2102 | 1446.816 | 2245 | 798.184
results80.txt | 6726 ROD300 400.00 | -0.2135 | 1446.816 | 2245 | 798.184
results80.txt | 6728 GRENLAND 400.00 | -0.1581 | 1446.816 | 2245 | 798.184
results80.txt | 6730 BAMBLE400 400.00 | -0.1378 | 1446.816 | 2245 | 798.184
results80.txt | 6729 BAMBLE300 400.00 | -0.1378 | 1446.816 | 2245 | 798.184
results80.txt | 9012 BAMBLE 400.00 | -0.1388 | 1446.816 | 2245 | 798.184
results81.txt | PTI INTERACTIVE POWER SYSTEM SIMULATOR--PSS(R)E MON, MAY 29 2023 | 16:32 | 1438.9711 | 2245 | 806.0288
results81.txt | SENSITIVITY FACTORS ARE CALCULATED WITH AC | NETWORK | 1438.9711 | 2245 | 806.0288
results81.txt | SUBSYSTEM 'RESERV' IS USED FOR OPPOSING SYSTEM FOR MW POWER | DISPATCH | 1438.9711 | 2245 | 806.0288
results81.txt | SENSITIVITY FACTORS OF BRANCH FLOW (MVA) ON 6695 KVILLDAL 400.00 TO 6705 HOLEN 400.00 1 MORE THAN | 0.10000 | 1438.9711 | 2245 | 806.0288
results81.txt | <--------- BUS NAME --------> | MW-SENS | 1438.9711 | 2245 | 806.0288
results81.txt | 6356 BJERKREIM 400.00 | 0.1016 | 1438.9711 | 2245 | 806.0288
results81.txt | 6688 STOKKELAND 400.00 | 0.1248 | 1438.9711 | 2245 | 806.0288
results81.txt | 6690 HOG-JAERN400400.00 | 0.1255 | 1438.9711 | 2245 | 806.0288
results81.txt | 6689 HOG-JAERN300400.00 | 0.1248 | 1438.9711 | 2245 | 806.0288
results81.txt | 6693 SATURDAL 400.00 | 0.4659 | 1438.9711 | 2245 | 806.0288
results81.txt | 6692 HYDRO MIXED 400.00 | 0.4658 | 1438.9711 | 2245 | 806.0288
results81.txt | 6694 FORRE 400.00 | 0.1095 | 1438.9711 | 2245 | 806.0288
results81.txt | 6695 KVILLDAL 400.00 | 0.5676 | 1438.9711 | 2245 | 806.0288
results81.txt | 6698 LYSE400 400.00 | 0.2134 | 1438.9711 | 2245 | 806.0288
results81.txt | 6697 LYSE300 400.00 | 0.2126 | 1438.9711 | 2245 | 806.0288
results81.txt | 6699 DUGE 301.00 | 0.1426 | 1438.9711 | 2245 | 806.0288
results81.txt | 6700 TJORHOM 400.00 | 0.2121 | 1438.9711 | 2245 | 806.0288
results81.txt | 6705 HOLEN 400.00 | -0.2376 | 1438.9711 | 2245 | 806.0288
results81.txt | 6706 ROSKREPP 301.00 | 0.1384 | 1438.9711 | 2245 | 806.0288
results81.txt | 6707 KVINEN 301.00 | 0.1344 | 1438.9711 | 2245 | 806.0288
results81.txt | 6710 HEKNI 400.00 | -0.1473 | 1438.9711 | 2245 | 806.0288
results81.txt | 6723 SÅHEIM 400.00 | 0.2078 | 1438.9711 | 2245 | 806.0288
results81.txt | 6754 STOLAHELA 400.00 | 0.1248 | 1438.9711 | 2245 | 806.0288
results81.txt | 9020 LYSE 301.00 | 0.1538 | 1438.9711 | 2245 | 806.0288
results81.txt | 9021 FJOTLAND 301.00 | 0.1201 | 1438.9711 | 2245 | 806.0288
results82.txt | PTI INTERACTIVE POWER SYSTEM SIMULATOR--PSS(R)E MON, MAY 29 2023 | 16:32 | 1431.3417 | 2245 | 813.6583
results82.txt | SENSITIVITY FACTORS ARE CALCULATED WITH AC | NETWORK | 1431.3417 | 2245 | 813.6583
results82.txt | SUBSYSTEM 'RESERV' IS USED FOR OPPOSING SYSTEM FOR MW POWER | DISPATCH | 1431.3417 | 2245 | 813.6583
results82.txt | SENSITIVITY FACTORS OF BRANCH FLOW (MVA) ON 6309 STENKULLEN 400.00 TO 6311 LINDOME 400.00 1 MORE THAN | 0.10000 | 1431.3417 | 2245 | 813.6583
results82.txt | <--------- BUS NAME --------> | MW-SENS | 1431.3417 | 2245 | 813.6583
results82.txt | 5624 HERSLEV 400.00 | -0.1526 | 1431.3417 | 2245 | 813.6583
results82.txt | 5642 HOVEGARD 400.00 | -0.1524 | 1431.3417 | 2245 | 813.6583
results82.txt | 5646 BJAEVERSKOV4400.00 | -0.1523 | 1431.3417 | 2245 | 813.6583
results82.txt | 5645 BJAEVERSKOV2220.00 | -0.1521 | 1431.3417 | 2245 | 813.6583
results82.txt | 5657 ISHOJ400 400.00 | -0.1524 | 1431.3417 | 2245 | 813.6583
results82.txt | 5656 ISHOJ220 220.00 | -0.1526 | 1431.3417 | 2245 | 813.6583
results82.txt | 5660 AVEDOREVERK 400.00 | -0.1525 | 1431.3417 | 2245 | 813.6583
results82.txt | 5662 ORSTEDSVERKE400.00 | -0.1526 | 1431.3417 | 2245 | 813.6583
results82.txt | 5671 SEGE 400.00 | -0.1315 | 1431.3417 | 2245 | 813.6583
results82.txt | 5672 ARRIE 400.00 | -0.1314 | 1431.3417 | 2245 | 813.6583
results82.txt | 5673 KRUSEBERG 400.00 | -0.1314 | 1431.3417 | 2245 | 813.6583
results82.txt | 5676 WIND FARM 220.00 | -0.1500 | 1431.3417 | 2245 | 813.6583
results82.txt | 5845 ASNAESVERK 400.00 | -0.1525 | 1431.3417 | 2245 | 813.6583
results82.txt | 6311 LINDOME 400.00 | -0.5434 | 1431.3417 | 2245 | 813.6583
results82.txt | 6312 RINGHALS 400.00 | -0.1682 | 1431.3417 | 2245 | 813.6583
results82.txt | 6313 STROMMA 400.00 | -0.2092 | 1431.3417 | 2245 | 813.6583
results82.txt | 6315 HORRED 400.00 | -0.1362 | 1431.3417 | 2245 | 813.6583
results82.txt | 6316 UDDEBO 400.00 | -0.1255 | 1431.3417 | 2245 | 813.6583
results82.txt | 6319 KYNDBYVERKER400.00 | -0.1523 | 1431.3417 | 2245 | 813.6583
results82.txt | 6324 GORLOSEGARD 400.00 | -0.1519 | 1431.3417 | 2245 | 813.6583
results82.txt | 6330 GELNTEGARD2 400.00 | -0.1530 | 1431.3417 | 2245 | 813.6583
results82.txt | 6334 GLENTEGARD 400.00 | -0.1532 | 1431.3417 | 2245 | 813.6583
results82.txt | 6335 SODERASEN 400.00 | -0.1503 | 1431.3417 | 2245 | 813.6583
results82.txt | 6337 BARSEBACK 400.00 | -0.1341 | 1431.3417 | 2245 | 813.6583
results82.txt | 6338 HURVA 400.00 | -0.1259 | 1431.3417 | 2245 | 813.6583
results82.txt | 6342 TENHULT 400.00 | -0.1013 | 1431.3417 | 2245 | 813.6583
results82.txt | 6349 ALVESTA 400.00 | -0.1055 | 1431.3417 | 2245 | 813.6583
results82.txt | 6350 HEMSJO 400.00 | -0.1055 | 1431.3417 | 2245 | 813.6583
results82.txt | 6351 KARLSHAMN 400.00 | -0.1054 | 1431.3417 | 2245 | 813.6583
results82.txt | 7429 JOINT 220.00 | -0.1502 | 1431.3417 | 2245 | 813.6583
results82.txt | 1052 BREARED 400.00 | -0.1810 | 1431.3417 | 2245 | 813.6583
results82.txt | 1053 HÄRADSBO 400.00 | -0.1434 | 1431.3417 | 2245 | 813.6583
results83.txt | PTI INTERACTIVE POWER SYSTEM SIMULATOR--PSS(R)E MON, MAY 29 2023 | 16:32 | 752.1837 | 1571.5 | 819.3163
results83.txt | SENSITIVITY FACTORS ARE CALCULATED WITH AC | NETWORK | 752.1837 | 1571.5 | 819.3163
results83.txt | SUBSYSTEM 'RESERV' IS USED FOR OPPOSING SYSTEM FOR MW POWER | DISPATCH | 752.1837 | 1571.5 | 819.3163
results83.txt | SENSITIVITY FACTORS OF BRANCH FLOW (MVA) ON 6591 FORSMARK 400.00 TO 6597 TUNA400 400.00 3 MORE THAN | 0.10000 | 752.1837 | 1571.5 | 819.3163
results83.txt | <--------- BUS NAME --------> | MW-SENS | 752.1837 | 1571.5 | 819.3163
results83.txt | 6588 UNTRA 220.00 | -0.1053 | 752.1837 | 1571.5 | 819.3163
results83.txt | 6589 DANNEBO 400.00 | 0.1871 | 752.1837 | 1571.5 | 819.3163
results83.txt | 6591 FORSMARK 400.00 | 0.1865 | 752.1837 | 1571.5 | 819.3163
results83.txt | 6595 BREDAKER 220.00 | -0.1861 | 752.1837 | 1571.5 | 819.3163
results83.txt | 6597 TUNA400 400.00 | -0.4898 | 752.1837 | 1571.5 | 819.3163
results83.txt | 6596 TUNA220 220.00 | -0.2962 | 752.1837 | 1571.5 | 819.3163
results83.txt | 6598 BOLANDERNA 220.00 | -0.1470 | 752.1837 | 1571.5 | 819.3163
results83.txt | 6599 PLENNINGE 220.00 | -0.1467 | 752.1837 | 1571.5 | 819.3163
results83.txt | 6605 STOCKHOLM400400.00 | -0.1021 | 752.1837 | 1571.5 | 819.3163
results83.txt | 6610 GRASKA 220.00 | -0.2993 | 752.1837 | 1571.5 | 819.3163
results83.txt | 6611 HALLSTAVIK 220.00 | -0.2992 | 752.1837 | 1571.5 | 819.3163
results83.txt | 6613 MALSTA 220.00 | -0.3004 | 752.1837 | 1571.5 | 819.3163
results83.txt | 1051 SUBSTATION 400.00 | 0.1865 | 752.1837 | 1571.5 | 819.3163
results84.txt | PTI INTERACTIVE POWER SYSTEM SIMULATOR--PSS(R)E MON, MAY 29 2023 | 16:32 | 1423.9034 | 2245 | 821.0966
results84.txt | SENSITIVITY FACTORS ARE CALCULATED WITH AC | NETWORK | 1423.9034 | 2245 | 821.0966
results84.txt | SUBSYSTEM 'RESERV' IS USED FOR OPPOSING SYSTEM FOR MW POWER | DISPATCH | 1423.9034 | 2245 | 821.0966
results84.txt | SENSITIVITY FACTORS OF BRANCH FLOW (MVA) ON 6736 OSLA400 400.00 TO 6737 FOLLO 400.00 1 MORE THAN | 0.10000 | 1423.9034 | 2245 | 821.0966
results84.txt | <--------- BUS NAME --------> | MW-SENS | 1423.9034 | 2245 | 821.0966
results84.txt | 5624 HERSLEV 400.00 | -0.1037 | 1423.9034 | 2245 | 821.0966
results84.txt | 5642 HOVEGARD 400.00 | -0.1036 | 1423.9034 | 2245 | 821.0966
results84.txt | 5646 BJAEVERSKOV4400.00 | -0.1036 | 1423.9034 | 2245 | 821.0966
results84.txt | 5645 BJAEVERSKOV2220.00 | -0.1035 | 1423.9034 | 2245 | 821.0966
results84.txt | 5657 ISHOJ400 400.00 | -0.1036 | 1423.9034 | 2245 | 821.0966
results84.txt | 5656 ISHOJ220 220.00 | -0.1037 | 1423.9034 | 2245 | 821.0966
results84.txt | 5660 AVEDOREVERK 400.00 | -0.1037 | 1423.9034 | 2245 | 821.0966
results84.txt | 5662 ORSTEDSVERKE400.00 | -0.1037 | 1423.9034 | 2245 | 821.0966
results84.txt | 5671 SEGE 400.00 | -0.1003 | 1423.9034 | 2245 | 821.0966
results84.txt | 5672 ARRIE 400.00 | -0.1003 | 1423.9034 | 2245 | 821.0966
results84.txt | 5673 KRUSEBERG 400.00 | -0.1003 | 1423.9034 | 2245 | 821.0966
results84.txt | 5676 WIND FARM 220.00 | -0.1028 | 1423.9034 | 2245 | 821.0966
results84.txt | 5845 ASNAESVERK 400.00 | -0.1037 | 1423.9034 | 2245 | 821.0966
results84.txt | 6305 LOVISEHOLM 400.00 | -0.1177 | 1423.9034 | 2245 | 821.0966
results84.txt | 6306 TROLLHATTAN 400.00 | -0.1094 | 1423.9034 | 2245 | 821.0966
results84.txt | 6307 KILANDA 400.00 | -0.1066 | 1423.9034 | 2245 | 821.0966
results84.txt | 6308 HISINGEN 400.00 | -0.1064 | 1423.9034 | 2245 | 821.0966
results84.txt | 6309 STENKULLEN 400.00 | -0.1062 | 1423.9034 | 2245 | 821.0966
results84.txt | 6311 LINDOME 400.00 | -0.1055 | 1423.9034 | 2245 | 821.0966
results84.txt | 6312 RINGHALS 400.00 | -0.1036 | 1423.9034 | 2245 | 821.0966
results84.txt | 6313 STROMMA 400.00 | -0.1047 | 1423.9034 | 2245 | 821.0966
results84.txt | 6315 HORRED 400.00 | -0.1032 | 1423.9034 | 2245 | 821.0966
results84.txt | 6316 UDDEBO 400.00 | -0.1014 | 1423.9034 | 2245 | 821.0966
results84.txt | 6319 KYNDBYVERKER400.00 | -0.1036 | 1423.9034 | 2245 | 821.0966
results84.txt | 6324 GORLOSEGARD 400.00 | -0.1035 | 1423.9034 | 2245 | 821.0966
results84.txt | 6330 GELNTEGARD2 400.00 | -0.1038 | 1423.9034 | 2245 | 821.0966
results84.txt | 6334 GLENTEGARD 400.00 | -0.1039 | 1423.9034 | 2245 | 821.0966
results84.txt | 6335 SODERASEN 400.00 | -0.1029 | 1423.9034 | 2245 | 821.0966
results84.txt | 6337 BARSEBACK 400.00 | -0.1007 | 1423.9034 | 2245 | 821.0966
results84.txt | 6626 MINNE 400.00 | 0.2488 | 1423.9034 | 2245 | 821.0966
results84.txt | 6629 HALDEN 400.00 | -0.1227 | 1423.9034 | 2245 | 821.0966
results84.txt | 6630 BORGVIK 400.00 | -0.1046 | 1423.9034 | 2245 | 821.0966
results84.txt | 6647 MOSKOG 400.00 | 0.1061 | 1423.9034 | 2245 | 821.0966
results84.txt | 6648 HOYANGER 400.00 | 0.1076 | 1423.9034 | 2245 | 821.0966
results84.txt | 6649 REFSDAL 400.00 | 0.1025 | 1423.9034 | 2245 | 821.0966
results84.txt | 6650 HOVE 400.00 | 0.1062 | 1423.9034 | 2245 | 821.0966
results84.txt | 6657 JOSTEDAL 400.00 | 0.1105 | 1423.9034 | 2245 | 821.0966
results84.txt | 6658 LEIRDOLA 400.00 | 0.1108 | 1423.9034 | 2245 | 821.0966
results84.txt | 6659 ÅROY 400.00 | 0.1131 | 1423.9034 | 2245 | 821.0966
results84.txt | 6661 FARDAL400 400.00 | 0.1132 | 1423.9034 | 2245 | 821.0966
results84.txt | 6660 FARDAL300 400.00 | 0.1132 | 1423.9034 | 2245 | 821.0966
results84.txt | 6663 AURLAND400 400.00 | 0.1280 | 1423.9034 | 2245 | 821.0966
results84.txt | 6662 AURLAND200 400.00 | 0.1279 | 1423.9034 | 2245 | 821.0966
results84.txt | 6664 AURLAND2 400.00 | 0.1279 | 1423.9034 | 2245 | 821.0966
results84.txt | 6665 AURLAND3 400.00 | 0.1327 | 1423.9034 | 2245 | 821.0966
results84.txt | 6666 SKAGEN-FOTUN400.00 | 0.1094 | 1423.9034 | 2245 | 821.0966
results84.txt | 6667 BORGUND 301.00 | 0.1910 | 1423.9034 | 2245 | 821.0966
results84.txt | 6668 ELDFJORD 400.00 | 0.1173 | 1423.9034 | 2245 | 821.0966
results84.txt | 6669 HOL1 400.00 | 0.1475 | 1423.9034 | 2245 | 821.0966
results84.txt | 6670 HOL3 400.00 | 0.1535 | 1423.9034 | 2245 | 821.0966
results84.txt | 6671 HEMSIL1 301.00 | 0.1918 | 1423.9034 | 2245 | 821.0966
results84.txt | 6673 USTA400 400.00 | 0.1539 | 1423.9034 | 2245 | 821.0966
results84.txt | 6672 USTA300 400.00 | 0.1539 | 1423.9034 | 2245 | 821.0966
results84.txt | 6712 OVREVINSTRA 400.00 | 0.1718 | 1423.9034 | 2245 | 821.0966
results84.txt | 6713 NEDREVINSTRA400.00 | 0.2083 | 1423.9034 | 2245 | 821.0966
results84.txt | 6714 HEMSIL2 400.00 | 0.1938 | 1423.9034 | 2245 | 821.0966
results84.txt | 6715 NESBYEN 400.00 | 0.2029 | 1423.9034 | 2245 | 821.0966
results84.txt | 6716 DAGALI 400.00 | 0.1446 | 1423.9034 | 2245 | 821.0966
results84.txt | 6717 NEDREVINSTRA400.00 | 0.2082 | 1423.9034 | 2245 | 821.0966
results84.txt | 6718 FÅBERG 400.00 | 0.2103 | 1423.9034 | 2245 | 821.0966
results84.txt | 6719 ÅDAL 400.00 | 0.1825 | 1423.9034 | 2245 | 821.0966
results84.txt | 6720 VARDAL 400.00 | 0.2266 | 1423.9034 | 2245 | 821.0966
results84.txt | 6721 VANG 400.00 | 0.2309 | 1423.9034 | 2245 | 821.0966
results84.txt | 6724 NORE 400.00 | 0.1398 | 1423.9034 | 2245 | 821.0966
results84.txt | 6731 RINGERIKE 400.00 | 0.1648 | 1423.9034 | 2245 | 821.0966
results84.txt | 6734 SYLLING400 400.00 | 0.1263 | 1423.9034 | 2245 | 821.0966
results84.txt | 6733 SYLLING300 400.00 | 0.1282 | 1423.9034 | 2245 | 821.0966
results84.txt | 6736 OSLA400 400.00 | 0.2704 | 1423.9034 | 2245 | 821.0966
results84.txt | 6735 OSLO300 400.00 | 0.2649 | 1423.9034 | 2245 | 821.0966
results84.txt | 6737 FOLLO 400.00 | -0.4182 | 1423.9034 | 2245 | 821.0966
results84.txt | 6740 TEGNEBY400 400.00 | -0.1376 | 1423.9034 | 2245 | 821.0966
results84.txt | 6739 TEGNEBY300 400.00 | -0.1345 | 1423.9034 | 2245 | 821.0966
results84.txt | 6742 HASLE400 400.00 | -0.1251 | 1423.9034 | 2245 | 821.0966
results84.txt | 6741 HASLE300 400.00 | -0.1254 | 1423.9034 | 2245 | 821.0966
results84.txt | 6874 VÅGÅMO 400.00 | 0.1446 | 1423.9034 | 2245 | 821.0966
results84.txt | 6875 RENDALEN 301.00 | 0.1845 | 1423.9034 | 2245 | 821.0966
results84.txt | 7429 JOINT 220.00 | -0.1029 | 1423.9034 | 2245 | 821.0966
results84.txt | 1052 BREARED 400.00 | -0.1041 | 1423.9034 | 2245 | 821.0966
results84.txt | 1053 HÄRADSBO 400.00 | -0.1032 | 1423.9034 | 2245 | 821.0966
results84.txt | 9009 ALFOTEN 400.00 | 0.1016 | 1423.9034 | 2245 | 821.0966
results84.txt | 9402 INGELKÄRR 400.00 | -0.1078 | 1423.9034 | 2245 | 821.0966
results84.txt | 9015 HEMSIL300 301.00 | 0.1938 | 1423.9034 | 2245 | 821.0966
results84.txt | 9016 FÅBER300 301.00 | 0.1879 | 1423.9034 | 2245 | 821.0966
results84.txt | 9017 OSLO301 301.00 | 0.1404 | 1423.9034 | 2245 | 821.0966
results85.txt | PTI INTERACTIVE POWER SYSTEM SIMULATOR--PSS(R)E MON, MAY 29 2023 | 16:32 | 1417.9148 | 2245 | 827.0851
results85.txt | SENSITIVITY FACTORS ARE CALCULATED WITH AC | NETWORK | 1417.9148 | 2245 | 827.0851
results85.txt | SUBSYSTEM 'RESERV' IS USED FOR OPPOSING SYSTEM FOR MW POWER | DISPATCH | 1417.9148 | 2245 | 827.0851
results85.txt | SENSITIVITY FACTORS OF BRANCH FLOW (MVA) ON 6306 TROLLHATTAN 400.00 TO 6307 KILANDA 400.00 2 MORE THAN | 0.10000 | 1417.9148 | 2245 | 827.0851
results85.txt | <--------- BUS NAME --------> | MW-SENS | 1417.9148 | 2245 | 827.0851
results85.txt | 5624 HERSLEV 400.00 | -0.1263 | 1417.9148 | 2245 | 827.0851
results85.txt | 5642 HOVEGARD 400.00 | -0.1262 | 1417.9148 | 2245 | 827.0851
results85.txt | 5646 BJAEVERSKOV4400.00 | -0.1261 | 1417.9148 | 2245 | 827.0851
results85.txt | 5645 BJAEVERSKOV2220.00 | -0.1260 | 1417.9148 | 2245 | 827.0851
results85.txt | 5657 ISHOJ400 400.00 | -0.1262 | 1417.9148 | 2245 | 827.0851
results85.txt | 5656 ISHOJ220 220.00 | -0.1263 | 1417.9148 | 2245 | 827.0851
results85.txt | 5660 AVEDOREVERK 400.00 | -0.1262 | 1417.9148 | 2245 | 827.0851
results85.txt | 5662 ORSTEDSVERKE400.00 | -0.1263 | 1417.9148 | 2245 | 827.0851
results85.txt | 5671 SEGE 400.00 | -0.1178 | 1417.9148 | 2245 | 827.0851
results85.txt | 5672 ARRIE 400.00 | -0.1178 | 1417.9148 | 2245 | 827.0851
results85.txt | 5673 KRUSEBERG 400.00 | -0.1178 | 1417.9148 | 2245 | 827.0851
results85.txt | 5676 WIND FARM 220.00 | -0.1246 | 1417.9148 | 2245 | 827.0851
results85.txt | 5845 ASNAESVERK 400.00 | -0.1262 | 1417.9148 | 2245 | 827.0851
results85.txt | 6305 LOVISEHOLM 400.00 | 0.1164 | 1417.9148 | 2245 | 827.0851
results85.txt | 6306 TROLLHATTAN 400.00 | 0.1682 | 1417.9148 | 2245 | 827.0851
results85.txt | 6307 KILANDA 400.00 | -0.2920 | 1417.9148 | 2245 | 827.0851
results85.txt | 6308 HISINGEN 400.00 | -0.2910 | 1417.9148 | 2245 | 827.0851
results85.txt | 6312 RINGHALS 400.00 | -0.1305 | 1417.9148 | 2245 | 827.0851
results85.txt | 6313 STROMMA 400.00 | -0.1118 | 1417.9148 | 2245 | 827.0851
results85.txt | 6315 HORRED 400.00 | -0.1474 | 1417.9148 | 2245 | 827.0851
results85.txt | 6316 UDDEBO 400.00 | -0.1376 | 1417.9148 | 2245 | 827.0851
results85.txt | 6319 KYNDBYVERKER400.00 | -0.1261 | 1417.9148 | 2245 | 827.0851
results85.txt | 6324 GORLOSEGARD 400.00 | -0.1258 | 1417.9148 | 2245 | 827.0851
results85.txt | 6330 GELNTEGARD2 400.00 | -0.1266 | 1417.9148 | 2245 | 827.0851
results85.txt | 6334 GLENTEGARD 400.00 | -0.1267 | 1417.9148 | 2245 | 827.0851
results85.txt | 6335 SODERASEN 400.00 | -0.1248 | 1417.9148 | 2245 | 827.0851
results85.txt | 6337 BARSEBACK 400.00 | -0.1188 | 1417.9148 | 2245 | 827.0851
results85.txt | 6338 HURVA 400.00 | -0.1158 | 1417.9148 | 2245 | 827.0851
results85.txt | 6342 TENHULT 400.00 | -0.1153 | 1417.9148 | 2245 | 827.0851
results85.txt | 6343 BARKERYD 400.00 | -0.1017 | 1417.9148 | 2245 | 827.0851
results85.txt | 6349 ALVESTA 400.00 | -0.1093 | 1417.9148 | 2245 | 827.0851
results85.txt | 6350 HEMSJO 400.00 | -0.1075 | 1417.9148 | 2245 | 827.0851
results85.txt | 6351 KARLSHAMN 400.00 | -0.1075 | 1417.9148 | 2245 | 827.0851
results85.txt | 6354 NYBRO 400.00 | -0.1034 | 1417.9148 | 2245 | 827.0851
results85.txt | 7429 JOINT 220.00 | -0.1247 | 1417.9148 | 2245 | 827.0851
results85.txt | 1052 BREARED 400.00 | -0.1185 | 1417.9148 | 2245 | 827.0851
results85.txt | 1053 HÄRADSBO 400.00 | -0.1365 | 1417.9148 | 2245 | 827.0851
results85.txt | 9401 HAGESKRUV 400.00 | -0.1019 | 1417.9148 | 2245 | 827.0851
results86.txt | PTI INTERACTIVE POWER SYSTEM SIMULATOR--PSS(R)E MON, MAY 29 2023 | 16:32 | 1397.3978 | 2245 | 847.6021
results86.txt | SENSITIVITY FACTORS ARE CALCULATED WITH AC | NETWORK | 1397.3978 | 2245 | 847.6021
results86.txt | SUBSYSTEM 'RESERV' IS USED FOR OPPOSING SYSTEM FOR MW POWER | DISPATCH | 1397.3978 | 2245 | 847.6021
results86.txt | SENSITIVITY FACTORS OF BRANCH FLOW (MVA) ON 6673 USTA400 400.00 TO 6716 DAGALI 400.00 4 MORE THAN | 0.10000 | 1397.3978 | 2245 | 847.6021
results86.txt | <--------- BUS NAME --------> | MW-SENS | 1397.3978 | 2245 | 847.6021
results86.txt | 6647 MOSKOG 400.00 | 0.1261 | 1397.3978 | 2245 | 847.6021
results86.txt | 6648 HOYANGER 400.00 | 0.1321 | 1397.3978 | 2245 | 847.6021
results86.txt | 6649 REFSDAL 400.00 | 0.1112 | 1397.3978 | 2245 | 847.6021
results86.txt | 6650 HOVE 400.00 | 0.1244 | 1397.3978 | 2245 | 847.6021
results86.txt | 6657 JOSTEDAL 400.00 | 0.1470 | 1397.3978 | 2245 | 847.6021
results86.txt | 6658 LEIRDOLA 400.00 | 0.1472 | 1397.3978 | 2245 | 847.6021
results86.txt | 6659 ÅROY 400.00 | 0.1491 | 1397.3978 | 2245 | 847.6021
results86.txt | 6661 FARDAL400 400.00 | 0.1491 | 1397.3978 | 2245 | 847.6021
results86.txt | 6660 FARDAL300 400.00 | 0.1491 | 1397.3978 | 2245 | 847.6021
results86.txt | 6663 AURLAND400 400.00 | 0.1917 | 1397.3978 | 2245 | 847.6021
results86.txt | 6662 AURLAND200 400.00 | 0.1917 | 1397.3978 | 2245 | 847.6021
results86.txt | 6664 AURLAND2 400.00 | 0.1917 | 1397.3978 | 2245 | 847.6021
results86.txt | 6665 AURLAND3 400.00 | 0.2230 | 1397.3978 | 2245 | 847.6021
results86.txt | 6666 SKAGEN-FOTUN400.00 | 0.1462 | 1397.3978 | 2245 | 847.6021
results86.txt | 6667 BORGUND 301.00 | 0.2276 | 1397.3978 | 2245 | 847.6021
results86.txt | 6669 HOL1 400.00 | 0.3208 | 1397.3978 | 2245 | 847.6021
results86.txt | 6670 HOL3 400.00 | 0.3624 | 1397.3978 | 2245 | 847.6021
results86.txt | 6671 HEMSIL1 301.00 | 0.2282 | 1397.3978 | 2245 | 847.6021
results86.txt | 6673 USTA400 400.00 | 0.3630 | 1397.3978 | 2245 | 847.6021
results86.txt | 6672 USTA300 400.00 | 0.3630 | 1397.3978 | 2245 | 847.6021
results86.txt | 6714 HEMSIL2 400.00 | 0.2299 | 1397.3978 | 2245 | 847.6021
results86.txt | 6715 NESBYEN 400.00 | 0.1998 | 1397.3978 | 2245 | 847.6021
results86.txt | 6716 DAGALI 400.00 | -0.3120 | 1397.3978 | 2245 | 847.6021
results86.txt | 6724 NORE 400.00 | -0.2411 | 1397.3978 | 2245 | 847.6021
results86.txt | 9009 ALFOTEN 400.00 | 0.1047 | 1397.3978 | 2245 | 847.6021
results86.txt | 9015 HEMSIL300 301.00 | 0.2299 | 1397.3978 | 2245 | 847.6021
results87.txt | PTI INTERACTIVE POWER SYSTEM SIMULATOR--PSS(R)E MON, MAY 29 2023 | 16:32 | 1396.1973 | 2245 | 848.8027
results87.txt | SENSITIVITY FACTORS ARE CALCULATED WITH AC | NETWORK | 1396.1973 | 2245 | 848.8027
results87.txt | SUBSYSTEM 'RESERV' IS USED FOR OPPOSING SYSTEM FOR MW POWER | DISPATCH | 1396.1973 | 2245 | 848.8027
results87.txt | SENSITIVITY FACTORS OF BRANCH FLOW (MVA) ON 6307 KILANDA 400.00 TO 6309 STENKULLEN 400.00 3 MORE THAN | 0.10000 | 1396.1973 | 2245 | 848.8027
results87.txt | <--------- BUS NAME --------> | MW-SENS | 1396.1973 | 2245 | 848.8027
results87.txt | 6307 KILANDA 400.00 | 0.3985 | 1396.1973 | 2245 | 848.8027
results87.txt | 6308 HISINGEN 400.00 | 0.3969 | 1396.1973 | 2245 | 848.8027
results87.txt | 6309 STENKULLEN 400.00 | -0.2587 | 1396.1973 | 2245 | 848.8027
results87.txt | 6311 LINDOME 400.00 | -0.2026 | 1396.1973 | 2245 | 848.8027
results87.txt | 6313 STROMMA 400.00 | -0.1541 | 1396.1973 | 2245 | 848.8027
results87.txt | 6314 TIMMERSDALA 400.00 | -0.1507 | 1396.1973 | 2245 | 848.8027
results87.txt | 1052 BREARED 400.00 | -0.1156 | 1396.1973 | 2245 | 848.8027
results87.txt | 9402 INGELKÄRR 400.00 | -0.1311 | 1396.1973 | 2245 | 848.8027
results88.txt | PTI INTERACTIVE POWER SYSTEM SIMULATOR--PSS(R)E MON, MAY 29 2023 | 16:32 | 716.5236 | 1571.5 | 854.9764
results88.txt | SENSITIVITY FACTORS ARE CALCULATED WITH AC | NETWORK | 716.5236 | 1571.5 | 854.9764
results88.txt | SUBSYSTEM 'RESERV' IS USED FOR OPPOSING SYSTEM FOR MW POWER | DISPATCH | 716.5236 | 1571.5 | 854.9764
results88.txt | SENSITIVITY FACTORS OF BRANCH FLOW (MVA) ON 6715 NESBYEN 400.00 TO 6735 OSLO300 400.00 2 MORE THAN | 0.10000 | 716.5236 | 1571.5 | 854.9764
results88.txt | <--------- BUS NAME --------> | MW-SENS | 716.5236 | 1571.5 | 854.9764
results88.txt | 6667 BORGUND 301.00 | 0.2313 | 716.5236 | 1571.5 | 854.9764
results88.txt | 6671 HEMSIL1 301.00 | 0.2320 | 716.5236 | 1571.5 | 854.9764
results88.txt | 6714 HEMSIL2 400.00 | 0.2340 | 716.5236 | 1571.5 | 854.9764
results88.txt | 6715 NESBYEN 400.00 | 0.3380 | 716.5236 | 1571.5 | 854.9764
results88.txt | 9015 HEMSIL300 301.00 | 0.2340 | 716.5236 | 1571.5 | 854.9764
results89.txt | PTI INTERACTIVE POWER SYSTEM SIMULATOR--PSS(R)E MON, MAY 29 2023 | 16:32 | 1378.354 | 2245 | 866.646
results89.txt | SENSITIVITY FACTORS ARE CALCULATED WITH AC | NETWORK | 1378.354 | 2245 | 866.646
results89.txt | SUBSYSTEM 'RESERV' IS USED FOR OPPOSING SYSTEM FOR MW POWER | DISPATCH | 1378.354 | 2245 | 866.646
results89.txt | SENSITIVITY FACTORS OF BRANCH FLOW (MVA) ON 7006 SVARTISEN 400.00 TO 7008 SALTEN 400.00 1 MORE THAN | 0.10000 | 1378.354 | 2245 | 866.646
results89.txt | <--------- BUS NAME --------> | MW-SENS | 1378.354 | 2245 | 866.646
results89.txt | 6812 OGNDAL 400.00 | 0.1136 | 1378.354 | 2245 | 866.646
results89.txt | 6814 VERDAL400 400.00 | 0.1061 | 1378.354 | 2245 | 866.646
results89.txt | 6813 VERDAL300 400.00 | 0.1061 | 1378.354 | 2245 | 866.646
results89.txt | 6863 HOFSTAD 400.00 | 0.1117 | 1378.354 | 2245 | 866.646
results89.txt | 6936 NEDRERÖS400 400.00 | 0.1869 | 1378.354 | 2245 | 866.646
results89.txt | 6935 NEDRERÖS300 400.00 | 0.1868 | 1378.354 | 2245 | 866.646
results89.txt | 6934 NEDRERÖS220 220.00 | 0.1558 | 1378.354 | 2245 | 866.646
results89.txt | 6937 MARKA 400.00 | 0.1800 | 1378.354 | 2245 | 866.646
results89.txt | 6938 NAMSOS 400.00 | 0.1317 | 1378.354 | 2245 | 866.646
results89.txt | 6939 KOLSVIK 400.00 | 0.1606 | 1378.354 | 2245 | 866.646
results89.txt | 6940 NAMSKOGEN 400.00 | 0.1609 | 1378.354 | 2245 | 866.646
results89.txt | 6942 TUNNSJO400 400.00 | 0.1514 | 1378.354 | 2245 | 866.646
results89.txt | 6941 TUNNSJO300 400.00 | 0.1514 | 1378.354 | 2245 | 866.646
results89.txt | 6944 RANA 400.00 | 0.1967 | 1378.354 | 2245 | 866.646
results89.txt | 6945 GEJMÅN 220.00 | 0.1079 | 1378.354 | 2245 | 866.646
results89.txt | 6996 OFOTEN 400.00 | -0.2036 | 1378.354 | 2245 | 866.646
results89.txt | 6997 NARVIK 400.00 | -0.2045 | 1378.354 | 2245 | 866.646
results89.txt | 7000 VITAS 400.00 | -0.1390 | 1378.354 | 2245 | 866.646
results89.txt | 7006 SVARTISEN 400.00 | 0.2181 | 1378.354 | 2245 | 866.646
results89.txt | 7007 KOBBELV 400.00 | -0.2318 | 1378.354 | 2245 | 866.646
results89.txt | 7008 SALTEN 400.00 | -0.2433 | 1378.354 | 2245 | 866.646
results89.txt | 7017 HAMMERFEST 400.00 | -0.2107 | 1378.354 | 2245 | 866.646
results89.txt | 7019 BALSFJORD 400.00 | -0.2066 | 1378.354 | 2245 | 866.646
results89.txt | 7020 BARDUFOSS 400.00 | -0.2061 | 1378.354 | 2245 | 866.646
results89.txt | 7062 RITSEM 400.00 | -0.1542 | 1378.354 | 2245 | 866.646
results89.txt | 7799 JOINT 220.00 | 0.1080 | 1378.354 | 2245 | 866.646
results89.txt | 9001 SEIDAFJELL 400.00 | -0.2102 | 1378.354 | 2245 | 866.646
results89.txt | 9002 LEBSESBY 400.00 | -0.2103 | 1378.354 | 2245 | 866.646
results89.txt | 9003 HAMMERF 400.00 | -0.2107 | 1378.354 | 2245 | 866.646
results89.txt | 9004 ALTA 400.00 | -0.2092 | 1378.354 | 2245 | 866.646
results89.txt | 9005 BERGHEIM 400.00 | -0.2079 | 1378.354 | 2245 | 866.646
results89.txt | 9006 TROFORS 400.00 | 0.1720 | 1378.354 | 2245 | 866.646
results90.txt | PTI INTERACTIVE POWER SYSTEM SIMULATOR--PSS(R)E MON, MAY 29 2023 | 16:32 | 1376.5128 | 2245 | 868.4871
results90.txt | SENSITIVITY FACTORS ARE CALCULATED WITH AC | NETWORK | 1376.5128 | 2245 | 868.4871
results90.txt | SUBSYSTEM 'RESERV' IS USED FOR OPPOSING SYSTEM FOR MW POWER | DISPATCH | 1376.5128 | 2245 | 868.4871
results90.txt | SENSITIVITY FACTORS OF BRANCH FLOW (MVA) ON 7006 SVARTISEN 400.00 TO 7008 SALTEN 400.00 5 MORE THAN | 0.10000 | 1376.5128 | 2245 | 868.4871
results90.txt | <--------- BUS NAME --------> | MW-SENS | 1376.5128 | 2245 | 868.4871
results90.txt | 6812 OGNDAL 400.00 | 0.1126 | 1376.5128 | 2245 | 868.4871
results90.txt | 6814 VERDAL400 400.00 | 0.1051 | 1376.5128 | 2245 | 868.4871
results90.txt | 6813 VERDAL300 400.00 | 0.1051 | 1376.5128 | 2245 | 868.4871
results90.txt | 6863 HOFSTAD 400.00 | 0.1107 | 1376.5128 | 2245 | 868.4871
results90.txt | 6936 NEDRERÖS400 400.00 | 0.1853 | 1376.5128 | 2245 | 868.4871
results90.txt | 6935 NEDRERÖS300 400.00 | 0.1852 | 1376.5128 | 2245 | 868.4871
results90.txt | 6934 NEDRERÖS220 220.00 | 0.1545 | 1376.5128 | 2245 | 868.4871
results90.txt | 6937 MARKA 400.00 | 0.1784 | 1376.5128 | 2245 | 868.4871
results90.txt | 6938 NAMSOS 400.00 | 0.1305 | 1376.5128 | 2245 | 868.4871
results90.txt | 6939 KOLSVIK 400.00 | 0.1592 | 1376.5128 | 2245 | 868.4871
results90.txt | 6940 NAMSKOGEN 400.00 | 0.1595 | 1376.5128 | 2245 | 868.4871
results90.txt | 6942 TUNNSJO400 400.00 | 0.1501 | 1376.5128 | 2245 | 868.4871
results90.txt | 6941 TUNNSJO300 400.00 | 0.1501 | 1376.5128 | 2245 | 868.4871
results90.txt | 6944 RANA 400.00 | 0.1950 | 1376.5128 | 2245 | 868.4871
results90.txt | 6945 GEJMÅN 220.00 | 0.1070 | 1376.5128 | 2245 | 868.4871
results90.txt | 6996 OFOTEN 400.00 | -0.2018 | 1376.5128 | 2245 | 868.4871
results90.txt | 6997 NARVIK 400.00 | -0.2027 | 1376.5128 | 2245 | 868.4871
results90.txt | 7000 VITAS 400.00 | -0.1378 | 1376.5128 | 2245 | 868.4871
results90.txt | 7006 SVARTISEN 400.00 | 0.2162 | 1376.5128 | 2245 | 868.4871
results90.txt | 7007 KOBBELV 400.00 | -0.2298 | 1376.5128 | 2245 | 868.4871
results90.txt | 7008 SALTEN 400.00 | -0.2411 | 1376.5128 | 2245 | 868.4871
results90.txt | 7017 HAMMERFEST 400.00 | -0.2088 | 1376.5128 | 2245 | 868.4871
results90.txt | 7019 BALSFJORD 400.00 | -0.2048 | 1376.5128 | 2245 | 868.4871
results90.txt | 7020 BARDUFOSS 400.00 | -0.2043 | 1376.5128 | 2245 | 868.4871
results90.txt | 7062 RITSEM 400.00 | -0.1528 | 1376.5128 | 2245 | 868.4871
results90.txt | 7799 JOINT 220.00 | 0.1071 | 1376.5128 | 2245 | 868.4871
results90.txt | 9001 SEIDAFJELL 400.00 | -0.2084 | 1376.5128 | 2245 | 868.4871
results90.txt | 9002 LEBSESBY 400.00 | -0.2085 | 1376.5128 | 2245 | 868.4871
results90.txt | 9003 HAMMERF 400.00 | -0.2088 | 1376.5128 | 2245 | 868.4871
results90.txt | 9004 ALTA 400.00 | -0.2074 | 1376.5128 | 2245 | 868.4871
results90.txt | 9005 BERGHEIM 400.00 | -0.2061 | 1376.5128 | 2245 | 868.4871
results90.txt | 9006 TROFORS 400.00 | 0.1705 | 1376.5128 | 2245 | 868.4871
results91.txt | PTI INTERACTIVE POWER SYSTEM SIMULATOR--PSS(R)E MON, MAY 29 2023 | 16:32 | 702.4445 | 1571.5 | 869.0555
results91.txt | SENSITIVITY FACTORS ARE CALCULATED WITH AC | NETWORK | 702.4445 | 1571.5 | 869.0555
results91.txt | SUBSYSTEM 'RESERV' IS USED FOR OPPOSING SYSTEM FOR MW POWER | DISPATCH | 702.4445 | 1571.5 | 869.0555
results91.txt | SENSITIVITY FACTORS OF BRANCH FLOW (MVA) ON 6673 USTA400 400.00 TO 6719 ÅDAL 400.00 5 MORE THAN | 0.10000 | 702.4445 | 1571.5 | 869.0555
results91.txt | <--------- BUS NAME --------> | MW-SENS | 702.4445 | 1571.5 | 869.0555
results91.txt | 6663 AURLAND400 400.00 | 0.1071 | 702.4445 | 1571.5 | 869.0555
results91.txt | 6662 AURLAND200 400.00 | 0.1070 | 702.4445 | 1571.5 | 869.0555
results91.txt | 6664 AURLAND2 400.00 | 0.1070 | 702.4445 | 1571.5 | 869.0555
results91.txt | 6665 AURLAND3 400.00 | 0.1147 | 702.4445 | 1571.5 | 869.0555
results91.txt | 6669 HOL1 400.00 | 0.1387 | 702.4445 | 1571.5 | 869.0555
results91.txt | 6670 HOL3 400.00 | 0.1488 | 702.4445 | 1571.5 | 869.0555
results91.txt | 6673 USTA400 400.00 | 0.1491 | 702.4445 | 1571.5 | 869.0555
results91.txt | 6672 USTA300 400.00 | 0.1491 | 702.4445 | 1571.5 | 869.0555
results91.txt | 6719 ÅDAL 400.00 | -0.1533 | 702.4445 | 1571.5 | 869.0555
results91.txt | 6731 RINGERIKE 400.00 | -0.1021 | 702.4445 | 1571.5 | 869.0555
results92.txt | PTI INTERACTIVE POWER SYSTEM SIMULATOR--PSS(R)E MON, MAY 29 2023 | 16:32 | 701.9093 | 1571.5 | 869.5907
results92.txt | SENSITIVITY FACTORS ARE CALCULATED WITH AC | NETWORK | 701.9093 | 1571.5 | 869.5907
results92.txt | SUBSYSTEM 'RESERV' IS USED FOR OPPOSING SYSTEM FOR MW POWER | DISPATCH | 701.9093 | 1571.5 | 869.5907
results92.txt | SENSITIVITY FACTORS OF BRANCH FLOW (MVA) ON 6839 KILFORSEN 400.00 TO 9412 FALLVIKEN 400.00 6 MORE THAN | 0.10000 | 701.9093 | 1571.5 | 869.5907
results92.txt | <--------- BUS NAME --------> | MW-SENS | 701.9093 | 1571.5 | 869.5907
results92.txt | 6580 SODERALA 220.00 | -0.1352 | 701.9093 | 1571.5 | 869.5907
results92.txt | 6581 ANGSBERG 400.00 | -0.1152 | 701.9093 | 1571.5 | 869.5907
results92.txt | 6583 STACKBO400 400.00 | -0.1163 | 701.9093 | 1571.5 | 869.5907
results92.txt | 6582 STACKBO220 220.00 | -0.1289 | 701.9093 | 1571.5 | 869.5907
results92.txt | 6584 VALBO 220.00 | -0.1324 | 701.9093 | 1571.5 | 869.5907
results92.txt | 6585 FINNBOLEHVDC400.00 | -0.1180 | 701.9093 | 1571.5 | 869.5907
results92.txt | 6586 FINNBOLEHVDC400.00 | -0.1191 | 701.9093 | 1571.5 | 869.5907
results92.txt | 6588 UNTRA 220.00 | -0.1414 | 701.9093 | 1571.5 | 869.5907
results92.txt | 6589 DANNEBO 400.00 | -0.1187 | 701.9093 | 1571.5 | 869.5907
results92.txt | 6591 FORSMARK 400.00 | -0.1183 | 701.9093 | 1571.5 | 869.5907
results92.txt | 6592 STARFORS 220.00 | -0.1669 | 701.9093 | 1571.5 | 869.5907
results92.txt | 6594 HAMRA400 400.00 | -0.1348 | 701.9093 | 1571.5 | 869.5907
results92.txt | 6593 HAMRA220 220.00 | -0.1297 | 701.9093 | 1571.5 | 869.5907
results92.txt | 6595 BREDAKER 220.00 | -0.1350 | 701.9093 | 1571.5 | 869.5907
results92.txt | 6597 TUNA400 400.00 | -0.1227 | 701.9093 | 1571.5 | 869.5907
results92.txt | 6596 TUNA220 220.00 | -0.1312 | 701.9093 | 1571.5 | 869.5907
results92.txt | 6598 BOLANDERNA 220.00 | -0.1339 | 701.9093 | 1571.5 | 869.5907
results92.txt | 6599 PLENNINGE 220.00 | -0.1336 | 701.9093 | 1571.5 | 869.5907
results92.txt | 6600 AKER 400.00 | -0.1170 | 701.9093 | 1571.5 | 869.5907
results92.txt | 6602 KOLBOTTEN400400.00 | -0.1244 | 701.9093 | 1571.5 | 869.5907
results92.txt | 6601 KOLBOTTEN220220.00 | -0.1261 | 701.9093 | 1571.5 | 869.5907
results92.txt | 6603 ODENSALA 400.00 | -0.1219 | 701.9093 | 1571.5 | 869.5907
results92.txt | 6605 STOCKHOLM400400.00 | -0.1225 | 701.9093 | 1571.5 | 869.5907
results92.txt | 6604 STOCKHOLM220220.00 | -0.1263 | 701.9093 | 1571.5 | 869.5907
results92.txt | 6606 HALL 400.00 | -0.1226 | 701.9093 | 1571.5 | 869.5907
results92.txt | 6608 EKUDDEN400 400.00 | -0.1228 | 701.9093 | 1571.5 | 869.5907
results92.txt | 6607 EKUDDEN220 220.00 | -0.1258 | 701.9093 | 1571.5 | 869.5907
results92.txt | 6609 SOLBERGA 220.00 | -0.1258 | 701.9093 | 1571.5 | 869.5907
results92.txt | 6610 GRASKA 220.00 | -0.1327 | 701.9093 | 1571.5 | 869.5907
results92.txt | 6611 HALLSTAVIK 220.00 | -0.1327 | 701.9093 | 1571.5 | 869.5907
results92.txt | 6613 MALSTA 220.00 | -0.1333 | 701.9093 | 1571.5 | 869.5907
results92.txt | 6614 VALLENTUNA 220.00 | -0.1273 | 701.9093 | 1571.5 | 869.5907
results92.txt | 6633 DÖNJE 220.00 | -0.1373 | 701.9093 | 1571.5 | 869.5907
results92.txt | 6634 OCKELBO 220.00 | -0.1646 | 701.9093 | 1571.5 | 869.5907
results92.txt | 6635 HOFORS 220.00 | -0.1878 | 701.9093 | 1571.5 | 869.5907
results92.txt | 6636 HORNDAL 220.00 | -0.1632 | 701.9093 | 1571.5 | 869.5907
results92.txt | 6643 FINNSLATTEN 220.00 | -0.1206 | 701.9093 | 1571.5 | 869.5907
results92.txt | 6644 HIMMETA 220.00 | -0.1071 | 701.9093 | 1571.5 | 869.5907
results92.txt | 6645 AROSVERKET 220.00 | -0.1072 | 701.9093 | 1571.5 | 869.5907
results92.txt | 6646 HEDENLUNDA 400.00 | -0.1034 | 701.9093 | 1571.5 | 869.5907
results92.txt | 6854 LJUSDAL 220.00 | -0.1400 | 701.9093 | 1571.5 | 869.5907
results92.txt | 8861 JOINT 400.00 | -0.1262 | 701.9093 | 1571.5 | 869.5907
results92.txt | 8845 JOINT 220.00 | -0.1102 | 701.9093 | 1571.5 | 869.5907
results92.txt | 1051 SUBSTATION 400.00 | -0.1183 | 701.9093 | 1571.5 | 869.5907
results92.txt | 9405 GRÖNVIKEN 400.00 | -0.1142 | 701.9093 | 1571.5 | 869.5907
results92.txt | 9410 HORNDAL 400.00 | -0.1878 | 701.9093 | 1571.5 | 869.5907
results92.txt | 9411 MUNGA 400.00 | -0.1468 | 701.9093 | 1571.5 | 869.5907
results92.txt | 9412 FALLVIKEN 400.00 | -0.2148 | 701.9093 | 1571.5 | 869.5907
results93.txt | PTI INTERACTIVE POWER SYSTEM SIMULATOR--PSS(R)E MON, MAY 29 2023 | 16:32 | 701.9093 | 1571.5 | 869.5907
results93.txt | SENSITIVITY FACTORS ARE CALCULATED WITH AC | NETWORK | 701.9093 | 1571.5 | 869.5907
results93.txt | SUBSYSTEM 'RESERV' IS USED FOR OPPOSING SYSTEM FOR MW POWER | DISPATCH | 701.9093 | 1571.5 | 869.5907
results93.txt | SENSITIVITY FACTORS OF BRANCH FLOW (MVA) ON 6839 KILFORSEN 400.00 TO 9412 FALLVIKEN 400.00 8 MORE THAN | 0.10000 | 701.9093 | 1571.5 | 869.5907
results93.txt | <--------- BUS NAME --------> | MW-SENS | 701.9093 | 1571.5 | 869.5907
results93.txt | 6580 SODERALA 220.00 | -0.1352 | 701.9093 | 1571.5 | 869.5907
results93.txt | 6581 ANGSBERG 400.00 | -0.1152 | 701.9093 | 1571.5 | 869.5907
results93.txt | 6583 STACKBO400 400.00 | -0.1163 | 701.9093 | 1571.5 | 869.5907
results93.txt | 6582 STACKBO220 220.00 | -0.1289 | 701.9093 | 1571.5 | 869.5907
results93.txt | 6584 VALBO 220.00 | -0.1324 | 701.9093 | 1571.5 | 869.5907
results93.txt | 6585 FINNBOLEHVDC400.00 | -0.1180 | 701.9093 | 1571.5 | 869.5907
results93.txt | 6586 FINNBOLEHVDC400.00 | -0.1191 | 701.9093 | 1571.5 | 869.5907
results93.txt | 6588 UNTRA 220.00 | -0.1414 | 701.9093 | 1571.5 | 869.5907
results93.txt | 6589 DANNEBO 400.00 | -0.1187 | 701.9093 | 1571.5 | 869.5907
results93.txt | 6591 FORSMARK 400.00 | -0.1183 | 701.9093 | 1571.5 | 869.5907
results93.txt | 6592 STARFORS 220.00 | -0.1669 | 701.9093 | 1571.5 | 869.5907
results93.txt | 6594 HAMRA400 400.00 | -0.1348 | 701.9093 | 1571.5 | 869.5907
results93.txt | 6593 HAMRA220 220.00 | -0.1297 | 701.9093 | 1571.5 | 869.5907
results93.txt | 6595 BREDAKER 220.00 | -0.1350 | 701.9093 | 1571.5 | 869.5907
results93.txt | 6597 TUNA400 400.00 | -0.1227 | 701.9093 | 1571.5 | 869.5907
results93.txt | 6596 TUNA220 220.00 | -0.1312 | 701.9093 | 1571.5 | 869.5907
results93.txt | 6598 BOLANDERNA 220.00 | -0.1339 | 701.9093 | 1571.5 | 869.5907
results93.txt | 6599 PLENNINGE 220.00 | -0.1336 | 701.9093 | 1571.5 | 869.5907
results93.txt | 6600 AKER 400.00 | -0.1170 | 701.9093 | 1571.5 | 869.5907
results93.txt | 6602 KOLBOTTEN400400.00 | -0.1244 | 701.9093 | 1571.5 | 869.5907
results93.txt | 6601 KOLBOTTEN220220.00 | -0.1261 | 701.9093 | 1571.5 | 869.5907
results93.txt | 6603 ODENSALA 400.00 | -0.1219 | 701.9093 | 1571.5 | 869.5907
results93.txt | 6605 STOCKHOLM400400.00 | -0.1225 | 701.9093 | 1571.5 | 869.5907
results93.txt | 6604 STOCKHOLM220220.00 | -0.1263 | 701.9093 | 1571.5 | 869.5907
results93.txt | 6606 HALL 400.00 | -0.1226 | 701.9093 | 1571.5 | 869.5907
results93.txt | 6608 EKUDDEN400 400.00 | -0.1228 | 701.9093 | 1571.5 | 869.5907
results93.txt | 6607 EKUDDEN220 220.00 | -0.1258 | 701.9093 | 1571.5 | 869.5907
results93.txt | 6609 SOLBERGA 220.00 | -0.1258 | 701.9093 | 1571.5 | 869.5907
results93.txt | 6610 GRASKA 220.00 | -0.1327 | 701.9093 | 1571.5 | 869.5907
results93.txt | 6611 HALLSTAVIK 220.00 | -0.1327 | 701.9093 | 1571.5 | 869.5907
results93.txt | 6613 MALSTA 220.00 | -0.1333 | 701.9093 | 1571.5 | 869.5907
results93.txt | 6614 VALLENTUNA 220.00 | -0.1273 | 701.9093 | 1571.5 | 869.5907
results93.txt | 6633 DÖNJE 220.00 | -0.1373 | 701.9093 | 1571.5 | 869.5907
results93.txt | 6634 OCKELBO 220.00 | -0.1646 | 701.9093 | 1571.5 | 869.5907
results93.txt | 6635 HOFORS 220.00 | -0.1878 | 701.9093 | 1571.5 | 869.5907
results93.txt | 6636 HORNDAL 220.00 | -0.1632 | 701.9093 | 1571.5 | 869.5907
results93.txt | 6643 FINNSLATTEN 220.00 | -0.1206 | 701.9093 | 1571.5 | 869.5907
results93.txt | 6644 HIMMETA 220.00 | -0.1071 | 701.9093 | 1571.5 | 869.5907
results93.txt | 6645 AROSVERKET 220.00 | -0.1072 | 701.9093 | 1571.5 | 869.5907
results93.txt | 6646 HEDENLUNDA 400.00 | -0.1034 | 701.9093 | 1571.5 | 869.5907
results93.txt | 6854 LJUSDAL 220.00 | -0.1400 | 701.9093 | 1571.5 | 869.5907
results93.txt | 8861 JOINT 400.00 | -0.1262 | 701.9093 | 1571.5 | 869.5907
results93.txt | 8845 JOINT 220.00 | -0.1102 | 701.9093 | 1571.5 | 869.5907
results93.txt | 1051 SUBSTATION 400.00 | -0.1183 | 701.9093 | 1571.5 | 869.5907
results93.txt | 9405 GRÖNVIKEN 400.00 | -0.1142 | 701.9093 | 1571.5 | 869.5907
results93.txt | 9410 HORNDAL 400.00 | -0.1878 | 701.9093 | 1571.5 | 869.5907
results93.txt | 9411 MUNGA 400.00 | -0.1468 | 701.9093 | 1571.5 | 869.5907
results93.txt | 9412 FALLVIKEN 400.00 | -0.2148 | 701.9093 | 1571.5 | 869.5907
results94.txt | PTI INTERACTIVE POWER SYSTEM SIMULATOR--PSS(R)E MON, MAY 29 2023 | 16:32 | 697.012 | 1571.5 | 874.488
results94.txt | SENSITIVITY FACTORS ARE CALCULATED WITH AC | NETWORK | 697.012 | 1571.5 | 874.488
results94.txt | SUBSYSTEM 'RESERV' IS USED FOR OPPOSING SYSTEM FOR MW POWER | DISPATCH | 697.012 | 1571.5 | 874.488
results94.txt | SENSITIVITY FACTORS OF BRANCH FLOW (MVA) ON 6714 HEMSIL2 400.00 TO 6735 OSLO300 400.00 4 MORE THAN | 0.10000 | 697.012 | 1571.5 | 874.488
results94.txt | <--------- BUS NAME --------> | MW-SENS | 697.012 | 1571.5 | 874.488
results94.txt | 6667 BORGUND 301.00 | 0.2415 | 697.012 | 1571.5 | 874.488
results94.txt | 6670 HOL3 400.00 | 0.1028 | 697.012 | 1571.5 | 874.488
results94.txt | 6671 HEMSIL1 301.00 | 0.2423 | 697.012 | 1571.5 | 874.488
results94.txt | 6673 USTA400 400.00 | 0.1030 | 697.012 | 1571.5 | 874.488
results94.txt | 6672 USTA300 400.00 | 0.1030 | 697.012 | 1571.5 | 874.488
results94.txt | 6714 HEMSIL2 400.00 | 0.2444 | 697.012 | 1571.5 | 874.488
results94.txt | 6715 NESBYEN 400.00 | 0.2033 | 697.012 | 1571.5 | 874.488
results94.txt | 9015 HEMSIL300 301.00 | 0.2444 | 697.012 | 1571.5 | 874.488
results95.txt | PTI INTERACTIVE POWER SYSTEM SIMULATOR--PSS(R)E MON, MAY 29 2023 | 16:32 | -686.1655 | 1571.5 | 885.3344
results95.txt | SENSITIVITY FACTORS ARE CALCULATED WITH AC | NETWORK | -686.1655 | 1571.5 | 885.3344
results95.txt | SUBSYSTEM 'RESERV' IS USED FOR OPPOSING SYSTEM FOR MW POWER | DISPATCH | -686.1655 | 1571.5 | 885.3344
results95.txt | SENSITIVITY FACTORS OF BRANCH FLOW (MVA) ON 6602 KOLBOTTEN400400.00 TO 8861 JOINT 400.00 2 MORE THAN | 0.10000 | -686.1655 | 1571.5 | 885.3344
results95.txt | <--------- BUS NAME --------> | MW-SENS | -686.1655 | 1571.5 | 885.3344
results95.txt | 6341 KOLSTAD 400.00 | -0.1296 | -686.1655 | 1571.5 | 885.3344
results95.txt | 6345 GLAN 400.00 | -0.1719 | -686.1655 | 1571.5 | 885.3344
results95.txt | 6346 KIMSTAD 400.00 | -0.1400 | -686.1655 | 1571.5 | 885.3344
results95.txt | 6348 OSKARSHAMN 400.00 | -0.1297 | -686.1655 | 1571.5 | 885.3344
results95.txt | 6349 ALVESTA 400.00 | -0.1081 | -686.1655 | 1571.5 | 885.3344
results95.txt | 6350 HEMSJO 400.00 | -0.1131 | -686.1655 | 1571.5 | 885.3344
results95.txt | 6351 KARLSHAMN 400.00 | -0.1131 | -686.1655 | 1571.5 | 885.3344
results95.txt | 6354 NYBRO 400.00 | -0.1199 | -686.1655 | 1571.5 | 885.3344
results95.txt | 6593 HAMRA220 220.00 | -0.1174 | -686.1655 | 1571.5 | 885.3344
results95.txt | 6598 BOLANDERNA 220.00 | -0.1450 | -686.1655 | 1571.5 | 885.3344
results95.txt | 6599 PLENNINGE 220.00 | -0.1446 | -686.1655 | 1571.5 | 885.3344
results95.txt | 6602 KOLBOTTEN400400.00 | -0.6337 | -686.1655 | 1571.5 | 885.3344
results95.txt | 6601 KOLBOTTEN220220.00 | -0.3330 | -686.1655 | 1571.5 | 885.3344
results95.txt | 6604 STOCKHOLM220220.00 | -0.2593 | -686.1655 | 1571.5 | 885.3344
results95.txt | 6606 HALL 400.00 | -0.5830 | -686.1655 | 1571.5 | 885.3344
results95.txt | 6608 EKUDDEN400 400.00 | -0.5630 | -686.1655 | 1571.5 | 885.3344
results95.txt | 6607 EKUDDEN220 220.00 | -0.2918 | -686.1655 | 1571.5 | 885.3344
results95.txt | 6609 SOLBERGA 220.00 | -0.2919 | -686.1655 | 1571.5 | 885.3344
results95.txt | 6614 VALLENTUNA 220.00 | -0.2612 | -686.1655 | 1571.5 | 885.3344
results95.txt | 6646 HEDENLUNDA 400.00 | -0.2162 | -686.1655 | 1571.5 | 885.3344
results95.txt | 8861 JOINT 400.00 | 0.2166 | -686.1655 | 1571.5 | 885.3344
results95.txt | 9401 HAGESKRUV 400.00 | -0.1188 | -686.1655 | 1571.5 | 885.3344
results96.txt | PTI INTERACTIVE POWER SYSTEM SIMULATOR--PSS(R)E MON, MAY 29 2023 | 16:32 | -1358.5513 | 2245 | 886.4487
results96.txt | SENSITIVITY FACTORS ARE CALCULATED WITH AC | NETWORK | -1358.5513 | 2245 | 886.4487
results96.txt | SUBSYSTEM 'RESERV' IS USED FOR OPPOSING SYSTEM FOR MW POWER | DISPATCH | -1358.5513 | 2245 | 886.4487
results96.txt | SENSITIVITY FACTORS OF BRANCH FLOW (MVA) ON 6907 DJUPTJÄRN 400.00 TO 6910 SUBSTATION 400.00 2 MORE THAN | 0.10000 | -1358.5513 | 2245 | 886.4487
results96.txt | <--------- BUS NAME --------> | MW-SENS | -1358.5513 | 2245 | 886.4487
results96.txt | 6571 VISULAHTI 400.00 | 0.3815 | -1358.5513 | 2245 | 886.4487
results96.txt | 6545 HUITTINEN 400.00 | 0.3645 | -1358.5513 | 2245 | 886.4487
results96.txt | 6572 KYMI 400.00 | 0.3732 | -1358.5513 | 2245 | 886.4487
results96.txt | 6546 SALO 400.00 | 0.3663 | -1358.5513 | 2245 | 886.4487
results96.txt | 6547 FORSSA 400.00 | 0.3664 | -1358.5513 | 2245 | 886.4487
results96.txt | 6548 KANGASALA 400.00 | 0.3706 | -1358.5513 | 2245 | 886.4487
results96.txt | 6549 LAVIANVOURI 400.00 | 0.3713 | -1358.5513 | 2245 | 886.4487
results96.txt | 6550 KOPULA 400.00 | 0.3724 | -1358.5513 | 2245 | 886.4487
results96.txt | 6551 HIKIÄ 400.00 | 0.3715 | -1358.5513 | 2245 | 886.4487
results96.txt | 6552 TAMMISTO 400.00 | 0.3690 | -1358.5513 | 2245 | 886.4487
results96.txt | 6553 NURMIJÄRVI 400.00 | 0.3715 | -1358.5513 | 2245 | 886.4487
results96.txt | 6554 LÄNSISALMI 400.00 | 0.3692 | -1358.5513 | 2245 | 886.4487
results96.txt | 6555 INKOO 400.00 | 0.3687 | -1358.5513 | 2245 | 886.4487
results96.txt | 6556 ESPOO 400.00 | 0.3696 | -1358.5513 | 2245 | 886.4487
results96.txt | 6567 ANTTILA 400.00 | 0.3708 | -1358.5513 | 2245 | 886.4487
results96.txt | 6569 KORIA 400.00 | 0.3738 | -1358.5513 | 2245 | 886.4487
results96.txt | 6570 LOVIISA 400.00 | 0.3676 | -1358.5513 | 2245 | 886.4487
results96.txt | 6573 YLLIKKÄLÄ 400.00 | 0.3795 | -1358.5513 | 2245 | 886.4487
results96.txt | 6615 TAHKOLUOTO 400.00 | 0.3599 | -1358.5513 | 2245 | 886.4487
results96.txt | 6617 OLKILUOTO 400.00 | 0.3585 | -1358.5513 | 2245 | 886.4487
results96.txt | 6618 RAUMA 400.00 | 0.3580 | -1358.5513 | 2245 | 886.4487
results96.txt | 6619 ULVILA 400.00 | 0.3626 | -1358.5513 | 2245 | 886.4487
results96.txt | 6621 LIETO 400.00 | 0.3643 | -1358.5513 | 2245 | 886.4487
results96.txt | 6778 HIRVISUO 400.00 | 0.3752 | -1358.5513 | 2245 | 886.4487
results96.txt | 6779 UUSNIVALA 400.00 | 0.3861 | -1358.5513 | 2245 | 886.4487
results96.txt | 6780 ALAJÄRVI 400.00 | 0.3787 | -1358.5513 | 2245 | 886.4487
results96.txt | 6781 SEINÄJOKI 400.00 | 0.3723 | -1358.5513 | 2245 | 886.4487
results96.txt | 6783 PETÄJÄV400 400.00 | 0.3756 | -1358.5513 | 2245 | 886.4487
results96.txt | 6782 PETÄJÄV220 220.00 | 0.3756 | -1358.5513 | 2245 | 886.4487
results96.txt | 6784 JÄMSÄ 220.00 | 0.3786 | -1358.5513 | 2245 | 886.4487
results96.txt | 6785 TOIVILA 400.00 | 0.3733 | -1358.5513 | 2245 | 886.4487
results96.txt | 6786 HAAPAVESI 220.00 | 0.3680 | -1358.5513 | 2245 | 886.4487
results96.txt | 6787 VUOLIJOKI 400.00 | 0.3812 | -1358.5513 | 2245 | 886.4487
results96.txt | 6788 ALAPITKÄ 400.00 | 0.3824 | -1358.5513 | 2245 | 886.4487
results96.txt | 6789 VIHTAVUORI 400.00 | 0.3797 | -1358.5513 | 2245 | 886.4487
results96.txt | 6790 HUUTOKOSKI 400.00 | 0.3827 | -1358.5513 | 2245 | 886.4487
results96.txt | 6810 TUOVILA 400.00 | 0.3695 | -1358.5513 | 2245 | 886.4487
results96.txt | 6811 KRSITINESTAD400.00 | 0.3654 | -1358.5513 | 2245 | 886.4487
results96.txt | 6903 SEITENOIKEA 220.00 | 0.3577 | -1358.5513 | 2245 | 886.4487
results96.txt | 6907 DJUPTJÄRN 400.00 | -0.2801 | -1358.5513 | 2245 | 886.4487
results96.txt | 6908 KEMINMAA 220.00 | 0.3883 | -1358.5513 | 2245 | 886.4487
results96.txt | 6909 ISOHAARA 400.00 | 0.5102 | -1358.5513 | 2245 | 886.4487
results96.txt | 6910 SUBSTATION 400.00 | 0.5104 | -1358.5513 | 2245 | 886.4487
results96.txt | 6911 JYLKKÄ 400.00 | 0.3790 | -1358.5513 | 2245 | 886.4487
results96.txt | 6912 VALAJASKO 220.00 | 0.3924 | -1358.5513 | 2245 | 886.4487
results96.txt | 6913 VANTTAUSKOSK220.00 | 0.3904 | -1358.5513 | 2245 | 886.4487
results96.txt | 6915 PIRITTIK400 400.00 | 0.3907 | -1358.5513 | 2245 | 886.4487
results96.txt | 6914 PIRITTK220 220.00 | 0.3912 | -1358.5513 | 2245 | 886.4487
results96.txt | 6916 SEITAKORVA 220.00 | 0.3892 | -1358.5513 | 2245 | 886.4487
results96.txt | 6917 ISOKANGAS 400.00 | 0.3805 | -1358.5513 | 2245 | 886.4487
results96.txt | 6918 PIKKARALA 400.00 | 0.3872 | -1358.5513 | 2245 | 886.4487
results96.txt | 6920 PYHÄNSEL400 400.00 | 0.3776 | -1358.5513 | 2245 | 886.4487
results96.txt | 6919 PYHÄNSEL220 220.00 | 0.3776 | -1358.5513 | 2245 | 886.4487
results96.txt | 6921 PYHÄKOSI 220.00 | 0.3706 | -1358.5513 | 2245 | 886.4487
results96.txt | 6922 UTANEN 220.00 | 0.3671 | -1358.5513 | 2245 | 886.4487
results96.txt | 6923 NUOJA 220.00 | 0.3633 | -1358.5513 | 2245 | 886.4487
results96.txt | 6931 SVARTBYN 400.00 | -0.1040 | -1358.5513 | 2245 | 886.4487
results96.txt | 6990 ISONIEMI 220.00 | 0.4146 | -1358.5513 | 2245 | 886.4487
results96.txt | 6992 IVALO 220.00 | 0.4427 | -1358.5513 | 2245 | 886.4487
results96.txt | 6993 KUOLAJÄRVI 220.00 | 0.4181 | -1358.5513 | 2245 | 886.4487
results96.txt | 6994 VAJUKOSKI 220.00 | 0.4192 | -1358.5513 | 2245 | 886.4487
results96.txt | 6995 KOKKOSNIVA 220.00 | 0.4130 | -1358.5513 | 2245 | 886.4487
results96.txt | 7010 VARANGERBOT 220.00 | 0.4641 | -1358.5513 | 2245 | 886.4487
results96.txt | 7018 UTSJOKI 220.00 | 0.4600 | -1358.5513 | 2245 | 886.4487
results96.txt | 7054 OSSAUSKOSKI 220.00 | 0.3891 | -1358.5513 | 2245 | 886.4487
results96.txt | 7056 PETÄJÄSKO 400.00 | 0.3920 | -1358.5513 | 2245 | 886.4487
results96.txt | 7055 PETÄJÄSKO 220.00 | 0.3915 | -1358.5513 | 2245 | 886.4487
results96.txt | 8579 JOINT 220.00 | 0.3673 | -1358.5513 | 2245 | 886.4487
results96.txt | 7140 JOINT 220.00 | 0.4597 | -1358.5513 | 2245 | 886.4487
results96.txt | 9408 HÄLLBERGET 400.00 | 0.1578 | -1358.5513 | 2245 | 886.4487
results96.txt | 9301 KEMIJÄRVI 220.00 | 0.3956 | -1358.5513 | 2245 | 886.4487
results96.txt | 9302 KEMINMAA 400.00 | 0.2235 | -1358.5513 | 2245 | 886.4487
results96.txt | 9304 LUMIJÄRVI 400.00 | 0.3787 | -1358.5513 | 2245 | 886.4487
results96.txt | 9303 MUSALA 400.00 | 0.3718 | -1358.5513 | 2245 | 886.4487
results96.txt | 9305 KÄRPPIÖN 400.00 | 0.3662 | -1358.5513 | 2245 | 886.4487
results96.txt | 9306 HONKAJOEN 400.00 | 0.3644 | -1358.5513 | 2245 | 886.4487
results96.txt | 9307 KONTIOLAHTI 400.00 | 0.3806 | -1358.5513 | 2245 | 886.4487
results96.txt | 9308 ORIMATTILAN 400.00 | 0.3717 | -1358.5513 | 2245 | 886.4487
results96.txt | 9309 NAANTALINSAL400.00 | 0.3643 | -1358.5513 | 2245 | 886.4487
results97.txt | PTI INTERACTIVE POWER SYSTEM SIMULATOR--PSS(R)E MON, MAY 29 2023 | 16:32 | -1353.4417 | 2245 | 891.5582
results97.txt | SENSITIVITY FACTORS ARE CALCULATED WITH AC | NETWORK | -1353.4417 | 2245 | 891.5582
results97.txt | SUBSYSTEM 'RESERV' IS USED FOR OPPOSING SYSTEM FOR MW POWER | DISPATCH | -1353.4417 | 2245 | 891.5582
results97.txt | SENSITIVITY FACTORS OF BRANCH FLOW (MVA) ON 6907 DJUPTJÄRN 400.00 TO 6931 SVARTBYN 400.00 1 MORE THAN | 0.10000 | -1353.4417 | 2245 | 891.5582
results97.txt | <--------- BUS NAME --------> | MW-SENS | -1353.4417 | 2245 | 891.5582
results97.txt | 6571 VISULAHTI 400.00 | -0.3802 | -1353.4417 | 2245 | 891.5582
results97.txt | 6545 HUITTINEN 400.00 | -0.3632 | -1353.4417 | 2245 | 891.5582
results97.txt | 6572 KYMI 400.00 | -0.3720 | -1353.4417 | 2245 | 891.5582
results97.txt | 6546 SALO 400.00 | -0.3651 | -1353.4417 | 2245 | 891.5582
results97.txt | 6547 FORSSA 400.00 | -0.3652 | -1353.4417 | 2245 | 891.5582
results97.txt | 6548 KANGASALA 400.00 | -0.3693 | -1353.4417 | 2245 | 891.5582
results97.txt | 6549 LAVIANVOURI 400.00 | -0.3700 | -1353.4417 | 2245 | 891.5582
results97.txt | 6550 KOPULA 400.00 | -0.3711 | -1353.4417 | 2245 | 891.5582
results97.txt | 6551 HIKIÄ 400.00 | -0.3702 | -1353.4417 | 2245 | 891.5582
results97.txt | 6552 TAMMISTO 400.00 | -0.3677 | -1353.4417 | 2245 | 891.5582
results97.txt | 6553 NURMIJÄRVI 400.00 | -0.3703 | -1353.4417 | 2245 | 891.5582
results97.txt | 6554 LÄNSISALMI 400.00 | -0.3680 | -1353.4417 | 2245 | 891.5582
results97.txt | 6555 INKOO 400.00 | -0.3675 | -1353.4417 | 2245 | 891.5582
results97.txt | 6556 ESPOO 400.00 | -0.3684 | -1353.4417 | 2245 | 891.5582
results97.txt | 6567 ANTTILA 400.00 | -0.3695 | -1353.4417 | 2245 | 891.5582
results97.txt | 6569 KORIA 400.00 | -0.3725 | -1353.4417 | 2245 | 891.5582
results97.txt | 6570 LOVIISA 400.00 | -0.3664 | -1353.4417 | 2245 | 891.5582
results97.txt | 6573 YLLIKKÄLÄ 400.00 | -0.3782 | -1353.4417 | 2245 | 891.5582
results97.txt | 6615 TAHKOLUOTO 400.00 | -0.3587 | -1353.4417 | 2245 | 891.5582
results97.txt | 6617 OLKILUOTO 400.00 | -0.3573 | -1353.4417 | 2245 | 891.5582
results97.txt | 6618 RAUMA 400.00 | -0.3568 | -1353.4417 | 2245 | 891.5582
results97.txt | 6619 ULVILA 400.00 | -0.3614 | -1353.4417 | 2245 | 891.5582
results97.txt | 6621 LIETO 400.00 | -0.3631 | -1353.4417 | 2245 | 891.5582
results97.txt | 6778 HIRVISUO 400.00 | -0.3739 | -1353.4417 | 2245 | 891.5582
results97.txt | 6779 UUSNIVALA 400.00 | -0.3848 | -1353.4417 | 2245 | 891.5582
results97.txt | 6780 ALAJÄRVI 400.00 | -0.3774 | -1353.4417 | 2245 | 891.5582
results97.txt | 6781 SEINÄJOKI 400.00 | -0.3710 | -1353.4417 | 2245 | 891.5582
results97.txt | 6783 PETÄJÄV400 400.00 | -0.3744 | -1353.4417 | 2245 | 891.5582
results97.txt | 6782 PETÄJÄV220 220.00 | -0.3744 | -1353.4417 | 2245 | 891.5582
results97.txt | 6784 JÄMSÄ 220.00 | -0.3774 | -1353.4417 | 2245 | 891.5582
results97.txt | 6785 TOIVILA 400.00 | -0.3720 | -1353.4417 | 2245 | 891.5582
results97.txt | 6786 HAAPAVESI 220.00 | -0.3668 | -1353.4417 | 2245 | 891.5582
results97.txt | 6787 VUOLIJOKI 400.00 | -0.3799 | -1353.4417 | 2245 | 891.5582
results97.txt | 6788 ALAPITKÄ 400.00 | -0.3811 | -1353.4417 | 2245 | 891.5582
results97.txt | 6789 VIHTAVUORI 400.00 | -0.3784 | -1353.4417 | 2245 | 891.5582
results97.txt | 6790 HUUTOKOSKI 400.00 | -0.3814 | -1353.4417 | 2245 | 891.5582
results97.txt | 6810 TUOVILA 400.00 | -0.3682 | -1353.4417 | 2245 | 891.5582
results97.txt | 6811 KRSITINESTAD400.00 | -0.3641 | -1353.4417 | 2245 | 891.5582
results97.txt | 6903 SEITENOIKEA 220.00 | -0.3565 | -1353.4417 | 2245 | 891.5582
results97.txt | 6907 DJUPTJÄRN 400.00 | -0.7373 | -1353.4417 | 2245 | 891.5582
results97.txt | 6908 KEMINMAA 220.00 | -0.3870 | -1353.4417 | 2245 | 891.5582
results97.txt | 6909 ISOHAARA 400.00 | -0.5085 | -1353.4417 | 2245 | 891.5582
results97.txt | 6910 SUBSTATION 400.00 | -0.5087 | -1353.4417 | 2245 | 891.5582
results97.txt | 6911 JYLKKÄ 400.00 | -0.3777 | -1353.4417 | 2245 | 891.5582
results97.txt | 6912 VALAJASKO 220.00 | -0.3910 | -1353.4417 | 2245 | 891.5582
results97.txt | 6913 VANTTAUSKOSK220.00 | -0.3890 | -1353.4417 | 2245 | 891.5582
results97.txt | 6915 PIRITTIK400 400.00 | -0.3893 | -1353.4417 | 2245 | 891.5582
results97.txt | 6914 PIRITTK220 220.00 | -0.3898 | -1353.4417 | 2245 | 891.5582
results97.txt | 6916 SEITAKORVA 220.00 | -0.3879 | -1353.4417 | 2245 | 891.5582
results97.txt | 6917 ISOKANGAS 400.00 | -0.3792 | -1353.4417 | 2245 | 891.5582
results97.txt | 6918 PIKKARALA 400.00 | -0.3859 | -1353.4417 | 2245 | 891.5582
results97.txt | 6920 PYHÄNSEL400 400.00 | -0.3763 | -1353.4417 | 2245 | 891.5582
results97.txt | 6919 PYHÄNSEL220 220.00 | -0.3763 | -1353.4417 | 2245 | 891.5582
results97.txt | 6921 PYHÄKOSI 220.00 | -0.3694 | -1353.4417 | 2245 | 891.5582
results97.txt | 6922 UTANEN 220.00 | -0.3659 | -1353.4417 | 2245 | 891.5582
results97.txt | 6923 NUOJA 220.00 | -0.3621 | -1353.4417 | 2245 | 891.5582
results97.txt | 6931 SVARTBYN 400.00 | 0.1036 | -1353.4417 | 2245 | 891.5582
results97.txt | 6990 ISONIEMI 220.00 | -0.4132 | -1353.4417 | 2245 | 891.5582
results97.txt | 6992 IVALO 220.00 | -0.4412 | -1353.4417 | 2245 | 891.5582
results97.txt | 6993 KUOLAJÄRVI 220.00 | -0.4167 | -1353.4417 | 2245 | 891.5582
results97.txt | 6994 VAJUKOSKI 220.00 | -0.4178 | -1353.4417 | 2245 | 891.5582
results97.txt | 6995 KOKKOSNIVA 220.00 | -0.4116 | -1353.4417 | 2245 | 891.5582
results97.txt | 7010 VARANGERBOT 220.00 | -0.4626 | -1353.4417 | 2245 | 891.5582
results97.txt | 7018 UTSJOKI 220.00 | -0.4585 | -1353.4417 | 2245 | 891.5582
results97.txt | 7054 OSSAUSKOSKI 220.00 | -0.3878 | -1353.4417 | 2245 | 891.5582
results97.txt | 7056 PETÄJÄSKO 400.00 | -0.3906 | -1353.4417 | 2245 | 891.5582
results97.txt | 7055 PETÄJÄSKO 220.00 | -0.3901 | -1353.4417 | 2245 | 891.5582
results97.txt | 8579 JOINT 220.00 | -0.3660 | -1353.4417 | 2245 | 891.5582
results97.txt | 7140 JOINT 220.00 | -0.4581 | -1353.4417 | 2245 | 891.5582
results97.txt | 9408 HÄLLBERGET 400.00 | -0.1573 | -1353.4417 | 2245 | 891.5582
results97.txt | 9301 KEMIJÄRVI 220.00 | -0.3942 | -1353.4417 | 2245 | 891.5582
results97.txt | 9302 KEMINMAA 400.00 | -0.2228 | -1353.4417 | 2245 | 891.5582
results97.txt | 9304 LUMIJÄRVI 400.00 | -0.3774 | -1353.4417 | 2245 | 891.5582
results97.txt | 9303 MUSALA 400.00 | -0.3705 | -1353.4417 | 2245 | 891.5582
results97.txt | 9305 KÄRPPIÖN 400.00 | -0.3650 | -1353.4417 | 2245 | 891.5582
results97.txt | 9306 HONKAJOEN 400.00 | -0.3632 | -1353.4417 | 2245 | 891.5582
results97.txt | 9307 KONTIOLAHTI 400.00 | -0.3793 | -1353.4417 | 2245 | 891.5582
results97.txt | 9308 ORIMATTILAN 400.00 | -0.3704 | -1353.4417 | 2245 | 891.5582
results97.txt | 9309 NAANTALINSAL400.00 | -0.3631 | -1353.4417 | 2245 | 891.5582
results98.txt | PTI INTERACTIVE POWER SYSTEM SIMULATOR--PSS(R)E MON, MAY 29 2023 | 16:32 | 679.8094 | 1571.5 | 891.6906
results98.txt | SENSITIVITY FACTORS ARE CALCULATED WITH AC | NETWORK | 679.8094 | 1571.5 | 891.6906
results98.txt | SUBSYSTEM 'RESERV' IS USED FOR OPPOSING SYSTEM FOR MW POWER | DISPATCH | 679.8094 | 1571.5 | 891.6906
results98.txt | SENSITIVITY FACTORS OF BRANCH FLOW (MVA) ON 6685 RÖDAL 400.00 TO 6687 ULLA-FORRE 400.00 3 MORE THAN | 0.10000 | 679.8094 | 1571.5 | 891.6906
results98.txt | <--------- BUS NAME --------> | MW-SENS | 679.8094 | 1571.5 | 891.6906
results98.txt | 6679 OKSLA 400.00 | 1.0006 | 679.8094 | 1571.5 | 891.6906
results98.txt | 6680 ÅSEN 400.00 | 1.0006 | 679.8094 | 1571.5 | 891.6906
results98.txt | 6685 RÖDAL 400.00 | 1.0046 | 679.8094 | 1571.5 | 891.6906
results98.txt | 6686 NOVLE 400.00 | 1.0043 | 679.8094 | 1571.5 | 891.6906
results99.txt | PTI INTERACTIVE POWER SYSTEM SIMULATOR--PSS(R)E MON, MAY 29 2023 | 16:32 | 1349.4465 | 2245 | 895.5535
results99.txt | SENSITIVITY FACTORS ARE CALCULATED WITH AC | NETWORK | 1349.4465 | 2245 | 895.5535
results99.txt | SUBSYSTEM 'RESERV' IS USED FOR OPPOSING SYSTEM FOR MW POWER | DISPATCH | 1349.4465 | 2245 | 895.5535
results99.txt | SENSITIVITY FACTORS OF BRANCH FLOW (MVA) ON 6862 SURNA 400.00 TO 6866 ORKDAL400 400.00 3 MORE THAN | 0.10000 | 1349.4465 | 2245 | 895.5535
results99.txt | <--------- BUS NAME --------> | MW-SENS | 1349.4465 | 2245 | 895.5535
results99.txt | 6626 MINNE 400.00 | 0.1142 | 1349.4465 | 2245 | 895.5535
results99.txt | 6647 MOSKOG 400.00 | 0.1640 | 1349.4465 | 2245 | 895.5535
results99.txt | 6648 HOYANGER 400.00 | 0.1494 | 1349.4465 | 2245 | 895.5535
results99.txt | 6649 REFSDAL 400.00 | 0.1045 | 1349.4465 | 2245 | 895.5535
results99.txt | 6650 HOVE 400.00 | 0.1072 | 1349.4465 | 2245 | 895.5535
results99.txt | 6657 JOSTEDAL 400.00 | 0.1100 | 1349.4465 | 2245 | 895.5535
results99.txt | 6658 LEIRDOLA 400.00 | 0.1102 | 1349.4465 | 2245 | 895.5535
results99.txt | 6659 ÅROY 400.00 | 0.1123 | 1349.4465 | 2245 | 895.5535
results99.txt | 6661 FARDAL400 400.00 | 0.1123 | 1349.4465 | 2245 | 895.5535
results99.txt | 6660 FARDAL300 400.00 | 0.1123 | 1349.4465 | 2245 | 895.5535
results99.txt | 6663 AURLAND400 400.00 | 0.1013 | 1349.4465 | 2245 | 895.5535
results99.txt | 6662 AURLAND200 400.00 | 0.1013 | 1349.4465 | 2245 | 895.5535
results99.txt | 6664 AURLAND2 400.00 | 0.1013 | 1349.4465 | 2245 | 895.5535
results99.txt | 6665 AURLAND3 400.00 | 0.1004 | 1349.4465 | 2245 | 895.5535
results99.txt | 6666 SKAGEN-FOTUN400.00 | 0.1091 | 1349.4465 | 2245 | 895.5535
results99.txt | 6712 OVREVINSTRA 400.00 | 0.2158 | 1349.4465 | 2245 | 895.5535
results99.txt | 6713 NEDREVINSTRA400.00 | 0.1519 | 1349.4465 | 2245 | 895.5535
results99.txt | 6717 NEDREVINSTRA400.00 | 0.1518 | 1349.4465 | 2245 | 895.5535
results99.txt | 6718 FÅBERG 400.00 | 0.1533 | 1349.4465 | 2245 | 895.5535
results99.txt | 6720 VARDAL 400.00 | 0.1356 | 1349.4465 | 2245 | 895.5535
results99.txt | 6721 VANG 400.00 | 0.1328 | 1349.4465 | 2245 | 895.5535
results99.txt | 6812 OGNDAL 400.00 | -0.1750 | 1349.4465 | 2245 | 895.5535
results99.txt | 6814 VERDAL400 400.00 | -0.2274 | 1349.4465 | 2245 | 895.5535
results99.txt | 6813 VERDAL300 400.00 | -0.2274 | 1349.4465 | 2245 | 895.5535
results99.txt | 6815 HÖGÅSEN 400.00 | -0.2112 | 1349.4465 | 2245 | 895.5535
results99.txt | 6816 JUVLEN 220.00 | -0.1189 | 1349.4465 | 2245 | 895.5535
results99.txt | 6817 STENSJÖN 220.00 | -0.1181 | 1349.4465 | 2245 | 895.5535
results99.txt | 6818 OLDEN 220.00 | -0.1182 | 1349.4465 | 2245 | 895.5535
results99.txt | 6820 JÄRPSTR400 400.00 | -0.1503 | 1349.4465 | 2245 | 895.5535
results99.txt | 6819 JÄRPSTR220 220.00 | -0.1197 | 1349.4465 | 2245 | 895.5535
results99.txt | 6821 MÖRSIL 220.00 | -0.1104 | 1349.4465 | 2245 | 895.5535
results99.txt | 6822 SÄLLSJÖ 220.00 | -0.1103 | 1349.4465 | 2245 | 895.5535
results99.txt | 6872 AURA2300 400.00 | 0.3520 | 1349.4465 | 2245 | 895.5535
results99.txt | 6855 FRAERNA 400.00 | 0.3395 | 1349.4465 | 2245 | 895.5535
results99.txt | 6856 ORSKOG 400.00 | 0.2964 | 1349.4465 | 2245 | 895.5535
results99.txt | 6857 ORSTA 400.00 | 0.2657 | 1349.4465 | 2245 | 895.5535
results99.txt | 6858 ISTAD 400.00 | 0.3395 | 1349.4465 | 2245 | 895.5535
results99.txt | 6859 AURA1 400.00 | 0.3481 | 1349.4465 | 2245 | 895.5535
results99.txt | 6860 GRYTTEN 400.00 | 0.3284 | 1349.4465 | 2245 | 895.5535
results99.txt | 6861 SNILLDAL 400.00 | 0.3208 | 1349.4465 | 2245 | 895.5535
results99.txt | 6862 SURNA 400.00 | 0.3800 | 1349.4465 | 2245 | 895.5535
results99.txt | 6863 HOFSTAD 400.00 | 0.1105 | 1349.4465 | 2245 | 895.5535
results99.txt | 6864 ÅFJORD 400.00 | 0.2147 | 1349.4465 | 2245 | 895.5535
results99.txt | 6866 ORKDAL400 400.00 | -0.4769 | 1349.4465 | 2245 | 895.5535
results99.txt | 6865 ORKDAL300 400.00 | -0.4769 | 1349.4465 | 2245 | 895.5535
results99.txt | 6867 STRINDA 400.00 | -0.3663 | 1349.4465 | 2245 | 895.5535
results99.txt | 6869 KLAEBU400 400.00 | -0.3815 | 1349.4465 | 2245 | 895.5535
results99.txt | 6868 KLAEBU300 400.00 | -0.3814 | 1349.4465 | 2245 | 895.5535
results99.txt | 6871 EIDUM400 400.00 | -0.3340 | 1349.4465 | 2245 | 895.5535
results99.txt | 6870 EIDUM300 400.00 | -0.3340 | 1349.4465 | 2245 | 895.5535
results99.txt | 6874 VÅGÅMO 400.00 | 0.2632 | 1349.4465 | 2245 | 895.5535
results99.txt | 6875 RENDALEN 301.00 | 0.1329 | 1349.4465 | 2245 | 895.5535
results99.txt | 7061 NEA 400.00 | -0.2885 | 1349.4465 | 2245 | 895.5535
results99.txt | 8411 JOINT 220.00 | -0.1184 | 1349.4465 | 2245 | 895.5535
results99.txt | 8857 JOINT 220.00 | -0.1190 | 1349.4465 | 2245 | 895.5535
results99.txt | 9007 TJELDBERGO 400.00 | 0.3508 | 1349.4465 | 2245 | 895.5535
results99.txt | 9008 SYLKKYVELN 400.00 | 0.2830 | 1349.4465 | 2245 | 895.5535
results99.txt | 9009 ALFOTEN 400.00 | 0.2193 | 1349.4465 | 2245 | 895.5535
results99.txt | 9016 FÅBER300 301.00 | 0.1353 | 1349.4465 | 2245 | 895.5535
results100.txt | PTI INTERACTIVE POWER SYSTEM SIMULATOR--PSS(R)E MON, MAY 29 2023 | 16:32 | -672.9218 | 1571.5 | 898.5782
results100.txt | SENSITIVITY FACTORS ARE CALCULATED WITH AC | NETWORK | -672.9218 | 1571.5 | 898.5782
results100.txt | SUBSYSTEM 'RESERV' IS USED FOR OPPOSING SYSTEM FOR MW POWER | DISPATCH | -672.9218 | 1571.5 | 898.5782
results100.txt | SENSITIVITY FACTORS OF BRANCH FLOW (MVA) ON 6373 ARENDAL400 400.00 TO 9014 HONNA 400.00 2 MORE THAN | 0.10000 | -672.9218 | 1571.5 | 898.5782
results100.txt | <--------- BUS NAME --------> | MW-SENS | -672.9218 | 1571.5 | 898.5782
results100.txt | 6356 BJERKREIM 400.00 | 0.1919 | -672.9218 | 1571.5 | 898.5782
results100.txt | 6358 TONSTAD400 400.00 | 0.2495 | -672.9218 | 1571.5 | 898.5782
results100.txt | 6357 TONSTAD300 400.00 | 0.2494 | -672.9218 | 1571.5 | 898.5782
results100.txt | 6360 KJELLAND 400.00 | 0.1998 | -672.9218 | 1571.5 | 898.5782
results100.txt | 6363 FEDA400 400.00 | 0.2067 | -672.9218 | 1571.5 | 898.5782
results100.txt | 6362 FEDA300 400.00 | 0.2066 | -672.9218 | 1571.5 | 898.5782
results100.txt | 6364 LISTAWIND 400.00 | 0.2065 | -672.9218 | 1571.5 | 898.5782
results100.txt | 6373 ARENDAL400 400.00 | -0.1329 | -672.9218 | 1571.5 | 898.5782
results100.txt | 6372 ARENDAL300 400.00 | -0.1329 | -672.9218 | 1571.5 | 898.5782
results100.txt | 6688 STOKKELAND 400.00 | 0.1825 | -672.9218 | 1571.5 | 898.5782
results100.txt | 6690 HOG-JAERN400400.00 | 0.1818 | -672.9218 | 1571.5 | 898.5782
results100.txt | 6689 HOG-JAERN300400.00 | 0.1825 | -672.9218 | 1571.5 | 898.5782
results100.txt | 6698 LYSE400 400.00 | 0.1043 | -672.9218 | 1571.5 | 898.5782
results100.txt | 6697 LYSE300 400.00 | 0.1045 | -672.9218 | 1571.5 | 898.5782
results100.txt | 6699 DUGE 301.00 | 0.2289 | -672.9218 | 1571.5 | 898.5782
results100.txt | 6700 TJORHOM 400.00 | 0.1041 | -672.9218 | 1571.5 | 898.5782
results100.txt | 6706 ROSKREPP 301.00 | 0.2368 | -672.9218 | 1571.5 | 898.5782
results100.txt | 6707 KVINEN 301.00 | 0.2441 | -672.9218 | 1571.5 | 898.5782
results100.txt | 6708 SOLHOLM300 400.00 | 0.3766 | -672.9218 | 1571.5 | 898.5782
results100.txt | 6754 STOLAHELA 400.00 | 0.1825 | -672.9218 | 1571.5 | 898.5782
results100.txt | 9014 HONNA 400.00 | 0.5215 | -672.9218 | 1571.5 | 898.5782
results100.txt | 9020 LYSE 301.00 | 0.2094 | -672.9218 | 1571.5 | 898.5782
results100.txt | 9021 FJOTLAND 301.00 | 0.2714 | -672.9218 | 1571.5 | 898.5782
results101.txt | PTI INTERACTIVE POWER SYSTEM SIMULATOR--PSS(R)E MON, MAY 29 2023 | 16:32 | -1344.3198 | 2245 | 900.6801
results101.txt | SENSITIVITY FACTORS ARE CALCULATED WITH AC | NETWORK | -1344.3198 | 2245 | 900.6801
results101.txt | SUBSYSTEM 'RESERV' IS USED FOR OPPOSING SYSTEM FOR MW POWER | DISPATCH | -1344.3198 | 2245 | 900.6801
results101.txt | SENSITIVITY FACTORS OF BRANCH FLOW (MVA) ON 9411 MUNGA 400.00 TO 9412 FALLVIKEN 400.00 3 MORE THAN | 0.10000 | -1344.3198 | 2245 | 900.6801
results101.txt | <--------- BUS NAME --------> | MW-SENS | -1344.3198 | 2245 | 900.6801
results101.txt | 6341 KOLSTAD 400.00 | -0.1248 | -1344.3198 | 2245 | 900.6801
results101.txt | 6343 BARKERYD 400.00 | -0.1039 | -1344.3198 | 2245 | 900.6801
results101.txt | 6345 GLAN 400.00 | -0.1514 | -1344.3198 | 2245 | 900.6801
results101.txt | 6346 KIMSTAD 400.00 | -0.1363 | -1344.3198 | 2245 | 900.6801
results101.txt | 6348 OSKARSHAMN 400.00 | -0.1219 | -1344.3198 | 2245 | 900.6801
results101.txt | 6349 ALVESTA 400.00 | -0.1039 | -1344.3198 | 2245 | 900.6801
results101.txt | 6350 HEMSJO 400.00 | -0.1077 | -1344.3198 | 2245 | 900.6801
results101.txt | 6351 KARLSHAMN 400.00 | -0.1077 | -1344.3198 | 2245 | 900.6801
results101.txt | 6354 NYBRO 400.00 | -0.1137 | -1344.3198 | 2245 | 900.6801
results101.txt | 6580 SODERALA 220.00 | -0.1196 | -1344.3198 | 2245 | 900.6801
results101.txt | 6581 ANGSBERG 400.00 | -0.1912 | -1344.3198 | 2245 | 900.6801
results101.txt | 6583 STACKBO400 400.00 | -0.1928 | -1344.3198 | 2245 | 900.6801
results101.txt | 6582 STACKBO220 220.00 | -0.1306 | -1344.3198 | 2245 | 900.6801
results101.txt | 6584 VALBO 220.00 | -0.1168 | -1344.3198 | 2245 | 900.6801
results101.txt | 6585 FINNBOLEHVDC400.00 | -0.1964 | -1344.3198 | 2245 | 900.6801
results101.txt | 6586 FINNBOLEHVDC400.00 | -0.1985 | -1344.3198 | 2245 | 900.6801
results101.txt | 6589 DANNEBO 400.00 | -0.1922 | -1344.3198 | 2245 | 900.6801
results101.txt | 6591 FORSMARK 400.00 | -0.1915 | -1344.3198 | 2245 | 900.6801
results101.txt | 6594 HAMRA400 400.00 | -0.2310 | -1344.3198 | 2245 | 900.6801
results101.txt | 6593 HAMRA220 220.00 | -0.2096 | -1344.3198 | 2245 | 900.6801
results101.txt | 6595 BREDAKER 220.00 | -0.1334 | -1344.3198 | 2245 | 900.6801
results101.txt | 6597 TUNA400 400.00 | -0.1906 | -1344.3198 | 2245 | 900.6801
results101.txt | 6596 TUNA220 220.00 | -0.1547 | -1344.3198 | 2245 | 900.6801
results101.txt | 6598 BOLANDERNA 220.00 | -0.1567 | -1344.3198 | 2245 | 900.6801
results101.txt | 6599 PLENNINGE 220.00 | -0.1562 | -1344.3198 | 2245 | 900.6801
results101.txt | 6600 AKER 400.00 | -0.1995 | -1344.3198 | 2245 | 900.6801
results101.txt | 6602 KOLBOTTEN400400.00 | -0.2077 | -1344.3198 | 2245 | 900.6801
results101.txt | 6601 KOLBOTTEN220220.00 | -0.1977 | -1344.3198 | 2245 | 900.6801
results101.txt | 6603 ODENSALA 400.00 | -0.2020 | -1344.3198 | 2245 | 900.6801
results101.txt | 6605 STOCKHOLM400400.00 | -0.1997 | -1344.3198 | 2245 | 900.6801
results101.txt | 6604 STOCKHOLM220220.00 | -0.1950 | -1344.3198 | 2245 | 900.6801
results101.txt | 6606 HALL 400.00 | -0.2044 | -1344.3198 | 2245 | 900.6801
results101.txt | 6608 EKUDDEN400 400.00 | -0.2039 | -1344.3198 | 2245 | 900.6801
results101.txt | 6607 EKUDDEN220 220.00 | -0.1956 | -1344.3198 | 2245 | 900.6801
results101.txt | 6609 SOLBERGA 220.00 | -0.1957 | -1344.3198 | 2245 | 900.6801
results101.txt | 6610 GRASKA 220.00 | -0.1566 | -1344.3198 | 2245 | 900.6801
results101.txt | 6611 HALLSTAVIK 220.00 | -0.1566 | -1344.3198 | 2245 | 900.6801
results101.txt | 6613 MALSTA 220.00 | -0.1573 | -1344.3198 | 2245 | 900.6801
results101.txt | 6614 VALLENTUNA 220.00 | -0.1965 | -1344.3198 | 2245 | 900.6801
results101.txt | 6633 DÖNJE 220.00 | -0.1216 | -1344.3198 | 2245 | 900.6801
results101.txt | 6635 HOFORS 220.00 | 0.1924 | -1344.3198 | 2245 | 900.6801
results101.txt | 6638 LINDBACKA220220.00 | -0.1394 | -1344.3198 | 2245 | 900.6801
results101.txt | 6643 FINNSLATTEN 220.00 | -0.2108 | -1344.3198 | 2245 | 900.6801
results101.txt | 6644 HIMMETA 220.00 | -0.1872 | -1344.3198 | 2245 | 900.6801
results101.txt | 6645 AROSVERKET 220.00 | -0.1873 | -1344.3198 | 2245 | 900.6801
results101.txt | 6646 HEDENLUNDA 400.00 | -0.1755 | -1344.3198 | 2245 | 900.6801
results101.txt | 6796 BETÅSEN400 400.00 | 0.1099 | -1344.3198 | 2245 | 900.6801
results101.txt | 6803 MOLIDEN 400.00 | -0.1038 | -1344.3198 | 2245 | 900.6801
results101.txt | 6832 LÅNGBJÖRN400400.00 | 0.1034 | -1344.3198 | 2245 | 900.6801
results101.txt | 6839 KILFORSEN 400.00 | 0.1248 | -1344.3198 | 2245 | 900.6801
results101.txt | 6854 LJUSDAL 220.00 | -0.1243 | -1344.3198 | 2245 | 900.6801
results101.txt | 8861 JOINT 400.00 | -0.2117 | -1344.3198 | 2245 | 900.6801
results101.txt | 8845 JOINT 220.00 | -0.1927 | -1344.3198 | 2245 | 900.6801
results101.txt | 1051 SUBSTATION 400.00 | -0.1915 | -1344.3198 | 2245 | 900.6801
results101.txt | 9401 HAGESKRUV 400.00 | -0.1128 | -1344.3198 | 2245 | 900.6801
results101.txt | 9405 GRÖNVIKEN 400.00 | -0.1918 | -1344.3198 | 2245 | 900.6801
results101.txt | 9410 HORNDAL 400.00 | 0.1924 | -1344.3198 | 2245 | 900.6801
results101.txt | 9411 MUNGA 400.00 | -0.2565 | -1344.3198 | 2245 | 900.6801
results101.txt | 9412 FALLVIKEN 400.00 | 0.4692 | -1344.3198 | 2245 | 900.6801
results102.txt | PTI INTERACTIVE POWER SYSTEM SIMULATOR--PSS(R)E MON, MAY 29 2023 | 16:32 | 667.0777 | 1571.5 | 904.4224
results102.txt | SENSITIVITY FACTORS ARE CALCULATED WITH AC | NETWORK | 667.0777 | 1571.5 | 904.4224
results102.txt | SUBSYSTEM 'RESERV' IS USED FOR OPPOSING SYSTEM FOR MW POWER | DISPATCH | 667.0777 | 1571.5 | 904.4224
results102.txt | SENSITIVITY FACTORS OF BRANCH FLOW (MVA) ON 6708 SOLHOLM300 400.00 TO 9014 HONNA 400.00 4 MORE THAN | 0.10000 | 667.0777 | 1571.5 | 904.4224
results102.txt | <--------- BUS NAME --------> | MW-SENS | 667.0777 | 1571.5 | 904.4224
results102.txt | 6356 BJERKREIM 400.00 | 0.1946 | 667.0777 | 1571.5 | 904.4224
results102.txt | 6358 TONSTAD400 400.00 | 0.2529 | 667.0777 | 1571.5 | 904.4224
results102.txt | 6357 TONSTAD300 400.00 | 0.2529 | 667.0777 | 1571.5 | 904.4224
results102.txt | 6360 KJELLAND 400.00 | 0.2026 | 667.0777 | 1571.5 | 904.4224
results102.txt | 6363 FEDA400 400.00 | 0.2096 | 667.0777 | 1571.5 | 904.4224
results102.txt | 6362 FEDA300 400.00 | 0.2094 | 667.0777 | 1571.5 | 904.4224
results102.txt | 6364 LISTAWIND 400.00 | 0.2094 | 667.0777 | 1571.5 | 904.4224
results102.txt | 6373 ARENDAL400 400.00 | -0.1348 | 667.0777 | 1571.5 | 904.4224
results102.txt | 6372 ARENDAL300 400.00 | -0.1348 | 667.0777 | 1571.5 | 904.4224
results102.txt | 6688 STOKKELAND 400.00 | 0.1850 | 667.0777 | 1571.5 | 904.4224
results102.txt | 6690 HOG-JAERN400400.00 | 0.1843 | 667.0777 | 1571.5 | 904.4224
results102.txt | 6689 HOG-JAERN300400.00 | 0.1850 | 667.0777 | 1571.5 | 904.4224
results102.txt | 6698 LYSE400 400.00 | 0.1058 | 667.0777 | 1571.5 | 904.4224
results102.txt | 6697 LYSE300 400.00 | 0.1059 | 667.0777 | 1571.5 | 904.4224
results102.txt | 6699 DUGE 301.00 | 0.2321 | 667.0777 | 1571.5 | 904.4224
results102.txt | 6700 TJORHOM 400.00 | 0.1056 | 667.0777 | 1571.5 | 904.4224
results102.txt | 6706 ROSKREPP 301.00 | 0.2401 | 667.0777 | 1571.5 | 904.4224
results102.txt | 6707 KVINEN 301.00 | 0.2475 | 667.0777 | 1571.5 | 904.4224
results102.txt | 6708 SOLHOLM300 400.00 | 0.3819 | 667.0777 | 1571.5 | 904.4224
results102.txt | 6754 STOLAHELA 400.00 | 0.1850 | 667.0777 | 1571.5 | 904.4224
results102.txt | 9014 HONNA 400.00 | -0.4827 | 667.0777 | 1571.5 | 904.4224
results102.txt | 9020 LYSE 301.00 | 0.2124 | 667.0777 | 1571.5 | 904.4224
results102.txt | 9021 FJOTLAND 301.00 | 0.2752 | 667.0777 | 1571.5 | 904.4224
results103.txt | PTI INTERACTIVE POWER SYSTEM SIMULATOR--PSS(R)E MON, MAY 29 2023 | 16:32 | 660.3406 | 1571.5 | 911.1594
results103.txt | SENSITIVITY FACTORS ARE CALCULATED WITH AC | NETWORK | 660.3406 | 1571.5 | 911.1594
results103.txt | SUBSYSTEM 'RESERV' IS USED FOR OPPOSING SYSTEM FOR MW POWER | DISPATCH | 660.3406 | 1571.5 | 911.1594
results103.txt | SENSITIVITY FACTORS OF BRANCH FLOW (MVA) ON 6583 STACKBO400 400.00 TO 6585 FINNBOLEHVDC400.00 3 MORE THAN | 0.10000 | 660.3406 | 1571.5 | 911.1594
results103.txt | <--------- BUS NAME --------> | MW-SENS | 660.3406 | 1571.5 | 911.1594
results103.txt | 6581 ANGSBERG 400.00 | -0.1478 | 660.3406 | 1571.5 | 911.1594
results103.txt | 6583 STACKBO400 400.00 | 0.1242 | 660.3406 | 1571.5 | 911.1594
results103.txt | 6585 FINNBOLEHVDC400.00 | -0.6006 | 660.3406 | 1571.5 | 911.1594
results103.txt | 6586 FINNBOLEHVDC400.00 | -0.5754 | 660.3406 | 1571.5 | 911.1594
results104.txt | PTI INTERACTIVE POWER SYSTEM SIMULATOR--PSS(R)E MON, MAY 29 2023 | 16:32 | 1329.2661 | 2245 | 915.7339
results104.txt | SENSITIVITY FACTORS ARE CALCULATED WITH AC | NETWORK | 1329.2661 | 2245 | 915.7339
results104.txt | SUBSYSTEM 'RESERV' IS USED FOR OPPOSING SYSTEM FOR MW POWER | DISPATCH | 1329.2661 | 2245 | 915.7339
results104.txt | SENSITIVITY FACTORS OF BRANCH FLOW (MVA) ON 6716 DAGALI 400.00 TO 6731 RINGERIKE 400.00 3 MORE THAN | 0.10000 | 1329.2661 | 2245 | 915.7339
results104.txt | <--------- BUS NAME --------> | MW-SENS | 1329.2661 | 2245 | 915.7339
results104.txt | 6665 AURLAND3 400.00 | 0.1004 | 1329.2661 | 2245 | 915.7339
results104.txt | 6668 ELDFJORD 400.00 | 0.1189 | 1329.2661 | 2245 | 915.7339
results104.txt | 6669 HOL1 400.00 | 0.1029 | 1329.2661 | 2245 | 915.7339
results104.txt | 6670 HOL3 400.00 | 0.1037 | 1329.2661 | 2245 | 915.7339
results104.txt | 6673 USTA400 400.00 | 0.1040 | 1329.2661 | 2245 | 915.7339
results104.txt | 6672 USTA300 400.00 | 0.1040 | 1329.2661 | 2245 | 915.7339
results104.txt | 6716 DAGALI 400.00 | 0.2125 | 1329.2661 | 2245 | 915.7339
results104.txt | 6719 ÅDAL 400.00 | -0.1562 | 1329.2661 | 2245 | 915.7339
results104.txt | 6724 NORE 400.00 | 0.1447 | 1329.2661 | 2245 | 915.7339
results104.txt | 6731 RINGERIKE 400.00 | -0.2071 | 1329.2661 | 2245 | 915.7339
results105.txt | PTI INTERACTIVE POWER SYSTEM SIMULATOR--PSS(R)E MON, MAY 29 2023 | 16:32 | 1314.7439 | 2245 | 930.2561
results105.txt | SENSITIVITY FACTORS ARE CALCULATED WITH AC | NETWORK | 1314.7439 | 2245 | 930.2561
results105.txt | SUBSYSTEM 'RESERV' IS USED FOR OPPOSING SYSTEM FOR MW POWER | DISPATCH | 1314.7439 | 2245 | 930.2561
results105.txt | SENSITIVITY FACTORS OF BRANCH FLOW (MVA) ON 6725 SUNDSBARM 400.00 TO 6732 FLESAKER 400.00 1 MORE THAN | 0.10000 | 1314.7439 | 2245 | 930.2561
results105.txt | <--------- BUS NAME --------> | MW-SENS | 1314.7439 | 2245 | 930.2561
results105.txt | 6356 BJERKREIM 400.00 | 0.1085 | 1314.7439 | 2245 | 930.2561
results105.txt | 6358 TONSTAD400 400.00 | 0.1075 | 1314.7439 | 2245 | 930.2561
results105.txt | 6357 TONSTAD300 400.00 | 0.1075 | 1314.7439 | 2245 | 930.2561
results105.txt | 6360 KJELLAND 400.00 | 0.1084 | 1314.7439 | 2245 | 930.2561
results105.txt | 6363 FEDA400 400.00 | 0.1087 | 1314.7439 | 2245 | 930.2561
results105.txt | 6362 FEDA300 400.00 | 0.1087 | 1314.7439 | 2245 | 930.2561
results105.txt | 6364 LISTAWIND 400.00 | 0.1086 | 1314.7439 | 2245 | 930.2561
results105.txt | 6365 KRISTIANSAND400.00 | 0.1119 | 1314.7439 | 2245 | 930.2561
results105.txt | 6373 ARENDAL400 400.00 | 0.1062 | 1314.7439 | 2245 | 930.2561
results105.txt | 6372 ARENDAL300 400.00 | 0.1062 | 1314.7439 | 2245 | 930.2561
results105.txt | 6688 STOKKELAND 400.00 | 0.1078 | 1314.7439 | 2245 | 930.2561
results105.txt | 6690 HOG-JAERN400400.00 | 0.1077 | 1314.7439 | 2245 | 930.2561
results105.txt | 6689 HOG-JAERN300400.00 | 0.1077 | 1314.7439 | 2245 | 930.2561
results105.txt | 6693 SATURDAL 400.00 | 0.1064 | 1314.7439 | 2245 | 930.2561
results105.txt | 6692 HYDRO MIXED 400.00 | 0.1063 | 1314.7439 | 2245 | 930.2561
results105.txt | 6694 FORRE 400.00 | 0.1306 | 1314.7439 | 2245 | 930.2561
results105.txt | 6695 KVILLDAL 400.00 | 0.1082 | 1314.7439 | 2245 | 930.2561
results105.txt | 6698 LYSE400 400.00 | 0.1063 | 1314.7439 | 2245 | 930.2561
results105.txt | 6697 LYSE300 400.00 | 0.1064 | 1314.7439 | 2245 | 930.2561
results105.txt | 6699 DUGE 301.00 | 0.1060 | 1314.7439 | 2245 | 930.2561
results105.txt | 6700 TJORHOM 400.00 | 0.1061 | 1314.7439 | 2245 | 930.2561
results105.txt | 6702 KJELA 400.00 | 0.1016 | 1314.7439 | 2245 | 930.2561
results105.txt | 6703 SONGA 400.00 | 0.1102 | 1314.7439 | 2245 | 930.2561
results105.txt | 6704 VINJE 400.00 | 0.1388 | 1314.7439 | 2245 | 930.2561
results105.txt | 6705 HOLEN 400.00 | 0.1334 | 1314.7439 | 2245 | 930.2561
results105.txt | 6706 ROSKREPP 301.00 | 0.1061 | 1314.7439 | 2245 | 930.2561
results105.txt | 6707 KVINEN 301.00 | 0.1061 | 1314.7439 | 2245 | 930.2561
results105.txt | 6708 SOLHOLM300 400.00 | 0.1064 | 1314.7439 | 2245 | 930.2561
results105.txt | 6710 HEKNI 400.00 | 0.1236 | 1314.7439 | 2245 | 930.2561
results105.txt | 6711 TOKKE 400.00 | 0.1731 | 1314.7439 | 2245 | 930.2561
results105.txt | 6725 SUNDSBARM 400.00 | 0.3570 | 1314.7439 | 2245 | 930.2561
results105.txt | 6727 ROD400 400.00 | 0.1327 | 1314.7439 | 2245 | 930.2561
results105.txt | 6726 ROD300 400.00 | 0.1341 | 1314.7439 | 2245 | 930.2561
results105.txt | 6728 GRENLAND 400.00 | 0.1077 | 1314.7439 | 2245 | 930.2561
results105.txt | 6730 BAMBLE400 400.00 | 0.1019 | 1314.7439 | 2245 | 930.2561
results105.txt | 6729 BAMBLE300 400.00 | 0.1019 | 1314.7439 | 2245 | 930.2561
results105.txt | 6754 STOLAHELA 400.00 | 0.1078 | 1314.7439 | 2245 | 930.2561
results105.txt | 8448 JOINT 400.00 | 0.1016 | 1314.7439 | 2245 | 930.2561
results105.txt | 9014 HONNA 400.00 | 0.1063 | 1314.7439 | 2245 | 930.2561
results105.txt | 9020 LYSE 301.00 | 0.1062 | 1314.7439 | 2245 | 930.2561
results105.txt | 9021 FJOTLAND 301.00 | 0.1066 | 1314.7439 | 2245 | 930.2561
results106.txt | PTI INTERACTIVE POWER SYSTEM SIMULATOR--PSS(R)E MON, MAY 29 2023 | 16:32 | 1310.3363 | 2245 | 934.6636
results106.txt | SENSITIVITY FACTORS ARE CALCULATED WITH AC | NETWORK | 1310.3363 | 2245 | 934.6636
results106.txt | SUBSYSTEM 'RESERV' IS USED FOR OPPOSING SYSTEM FOR MW POWER | DISPATCH | 1310.3363 | 2245 | 934.6636
results106.txt | SENSITIVITY FACTORS OF BRANCH FLOW (MVA) ON 6654 EVANGER 400.00 TO 6655 SAMNAGER300 400.00 2 MORE THAN | 0.10000 | 1310.3363 | 2245 | 934.6636
results106.txt | <--------- BUS NAME --------> | MW-SENS | 1310.3363 | 2245 | 934.6636
results106.txt | 6647 MOSKOG 400.00 | 0.1311 | 1310.3363 | 2245 | 934.6636
results106.txt | 6648 HOYANGER 400.00 | 0.1381 | 1310.3363 | 2245 | 934.6636
results106.txt | 6649 REFSDAL 400.00 | 0.2905 | 1310.3363 | 2245 | 934.6636
results106.txt | 6650 HOVE 400.00 | 0.2443 | 1310.3363 | 2245 | 934.6636
results106.txt | 6651 MODALEN 400.00 | 0.4180 | 1310.3363 | 2245 | 934.6636
results106.txt | 6653 DALE 400.00 | 0.4581 | 1310.3363 | 2245 | 934.6636
results106.txt | 6654 EVANGER 400.00 | 0.5593 | 1310.3363 | 2245 | 934.6636
results106.txt | 6656 SAMNAGER400 400.00 | -0.1653 | 1310.3363 | 2245 | 934.6636
results106.txt | 6655 SAMNAGER300 400.00 | -0.1664 | 1310.3363 | 2245 | 934.6636
results106.txt | 6657 JOSTEDAL 400.00 | 0.1555 | 1310.3363 | 2245 | 934.6636
results106.txt | 6658 LEIRDOLA 400.00 | 0.1557 | 1310.3363 | 2245 | 934.6636
results106.txt | 6659 ÅROY 400.00 | 0.1578 | 1310.3363 | 2245 | 934.6636
results106.txt | 6661 FARDAL400 400.00 | 0.1579 | 1310.3363 | 2245 | 934.6636
results106.txt | 6660 FARDAL300 400.00 | 0.1579 | 1310.3363 | 2245 | 934.6636
results106.txt | 6666 SKAGEN-FOTUN400.00 | 0.1546 | 1310.3363 | 2245 | 934.6636
results106.txt | 6674 HUSNES 400.00 | -0.1035 | 1310.3363 | 2245 | 934.6636
results106.txt | 6676 HYDRO PURE S400.00 | -0.1288 | 1310.3363 | 2245 | 934.6636
results106.txt | 6675 MAURANGER 400.00 | -0.1288 | 1310.3363 | 2245 | 934.6636
results106.txt | 6677 BLÅFALL 400.00 | -0.1037 | 1310.3363 | 2245 | 934.6636
results106.txt | 6743 KOLLSNES 400.00 | 0.1338 | 1310.3363 | 2245 | 934.6636
results106.txt | 6745 SUBSTATION 400.00 | 0.2235 | 1310.3363 | 2245 | 934.6636
results106.txt | 6744 LINDÅS 400.00 | 0.2235 | 1310.3363 | 2245 | 934.6636
results106.txt | 6746 NYGARD 400.00 | 0.1444 | 1310.3363 | 2245 | 934.6636
results106.txt | 6747 ARNA 400.00 | 0.2117 | 1310.3363 | 2245 | 934.6636
results106.txt | 6748 BERGEN 400.00 | 0.1500 | 1310.3363 | 2245 | 934.6636
results106.txt | 6749 STORD 400.00 | -0.1021 | 1310.3363 | 2245 | 934.6636
results106.txt | 6752 SPANNE 400.00 | -0.1006 | 1310.3363 | 2245 | 934.6636
results106.txt | 9009 ALFOTEN 400.00 | 0.1061 | 1310.3363 | 2245 | 934.6636
results106.txt | 9010 HAUGSVAER 400.00 | 0.3208 | 1310.3363 | 2245 | 934.6636
results106.txt | 9011 STEINSLAND 400.00 | 0.3985 | 1310.3363 | 2245 | 934.6636
results107.txt | PTI INTERACTIVE POWER SYSTEM SIMULATOR--PSS(R)E MON, MAY 29 2023 | 16:32 | -1309.7886 | 2245 | 935.2114
results107.txt | SENSITIVITY FACTORS ARE CALCULATED WITH AC | NETWORK | -1309.7886 | 2245 | 935.2114
results107.txt | SUBSYSTEM 'RESERV' IS USED FOR OPPOSING SYSTEM FOR MW POWER | DISPATCH | -1309.7886 | 2245 | 935.2114
results107.txt | SENSITIVITY FACTORS OF BRANCH FLOW (MVA) ON 7007 KOBBELV 400.00 TO 7008 SALTEN 400.00 3 MORE THAN | 0.10000 | -1309.7886 | 2245 | 935.2114
results107.txt | <--------- BUS NAME --------> | MW-SENS | -1309.7886 | 2245 | 935.2114
results107.txt | 6812 OGNDAL 400.00 | 0.1118 | -1309.7886 | 2245 | 935.2114
results107.txt | 6814 VERDAL400 400.00 | 0.1044 | -1309.7886 | 2245 | 935.2114
results107.txt | 6813 VERDAL300 400.00 | 0.1044 | -1309.7886 | 2245 | 935.2114
results107.txt | 6863 HOFSTAD 400.00 | 0.1099 | -1309.7886 | 2245 | 935.2114
results107.txt | 6936 NEDRERÖS400 400.00 | 0.1840 | -1309.7886 | 2245 | 935.2114
results107.txt | 6935 NEDRERÖS300 400.00 | 0.1839 | -1309.7886 | 2245 | 935.2114
results107.txt | 6934 NEDRERÖS220 220.00 | 0.1534 | -1309.7886 | 2245 | 935.2114
results107.txt | 6937 MARKA 400.00 | 0.1772 | -1309.7886 | 2245 | 935.2114
results107.txt | 6938 NAMSOS 400.00 | 0.1296 | -1309.7886 | 2245 | 935.2114
results107.txt | 6939 KOLSVIK 400.00 | 0.1581 | -1309.7886 | 2245 | 935.2114
results107.txt | 6940 NAMSKOGEN 400.00 | 0.1584 | -1309.7886 | 2245 | 935.2114
results107.txt | 6942 TUNNSJO400 400.00 | 0.1491 | -1309.7886 | 2245 | 935.2114
results107.txt | 6941 TUNNSJO300 400.00 | 0.1491 | -1309.7886 | 2245 | 935.2114
results107.txt | 6944 RANA 400.00 | 0.1936 | -1309.7886 | 2245 | 935.2114
results107.txt | 6945 GEJMÅN 220.00 | 0.1062 | -1309.7886 | 2245 | 935.2114
results107.txt | 6996 OFOTEN 400.00 | -0.2004 | -1309.7886 | 2245 | 935.2114
results107.txt | 6997 NARVIK 400.00 | -0.2013 | -1309.7886 | 2245 | 935.2114
results107.txt | 7000 VITAS 400.00 | -0.1369 | -1309.7886 | 2245 | 935.2114
results107.txt | 7006 SVARTISEN 400.00 | 0.2147 | -1309.7886 | 2245 | 935.2114
results107.txt | 7007 KOBBELV 400.00 | -0.2282 | -1309.7886 | 2245 | 935.2114
results107.txt | 7008 SALTEN 400.00 | 0.2691 | -1309.7886 | 2245 | 935.2114
results107.txt | 7017 HAMMERFEST 400.00 | -0.2074 | -1309.7886 | 2245 | 935.2114
results107.txt | 7019 BALSFJORD 400.00 | -0.2034 | -1309.7886 | 2245 | 935.2114
results107.txt | 7020 BARDUFOSS 400.00 | -0.2029 | -1309.7886 | 2245 | 935.2114
results107.txt | 7062 RITSEM 400.00 | -0.1518 | -1309.7886 | 2245 | 935.2114
results107.txt | 7799 JOINT 220.00 | 0.1064 | -1309.7886 | 2245 | 935.2114
results107.txt | 9001 SEIDAFJELL 400.00 | -0.2070 | -1309.7886 | 2245 | 935.2114
results107.txt | 9002 LEBSESBY 400.00 | -0.2071 | -1309.7886 | 2245 | 935.2114
results107.txt | 9003 HAMMERF 400.00 | -0.2074 | -1309.7886 | 2245 | 935.2114
results107.txt | 9004 ALTA 400.00 | -0.2060 | -1309.7886 | 2245 | 935.2114
results107.txt | 9005 BERGHEIM 400.00 | -0.2047 | -1309.7886 | 2245 | 935.2114
results107.txt | 9006 TROFORS 400.00 | 0.1693 | -1309.7886 | 2245 | 935.2114
results108.txt | PTI INTERACTIVE POWER SYSTEM SIMULATOR--PSS(R)E MON, MAY 29 2023 | 16:32 | -1307.9307 | 2245 | 937.0693
results108.txt | SENSITIVITY FACTORS ARE CALCULATED WITH AC | NETWORK | -1307.9307 | 2245 | 937.0693
results108.txt | SUBSYSTEM 'RESERV' IS USED FOR OPPOSING SYSTEM FOR MW POWER | DISPATCH | -1307.9307 | 2245 | 937.0693
results108.txt | SENSITIVITY FACTORS OF BRANCH FLOW (MVA) ON 7007 KOBBELV 400.00 TO 7008 SALTEN 400.00 4 MORE THAN | 0.10000 | -1307.9307 | 2245 | 937.0693
results108.txt | <--------- BUS NAME --------> | MW-SENS | -1307.9307 | 2245 | 937.0693
results108.txt | 6812 OGNDAL 400.00 | 0.1086 | -1307.9307 | 2245 | 937.0693
results108.txt | 6814 VERDAL400 400.00 | 0.1014 | -1307.9307 | 2245 | 937.0693
results108.txt | 6813 VERDAL300 400.00 | 0.1014 | -1307.9307 | 2245 | 937.0693
results108.txt | 6863 HOFSTAD 400.00 | 0.1068 | -1307.9307 | 2245 | 937.0693
results108.txt | 6936 NEDRERÖS400 400.00 | 0.1788 | -1307.9307 | 2245 | 937.0693
results108.txt | 6935 NEDRERÖS300 400.00 | 0.1787 | -1307.9307 | 2245 | 937.0693
results108.txt | 6934 NEDRERÖS220 220.00 | 0.1490 | -1307.9307 | 2245 | 937.0693
results108.txt | 6937 MARKA 400.00 | 0.1721 | -1307.9307 | 2245 | 937.0693
results108.txt | 6938 NAMSOS 400.00 | 0.1259 | -1307.9307 | 2245 | 937.0693
results108.txt | 6939 KOLSVIK 400.00 | 0.1536 | -1307.9307 | 2245 | 937.0693
results108.txt | 6940 NAMSKOGEN 400.00 | 0.1539 | -1307.9307 | 2245 | 937.0693
results108.txt | 6942 TUNNSJO400 400.00 | 0.1448 | -1307.9307 | 2245 | 937.0693
results108.txt | 6941 TUNNSJO300 400.00 | 0.1448 | -1307.9307 | 2245 | 937.0693
results108.txt | 6944 RANA 400.00 | 0.1881 | -1307.9307 | 2245 | 937.0693
results108.txt | 6945 GEJMÅN 220.00 | 0.1032 | -1307.9307 | 2245 | 937.0693
results108.txt | 6996 OFOTEN 400.00 | -0.1947 | -1307.9307 | 2245 | 937.0693
results108.txt | 6997 NARVIK 400.00 | -0.1956 | -1307.9307 | 2245 | 937.0693
results108.txt | 7000 VITAS 400.00 | -0.1330 | -1307.9307 | 2245 | 937.0693
results108.txt | 7006 SVARTISEN 400.00 | 0.2085 | -1307.9307 | 2245 | 937.0693
results108.txt | 7007 KOBBELV 400.00 | -0.2217 | -1307.9307 | 2245 | 937.0693
results108.txt | 7008 SALTEN 400.00 | 0.2614 | -1307.9307 | 2245 | 937.0693
results108.txt | 7017 HAMMERFEST 400.00 | -0.2015 | -1307.9307 | 2245 | 937.0693
results108.txt | 7019 BALSFJORD 400.00 | -0.1976 | -1307.9307 | 2245 | 937.0693
results108.txt | 7020 BARDUFOSS 400.00 | -0.1971 | -1307.9307 | 2245 | 937.0693
results108.txt | 7062 RITSEM 400.00 | -0.1474 | -1307.9307 | 2245 | 937.0693
results108.txt | 7799 JOINT 220.00 | 0.1033 | -1307.9307 | 2245 | 937.0693
results108.txt | 9001 SEIDAFJELL 400.00 | -0.2010 | -1307.9307 | 2245 | 937.0693
results108.txt | 9002 LEBSESBY 400.00 | -0.2012 | -1307.9307 | 2245 | 937.0693
results108.txt | 9003 HAMMERF 400.00 | -0.2015 | -1307.9307 | 2245 | 937.0693
results108.txt | 9004 ALTA 400.00 | -0.2001 | -1307.9307 | 2245 | 937.0693
results108.txt | 9005 BERGHEIM 400.00 | -0.1988 | -1307.9307 | 2245 | 937.0693
results108.txt | 9006 TROFORS 400.00 | 0.1644 | -1307.9307 | 2245 | 937.0693
results109.txt | PTI INTERACTIVE POWER SYSTEM SIMULATOR--PSS(R)E MON, MAY 29 2023 | 16:32 | -623.678 | 1571.5 | 947.822
results109.txt | SENSITIVITY FACTORS ARE CALCULATED WITH AC | NETWORK | -623.678 | 1571.5 | 947.822
results109.txt | SUBSYSTEM 'RESERV' IS USED FOR OPPOSING SYSTEM FOR MW POWER | DISPATCH | -623.678 | 1571.5 | 947.822
results109.txt | SENSITIVITY FACTORS OF BRANCH FLOW (MVA) ON 6931 SVARTBYN 400.00 TO 6933 RÅBÄCKEN 400.00 2 MORE THAN | 0.10000 | -623.678 | 1571.5 | 947.822
results109.txt | <--------- BUS NAME --------> | MW-SENS | -623.678 | 1571.5 | 947.822
results109.txt | 6571 VISULAHTI 400.00 | -0.1966 | -623.678 | 1571.5 | 947.822
results109.txt | 6545 HUITTINEN 400.00 | -0.1940 | -623.678 | 1571.5 | 947.822
results109.txt | 6572 KYMI 400.00 | -0.1953 | -623.678 | 1571.5 | 947.822
results109.txt | 6546 SALO 400.00 | -0.1943 | -623.678 | 1571.5 | 947.822
results109.txt | 6547 FORSSA 400.00 | -0.1943 | -623.678 | 1571.5 | 947.822
results109.txt | 6548 KANGASALA 400.00 | -0.1949 | -623.678 | 1571.5 | 947.822
results109.txt | 6549 LAVIANVOURI 400.00 | -0.1950 | -623.678 | 1571.5 | 947.822
results109.txt | 6550 KOPULA 400.00 | -0.1952 | -623.678 | 1571.5 | 947.822
results109.txt | 6551 HIKIÄ 400.00 | -0.1951 | -623.678 | 1571.5 | 947.822
results109.txt | 6552 TAMMISTO 400.00 | -0.1947 | -623.678 | 1571.5 | 947.822
results109.txt | 6553 NURMIJÄRVI 400.00 | -0.1951 | -623.678 | 1571.5 | 947.822
results109.txt | 6554 LÄNSISALMI 400.00 | -0.1947 | -623.678 | 1571.5 | 947.822
results109.txt | 6555 INKOO 400.00 | -0.1947 | -623.678 | 1571.5 | 947.822
results109.txt | 6556 ESPOO 400.00 | -0.1948 | -623.678 | 1571.5 | 947.822
results109.txt | 6567 ANTTILA 400.00 | -0.1950 | -623.678 | 1571.5 | 947.822
results109.txt | 6569 KORIA 400.00 | -0.1954 | -623.678 | 1571.5 | 947.822
results109.txt | 6570 LOVIISA 400.00 | -0.1945 | -623.678 | 1571.5 | 947.822
results109.txt | 6573 YLLIKKÄLÄ 400.00 | -0.1963 | -623.678 | 1571.5 | 947.822
results109.txt | 6615 TAHKOLUOTO 400.00 | -0.1933 | -623.678 | 1571.5 | 947.822
results109.txt | 6617 OLKILUOTO 400.00 | -0.1931 | -623.678 | 1571.5 | 947.822
results109.txt | 6618 RAUMA 400.00 | -0.1930 | -623.678 | 1571.5 | 947.822
results109.txt | 6619 ULVILA 400.00 | -0.1937 | -623.678 | 1571.5 | 947.822
results109.txt | 6621 LIETO 400.00 | -0.1940 | -623.678 | 1571.5 | 947.822
results109.txt | 6778 HIRVISUO 400.00 | -0.1956 | -623.678 | 1571.5 | 947.822
results109.txt | 6779 UUSNIVALA 400.00 | -0.1971 | -623.678 | 1571.5 | 947.822
results109.txt | 6780 ALAJÄRVI 400.00 | -0.1961 | -623.678 | 1571.5 | 947.822
results109.txt | 6781 SEINÄJOKI 400.00 | -0.1952 | -623.678 | 1571.5 | 947.822
results109.txt | 6783 PETÄJÄV400 400.00 | -0.1957 | -623.678 | 1571.5 | 947.822
results109.txt | 6782 PETÄJÄV220 220.00 | -0.1957 | -623.678 | 1571.5 | 947.822
results109.txt | 6784 JÄMSÄ 220.00 | -0.1962 | -623.678 | 1571.5 | 947.822
results109.txt | 6785 TOIVILA 400.00 | -0.1954 | -623.678 | 1571.5 | 947.822
results109.txt | 6786 HAAPAVESI 220.00 | -0.1947 | -623.678 | 1571.5 | 947.822
results109.txt | 6787 VUOLIJOKI 400.00 | -0.1966 | -623.678 | 1571.5 | 947.822
results109.txt | 6788 ALAPITKÄ 400.00 | -0.1968 | -623.678 | 1571.5 | 947.822
results109.txt | 6789 VIHTAVUORI 400.00 | -0.1963 | -623.678 | 1571.5 | 947.822
results109.txt | 6790 HUUTOKOSKI 400.00 | -0.1968 | -623.678 | 1571.5 | 947.822
results109.txt | 6803 MOLIDEN 400.00 | 0.2180 | -623.678 | 1571.5 | 947.822
results109.txt | 6809 STORNORRFORS400.00 | 0.2918 | -623.678 | 1571.5 | 947.822
results109.txt | 6810 TUOVILA 400.00 | -0.1947 | -623.678 | 1571.5 | 947.822
results109.txt | 6811 KRSITINESTAD400.00 | -0.1941 | -623.678 | 1571.5 | 947.822
results109.txt | 6903 SEITENOIKEA 220.00 | -0.1931 | -623.678 | 1571.5 | 947.822
results109.txt | 6907 DJUPTJÄRN 400.00 | -0.2347 | -623.678 | 1571.5 | 947.822
results109.txt | 6908 KEMINMAA 220.00 | -0.1970 | -623.678 | 1571.5 | 947.822
results109.txt | 6909 ISOHAARA 400.00 | -0.2101 | -623.678 | 1571.5 | 947.822
results109.txt | 6910 SUBSTATION 400.00 | -0.2102 | -623.678 | 1571.5 | 947.822
results109.txt | 6911 JYLKKÄ 400.00 | -0.1961 | -623.678 | 1571.5 | 947.822
results109.txt | 6912 VALAJASKO 220.00 | -0.1976 | -623.678 | 1571.5 | 947.822
results109.txt | 6913 VANTTAUSKOSK220.00 | -0.1974 | -623.678 | 1571.5 | 947.822
results109.txt | 6915 PIRITTIK400 400.00 | -0.1974 | -623.678 | 1571.5 | 947.822
results109.txt | 6914 PIRITTK220 220.00 | -0.1975 | -623.678 | 1571.5 | 947.822
results109.txt | 6916 SEITAKORVA 220.00 | -0.1972 | -623.678 | 1571.5 | 947.822
results109.txt | 6917 ISOKANGAS 400.00 | -0.1964 | -623.678 | 1571.5 | 947.822
results109.txt | 6918 PIKKARALA 400.00 | -0.1971 | -623.678 | 1571.5 | 947.822
results109.txt | 6920 PYHÄNSEL400 400.00 | -0.1961 | -623.678 | 1571.5 | 947.822
results109.txt | 6919 PYHÄNSEL220 220.00 | -0.1961 | -623.678 | 1571.5 | 947.822
results109.txt | 6921 PYHÄKOSI 220.00 | -0.1951 | -623.678 | 1571.5 | 947.822
results109.txt | 6922 UTANEN 220.00 | -0.1945 | -623.678 | 1571.5 | 947.822
results109.txt | 6923 NUOJA 220.00 | -0.1940 | -623.678 | 1571.5 | 947.822
results109.txt | 6930 LETSI 400.00 | -0.1592 | -623.678 | 1571.5 | 947.822
results109.txt | 6931 SVARTBYN 400.00 | -0.2511 | -623.678 | 1571.5 | 947.822
results109.txt | 6933 RÅBÄCKEN 400.00 | 0.6209 | -623.678 | 1571.5 | 947.822
results109.txt | 6990 ISONIEMI 220.00 | -0.2010 | -623.678 | 1571.5 | 947.822
results109.txt | 6992 IVALO 220.00 | -0.2051 | -623.678 | 1571.5 | 947.822
results109.txt | 6993 KUOLAJÄRVI 220.00 | -0.2015 | -623.678 | 1571.5 | 947.822
results109.txt | 6994 VAJUKOSKI 220.00 | -0.2017 | -623.678 | 1571.5 | 947.822
results109.txt | 6995 KOKKOSNIVA 220.00 | -0.2007 | -623.678 | 1571.5 | 947.822
results109.txt | 7000 VITAS 400.00 | -0.1034 | -623.678 | 1571.5 | 947.822
results109.txt | 7001 SEITEVARE 400.00 | -0.1417 | -623.678 | 1571.5 | 947.822
results109.txt | 7002 PORJUS 400.00 | -0.1250 | -623.678 | 1571.5 | 947.822
results109.txt | 7003 HARSPÅNGET 400.00 | -0.1361 | -623.678 | 1571.5 | 947.822
results109.txt | 7004 LIGGA 400.00 | -0.1417 | -623.678 | 1571.5 | 947.822
results109.txt | 7005 MESSAURE 400.00 | -0.1583 | -623.678 | 1571.5 | 947.822
results109.txt | 7010 VARANGERBOT 220.00 | -0.2083 | -623.678 | 1571.5 | 947.822
results109.txt | 7018 UTSJOKI 220.00 | -0.2077 | -623.678 | 1571.5 | 947.822
results109.txt | 7054 OSSAUSKOSKI 220.00 | -0.1971 | -623.678 | 1571.5 | 947.822
results109.txt | 7056 PETÄJÄSKO 400.00 | -0.1976 | -623.678 | 1571.5 | 947.822
results109.txt | 7055 PETÄJÄSKO 220.00 | -0.1975 | -623.678 | 1571.5 | 947.822
results109.txt | 8579 JOINT 220.00 | -0.1946 | -623.678 | 1571.5 | 947.822
results109.txt | 7140 JOINT 220.00 | -0.2077 | -623.678 | 1571.5 | 947.822
results109.txt | 8256 JOINT 400.00 | -0.1417 | -623.678 | 1571.5 | 947.822
results109.txt | 9408 HÄLLBERGET 400.00 | -0.1727 | -623.678 | 1571.5 | 947.822
results109.txt | 9409 TROLLTJÄRN 400.00 | 0.5158 | -623.678 | 1571.5 | 947.822
results109.txt | 9301 KEMIJÄRVI 220.00 | -0.1982 | -623.678 | 1571.5 | 947.822
results109.txt | 9302 KEMINMAA 400.00 | -0.1797 | -623.678 | 1571.5 | 947.822
results109.txt | 9304 LUMIJÄRVI 400.00 | -0.1961 | -623.678 | 1571.5 | 947.822
results109.txt | 9303 MUSALA 400.00 | -0.1951 | -623.678 | 1571.5 | 947.822
results109.txt | 9305 KÄRPPIÖN 400.00 | -0.1943 | -623.678 | 1571.5 | 947.822
results109.txt | 9306 HONKAJOEN 400.00 | -0.1940 | -623.678 | 1571.5 | 947.822
results109.txt | 9307 KONTIOLAHTI 400.00 | -0.1965 | -623.678 | 1571.5 | 947.822
results109.txt | 9308 ORIMATTILAN 400.00 | -0.1951 | -623.678 | 1571.5 | 947.822
results109.txt | 9309 NAANTALINSAL400.00 | -0.1940 | -623.678 | 1571.5 | 947.822
results110.txt | PTI INTERACTIVE POWER SYSTEM SIMULATOR--PSS(R)E MON, MAY 29 2023 | 16:32 | 623.4496 | 1571.5 | 948.0504
results110.txt | SENSITIVITY FACTORS ARE CALCULATED WITH AC | NETWORK | 623.4496 | 1571.5 | 948.0504
results110.txt | SUBSYSTEM 'RESERV' IS USED FOR OPPOSING SYSTEM FOR MW POWER | DISPATCH | 623.4496 | 1571.5 | 948.0504
results110.txt | SENSITIVITY FACTORS OF BRANCH FLOW (MVA) ON 6673 USTA400 400.00 TO 6714 HEMSIL2 400.00 6 MORE THAN | 0.10000 | 623.4496 | 1571.5 | 948.0504
results110.txt | <--------- BUS NAME --------> | MW-SENS | 623.4496 | 1571.5 | 948.0504
results110.txt | 6648 HOYANGER 400.00 | 0.1018 | 623.4496 | 1571.5 | 948.0504
results110.txt | 6649 REFSDAL 400.00 | 0.1117 | 623.4496 | 1571.5 | 948.0504
results110.txt | 6650 HOVE 400.00 | 0.1166 | 623.4496 | 1571.5 | 948.0504
results110.txt | 6657 JOSTEDAL 400.00 | 0.1233 | 623.4496 | 1571.5 | 948.0504
results110.txt | 6658 LEIRDOLA 400.00 | 0.1235 | 623.4496 | 1571.5 | 948.0504
results110.txt | 6659 ÅROY 400.00 | 0.1258 | 623.4496 | 1571.5 | 948.0504
results110.txt | 6661 FARDAL400 400.00 | 0.1259 | 623.4496 | 1571.5 | 948.0504
results110.txt | 6660 FARDAL300 400.00 | 0.1259 | 623.4496 | 1571.5 | 948.0504
results110.txt | 6663 AURLAND400 400.00 | 0.1534 | 623.4496 | 1571.5 | 948.0504
results110.txt | 6662 AURLAND200 400.00 | 0.1534 | 623.4496 | 1571.5 | 948.0504
results110.txt | 6664 AURLAND2 400.00 | 0.1534 | 623.4496 | 1571.5 | 948.0504
results110.txt | 6665 AURLAND3 400.00 | 0.1632 | 623.4496 | 1571.5 | 948.0504
results110.txt | 6666 SKAGEN-FOTUN400.00 | 0.1222 | 623.4496 | 1571.5 | 948.0504
results110.txt | 6667 BORGUND 301.00 | -0.5175 | 623.4496 | 1571.5 | 948.0504
results110.txt | 6668 ELDFJORD 400.00 | 0.1225 | 623.4496 | 1571.5 | 948.0504
results110.txt | 6669 HOL1 400.00 | 0.1938 | 623.4496 | 1571.5 | 948.0504
results110.txt | 6670 HOL3 400.00 | 0.2066 | 623.4496 | 1571.5 | 948.0504
results110.txt | 6671 HEMSIL1 301.00 | -0.5189 | 623.4496 | 1571.5 | 948.0504
results110.txt | 6673 USTA400 400.00 | 0.2070 | 623.4496 | 1571.5 | 948.0504
results110.txt | 6672 USTA300 400.00 | 0.2070 | 623.4496 | 1571.5 | 948.0504
results110.txt | 6714 HEMSIL2 400.00 | -0.5227 | 623.4496 | 1571.5 | 948.0504
results110.txt | 6715 NESBYEN 400.00 | -0.4615 | 623.4496 | 1571.5 | 948.0504
results110.txt | 6716 DAGALI 400.00 | 0.1186 | 623.4496 | 1571.5 | 948.0504
results110.txt | 9015 HEMSIL300 301.00 | -0.5227 | 623.4496 | 1571.5 | 948.0504
results111.txt | PTI INTERACTIVE POWER SYSTEM SIMULATOR--PSS(R)E MON, MAY 29 2023 | 16:32 | 1295.0258 | 2245 | 949.9742
results111.txt | SENSITIVITY FACTORS ARE CALCULATED WITH AC | NETWORK | 1295.0258 | 2245 | 949.9742
results111.txt | SUBSYSTEM 'RESERV' IS USED FOR OPPOSING SYSTEM FOR MW POWER | DISPATCH | 1295.0258 | 2245 | 949.9742
results111.txt | SENSITIVITY FACTORS OF BRANCH FLOW (MVA) ON 6712 OVREVINSTRA 400.00 TO 6874 VÅGÅMO 400.00 2 MORE THAN | 0.10000 | 1295.0258 | 2245 | 949.9742
results111.txt | <--------- BUS NAME --------> | MW-SENS | 1295.0258 | 2245 | 949.9742
results111.txt | 6373 ARENDAL400 400.00 | 0.1020 | 1295.0258 | 2245 | 949.9742
results111.txt | 6372 ARENDAL300 400.00 | 0.1020 | 1295.0258 | 2245 | 949.9742
results111.txt | 6626 MINNE 400.00 | 0.1866 | 1295.0258 | 2245 | 949.9742
results111.txt | 6667 BORGUND 301.00 | 0.1087 | 1295.0258 | 2245 | 949.9742
results111.txt | 6671 HEMSIL1 301.00 | 0.1091 | 1295.0258 | 2245 | 949.9742
results111.txt | 6712 OVREVINSTRA 400.00 | 0.4299 | 1295.0258 | 2245 | 949.9742
results111.txt | 6713 NEDREVINSTRA400.00 | 0.2794 | 1295.0258 | 2245 | 949.9742
results111.txt | 6714 HEMSIL2 400.00 | 0.1101 | 1295.0258 | 2245 | 949.9742
results111.txt | 6715 NESBYEN 400.00 | 0.1135 | 1295.0258 | 2245 | 949.9742
results111.txt | 6716 DAGALI 400.00 | 0.1000 | 1295.0258 | 2245 | 949.9742
results111.txt | 6717 NEDREVINSTRA400.00 | 0.2793 | 1295.0258 | 2245 | 949.9742
results111.txt | 6718 FÅBERG 400.00 | 0.2817 | 1295.0258 | 2245 | 949.9742
results111.txt | 6719 ÅDAL 400.00 | 0.1191 | 1295.0258 | 2245 | 949.9742
results111.txt | 6720 VARDAL 400.00 | 0.2390 | 1295.0258 | 2245 | 949.9742
results111.txt | 6721 VANG 400.00 | 0.2317 | 1295.0258 | 2245 | 949.9742
results111.txt | 6722 VEMORK 400.00 | 0.1009 | 1295.0258 | 2245 | 949.9742
results111.txt | 6723 SÅHEIM 400.00 | 0.1047 | 1295.0258 | 2245 | 949.9742
results111.txt | 6724 NORE 400.00 | 0.1049 | 1295.0258 | 2245 | 949.9742
results111.txt | 6725 SUNDSBARM 400.00 | 0.1035 | 1295.0258 | 2245 | 949.9742
results111.txt | 6727 ROD400 400.00 | 0.1045 | 1295.0258 | 2245 | 949.9742
results111.txt | 6726 ROD300 400.00 | 0.1045 | 1295.0258 | 2245 | 949.9742
results111.txt | 6728 GRENLAND 400.00 | 0.1049 | 1295.0258 | 2245 | 949.9742
results111.txt | 6730 BAMBLE400 400.00 | 0.1046 | 1295.0258 | 2245 | 949.9742
results111.txt | 6729 BAMBLE300 400.00 | 0.1046 | 1295.0258 | 2245 | 949.9742
results111.txt | 6731 RINGERIKE 400.00 | 0.1176 | 1295.0258 | 2245 | 949.9742
results111.txt | 6732 FLESAKER 400.00 | 0.1100 | 1295.0258 | 2245 | 949.9742
results111.txt | 6734 SYLLING400 400.00 | 0.1217 | 1295.0258 | 2245 | 949.9742
results111.txt | 6733 SYLLING300 400.00 | 0.1220 | 1295.0258 | 2245 | 949.9742
results111.txt | 6736 OSLA400 400.00 | 0.1365 | 1295.0258 | 2245 | 949.9742
results111.txt | 6735 OSLO300 400.00 | 0.1369 | 1295.0258 | 2245 | 949.9742
results111.txt | 6737 FOLLO 400.00 | 0.1220 | 1295.0258 | 2245 | 949.9742
results111.txt | 6738 TVEITEN 400.00 | 0.1078 | 1295.0258 | 2245 | 949.9742
results111.txt | 6740 TEGNEBY400 400.00 | 0.1088 | 1295.0258 | 2245 | 949.9742
results111.txt | 6739 TEGNEBY300 400.00 | 0.1087 | 1295.0258 | 2245 | 949.9742
results111.txt | 6742 HASLE400 400.00 | 0.1017 | 1295.0258 | 2245 | 949.9742
results111.txt | 6741 HASLE300 400.00 | 0.1019 | 1295.0258 | 2245 | 949.9742
results111.txt | 6812 OGNDAL 400.00 | -0.1916 | 1295.0258 | 2245 | 949.9742
results111.txt | 6814 VERDAL400 400.00 | -0.1933 | 1295.0258 | 2245 | 949.9742
results111.txt | 6813 VERDAL300 400.00 | -0.1933 | 1295.0258 | 2245 | 949.9742
results111.txt | 6872 AURA2300 400.00 | -0.2762 | 1295.0258 | 2245 | 949.9742
results111.txt | 6855 FRAERNA 400.00 | -0.2580 | 1295.0258 | 2245 | 949.9742
results111.txt | 6856 ORSKOG 400.00 | -0.1987 | 1295.0258 | 2245 | 949.9742
results111.txt | 6857 ORSTA 400.00 | -0.1573 | 1295.0258 | 2245 | 949.9742
results111.txt | 6858 ISTAD 400.00 | -0.2579 | 1295.0258 | 2245 | 949.9742
results111.txt | 6859 AURA1 400.00 | -0.2702 | 1295.0258 | 2245 | 949.9742
results111.txt | 6860 GRYTTEN 400.00 | -0.2434 | 1295.0258 | 2245 | 949.9742
results111.txt | 6861 SNILLDAL 400.00 | -0.2459 | 1295.0258 | 2245 | 949.9742
results111.txt | 6862 SURNA 400.00 | -0.2555 | 1295.0258 | 2245 | 949.9742
results111.txt | 6863 HOFSTAD 400.00 | -0.2120 | 1295.0258 | 2245 | 949.9742
results111.txt | 6864 ÅFJORD 400.00 | -0.2286 | 1295.0258 | 2245 | 949.9742
results111.txt | 6866 ORKDAL400 400.00 | -0.2212 | 1295.0258 | 2245 | 949.9742
results111.txt | 6865 ORKDAL300 400.00 | -0.2212 | 1295.0258 | 2245 | 949.9742
results111.txt | 6867 STRINDA 400.00 | -0.1977 | 1295.0258 | 2245 | 949.9742
results111.txt | 6869 KLAEBU400 400.00 | -0.1982 | 1295.0258 | 2245 | 949.9742
results111.txt | 6868 KLAEBU300 400.00 | -0.1982 | 1295.0258 | 2245 | 949.9742
results111.txt | 6871 EIDUM400 400.00 | -0.1967 | 1295.0258 | 2245 | 949.9742
results111.txt | 6870 EIDUM300 400.00 | -0.1967 | 1295.0258 | 2245 | 949.9742
results111.txt | 6874 VÅGÅMO 400.00 | -0.4735 | 1295.0258 | 2245 | 949.9742
results111.txt | 6875 RENDALEN 301.00 | 0.2374 | 1295.0258 | 2245 | 949.9742
results111.txt | 6936 NEDRERÖS400 400.00 | -0.1455 | 1295.0258 | 2245 | 949.9742
results111.txt | 6935 NEDRERÖS300 400.00 | -0.1456 | 1295.0258 | 2245 | 949.9742
results111.txt | 6934 NEDRERÖS220 220.00 | -0.1248 | 1295.0258 | 2245 | 949.9742
results111.txt | 6937 MARKA 400.00 | -0.1525 | 1295.0258 | 2245 | 949.9742
results111.txt | 6938 NAMSOS 400.00 | -0.1872 | 1295.0258 | 2245 | 949.9742
results111.txt | 6939 KOLSVIK 400.00 | -0.1669 | 1295.0258 | 2245 | 949.9742
results111.txt | 6940 NAMSKOGEN 400.00 | -0.1671 | 1295.0258 | 2245 | 949.9742
results111.txt | 6942 TUNNSJO400 400.00 | -0.1726 | 1295.0258 | 2245 | 949.9742
results111.txt | 6941 TUNNSJO300 400.00 | -0.1726 | 1295.0258 | 2245 | 949.9742
results111.txt | 6944 RANA 400.00 | -0.1411 | 1295.0258 | 2245 | 949.9742
results111.txt | 7006 SVARTISEN 400.00 | -0.1327 | 1295.0258 | 2245 | 949.9742
results111.txt | 7007 KOBBELV 400.00 | -0.1087 | 1295.0258 | 2245 | 949.9742
results111.txt | 7008 SALTEN 400.00 | -0.1144 | 1295.0258 | 2245 | 949.9742
results111.txt | 7061 NEA 400.00 | -0.1411 | 1295.0258 | 2245 | 949.9742
results111.txt | 9006 TROFORS 400.00 | -0.1569 | 1295.0258 | 2245 | 949.9742
results111.txt | 9007 TJELDBERGO 400.00 | -0.2510 | 1295.0258 | 2245 | 949.9742
results111.txt | 9008 SYLKKYVELN 400.00 | -0.1806 | 1295.0258 | 2245 | 949.9742
results111.txt | 9012 BAMBLE 400.00 | 0.1051 | 1295.0258 | 2245 | 949.9742
results111.txt | 9013 HOF 400.00 | 0.1091 | 1295.0258 | 2245 | 949.9742
results111.txt | 9015 HEMSIL300 301.00 | 0.1101 | 1295.0258 | 2245 | 949.9742
results111.txt | 9016 FÅBER300 301.00 | 0.2410 | 1295.0258 | 2245 | 949.9742
results111.txt | 9017 OSLO301 301.00 | 0.1533 | 1295.0258 | 2245 | 949.9742
results111.txt | 9018 TEGNEBY 301.00 | 0.1330 | 1295.0258 | 2245 | 949.9742
results112.txt | PTI INTERACTIVE POWER SYSTEM SIMULATOR--PSS(R)E MON, MAY 29 2023 | 16:32 | -608.0375 | 1571.5 | 963.4625
results112.txt | SENSITIVITY FACTORS ARE CALCULATED WITH AC | NETWORK | -608.0375 | 1571.5 | 963.4625
results112.txt | SUBSYSTEM 'RESERV' IS USED FOR OPPOSING SYSTEM FOR MW POWER | DISPATCH | -608.0375 | 1571.5 | 963.4625
results112.txt | SENSITIVITY FACTORS OF BRANCH FLOW (MVA) ON 6545 HUITTINEN 400.00 TO 6617 OLKILUOTO 400.00 4 MORE THAN | 0.10000 | -608.0375 | 1571.5 | 963.4625
results112.txt | <--------- BUS NAME --------> | MW-SENS | -608.0375 | 1571.5 | 963.4625
results112.txt | 6545 HUITTINEN 400.00 | -0.1083 | -608.0375 | 1571.5 | 963.4625
results112.txt | 6617 OLKILUOTO 400.00 | 0.1798 | -608.0375 | 1571.5 | 963.4625
results112.txt | 6618 RAUMA 400.00 | 0.1703 | -608.0375 | 1571.5 | 963.4625
results113.txt | PTI INTERACTIVE POWER SYSTEM SIMULATOR--PSS(R)E MON, MAY 29 2023 | 16:32 | 606.6049 | 1571.5 | 964.8951
results113.txt | SENSITIVITY FACTORS ARE CALCULATED WITH AC | NETWORK | 606.6049 | 1571.5 | 964.8951
results113.txt | SUBSYSTEM 'RESERV' IS USED FOR OPPOSING SYSTEM FOR MW POWER | DISPATCH | 606.6049 | 1571.5 | 964.8951
results113.txt | SENSITIVITY FACTORS OF BRANCH FLOW (MVA) ON 6695 KVILLDAL 400.00 TO 6723 SÅHEIM 400.00 4 MORE THAN | 0.10000 | 606.6049 | 1571.5 | 964.8951
results113.txt | <--------- BUS NAME --------> | MW-SENS | 606.6049 | 1571.5 | 964.8951
results113.txt | 6693 SATURDAL 400.00 | 0.1666 | 606.6049 | 1571.5 | 964.8951
results113.txt | 6692 HYDRO MIXED 400.00 | 0.1665 | 606.6049 | 1571.5 | 964.8951
results113.txt | 6695 KVILLDAL 400.00 | 0.1913 | 606.6049 | 1571.5 | 964.8951
results113.txt | 6698 LYSE400 400.00 | 0.1084 | 606.6049 | 1571.5 | 964.8951
results113.txt | 6697 LYSE300 400.00 | 0.1083 | 606.6049 | 1571.5 | 964.8951
results113.txt | 6700 TJORHOM 400.00 | 0.1079 | 606.6049 | 1571.5 | 964.8951
results113.txt | 6705 HOLEN 400.00 | 0.1226 | 606.6049 | 1571.5 | 964.8951
results113.txt | 6710 HEKNI 400.00 | 0.1021 | 606.6049 | 1571.5 | 964.8951
results113.txt | 6723 SÅHEIM 400.00 | -0.2904 | 606.6049 | 1571.5 | 964.8951
results114.txt | PTI INTERACTIVE POWER SYSTEM SIMULATOR--PSS(R)E MON, MAY 29 2023 | 16:32 | 1265.3684 | 2245 | 979.6316
results114.txt | SENSITIVITY FACTORS ARE CALCULATED WITH AC | NETWORK | 1265.3684 | 2245 | 979.6316
results114.txt | SUBSYSTEM 'RESERV' IS USED FOR OPPOSING SYSTEM FOR MW POWER | DISPATCH | 1265.3684 | 2245 | 979.6316
results114.txt | SENSITIVITY FACTORS OF BRANCH FLOW (MVA) ON 6735 OSLO300 400.00 TO 6736 OSLA400 400.00 8 MORE THAN | 0.10000 | 1265.3684 | 2245 | 979.6316
results114.txt | <--------- BUS NAME --------> | MW-SENS | 1265.3684 | 2245 | 979.6316
results114.txt | 6626 MINNE 400.00 | 0.1683 | 1265.3684 | 2245 | 979.6316
results114.txt | 6712 OVREVINSTRA 400.00 | 0.1156 | 1265.3684 | 2245 | 979.6316
results114.txt | 6713 NEDREVINSTRA400.00 | 0.1415 | 1265.3684 | 2245 | 979.6316
results114.txt | 6717 NEDREVINSTRA400.00 | 0.1415 | 1265.3684 | 2245 | 979.6316
results114.txt | 6718 FÅBERG 400.00 | 0.1427 | 1265.3684 | 2245 | 979.6316
results114.txt | 6720 VARDAL 400.00 | 0.1536 | 1265.3684 | 2245 | 979.6316
results114.txt | 6721 VANG 400.00 | 0.1564 | 1265.3684 | 2245 | 979.6316
results114.txt | 6736 OSLA400 400.00 | -0.3198 | 1265.3684 | 2245 | 979.6316
results114.txt | 6735 OSLO300 400.00 | 0.1792 | 1265.3684 | 2245 | 979.6316
results114.txt | 6737 FOLLO 400.00 | -0.1793 | 1265.3684 | 2245 | 979.6316
results114.txt | 6875 RENDALEN 301.00 | 0.1290 | 1265.3684 | 2245 | 979.6316
results114.txt | 9016 FÅBER300 301.00 | 0.1310 | 1265.3684 | 2245 | 979.6316
results114.txt | 9017 OSLO301 301.00 | 0.1062 | 1265.3684 | 2245 | 979.6316
results115.txt | PTI INTERACTIVE POWER SYSTEM SIMULATOR--PSS(R)E MON, MAY 29 2023 | 16:32 | 1265.3684 | 2245 | 979.6316
results115.txt | SENSITIVITY FACTORS ARE CALCULATED WITH AC | NETWORK | 1265.3684 | 2245 | 979.6316
results115.txt | SUBSYSTEM 'RESERV' IS USED FOR OPPOSING SYSTEM FOR MW POWER | DISPATCH | 1265.3684 | 2245 | 979.6316
results115.txt | SENSITIVITY FACTORS OF BRANCH FLOW (MVA) ON 6735 OSLO300 400.00 TO 6736 OSLA400 400.00 9 MORE THAN | 0.10000 | 1265.3684 | 2245 | 979.6316
results115.txt | <--------- BUS NAME --------> | MW-SENS | 1265.3684 | 2245 | 979.6316
results115.txt | 6626 MINNE 400.00 | 0.1683 | 1265.3684 | 2245 | 979.6316
results115.txt | 6712 OVREVINSTRA 400.00 | 0.1156 | 1265.3684 | 2245 | 979.6316
results115.txt | 6713 NEDREVINSTRA400.00 | 0.1415 | 1265.3684 | 2245 | 979.6316
results115.txt | 6717 NEDREVINSTRA400.00 | 0.1415 | 1265.3684 | 2245 | 979.6316
results115.txt | 6718 FÅBERG 400.00 | 0.1427 | 1265.3684 | 2245 | 979.6316
results115.txt | 6720 VARDAL 400.00 | 0.1536 | 1265.3684 | 2245 | 979.6316
results115.txt | 6721 VANG 400.00 | 0.1564 | 1265.3684 | 2245 | 979.6316
results115.txt | 6736 OSLA400 400.00 | -0.3198 | 1265.3684 | 2245 | 979.6316
results115.txt | 6735 OSLO300 400.00 | 0.1792 | 1265.3684 | 2245 | 979.6316
results115.txt | 6737 FOLLO 400.00 | -0.1793 | 1265.3684 | 2245 | 979.6316
results115.txt | 6875 RENDALEN 301.00 | 0.1290 | 1265.3684 | 2245 | 979.6316
results115.txt | 9016 FÅBER300 301.00 | 0.1310 | 1265.3684 | 2245 | 979.6316
results115.txt | 9017 OSLO301 301.00 | 0.1062 | 1265.3684 | 2245 | 979.6316
results116.txt | PTI INTERACTIVE POWER SYSTEM SIMULATOR--PSS(R)E MON, MAY 29 2023 | 16:32 | 1258.5764 | 2245 | 986.4236
results116.txt | SENSITIVITY FACTORS ARE CALCULATED WITH AC | NETWORK | 1258.5764 | 2245 | 986.4236
results116.txt | SUBSYSTEM 'RESERV' IS USED FOR OPPOSING SYSTEM FOR MW POWER | DISPATCH | 1258.5764 | 2245 | 986.4236
results116.txt | SENSITIVITY FACTORS OF BRANCH FLOW (MVA) ON 6737 FOLLO 400.00 TO 6740 TEGNEBY400 400.00 2 MORE THAN | 0.10000 | 1258.5764 | 2245 | 986.4236
results116.txt | <--------- BUS NAME --------> | MW-SENS | 1258.5764 | 2245 | 986.4236
results116.txt | 5624 HERSLEV 400.00 | -0.1027 | 1258.5764 | 2245 | 986.4236
results116.txt | 5642 HOVEGARD 400.00 | -0.1027 | 1258.5764 | 2245 | 986.4236
results116.txt | 5646 BJAEVERSKOV4400.00 | -0.1026 | 1258.5764 | 2245 | 986.4236
results116.txt | 5645 BJAEVERSKOV2220.00 | -0.1026 | 1258.5764 | 2245 | 986.4236
results116.txt | 5657 ISHOJ400 400.00 | -0.1027 | 1258.5764 | 2245 | 986.4236
results116.txt | 5656 ISHOJ220 220.00 | -0.1027 | 1258.5764 | 2245 | 986.4236
results116.txt | 5660 AVEDOREVERK 400.00 | -0.1027 | 1258.5764 | 2245 | 986.4236
results116.txt | 5662 ORSTEDSVERKE400.00 | -0.1027 | 1258.5764 | 2245 | 986.4236
results116.txt | 5676 WIND FARM 220.00 | -0.1019 | 1258.5764 | 2245 | 986.4236
results116.txt | 5845 ASNAESVERK 400.00 | -0.1027 | 1258.5764 | 2245 | 986.4236
results116.txt | 6305 LOVISEHOLM 400.00 | -0.1166 | 1258.5764 | 2245 | 986.4236
results116.txt | 6306 TROLLHATTAN 400.00 | -0.1083 | 1258.5764 | 2245 | 986.4236
results116.txt | 6307 KILANDA 400.00 | -0.1056 | 1258.5764 | 2245 | 986.4236
results116.txt | 6308 HISINGEN 400.00 | -0.1054 | 1258.5764 | 2245 | 986.4236
results116.txt | 6309 STENKULLEN 400.00 | -0.1052 | 1258.5764 | 2245 | 986.4236
results116.txt | 6311 LINDOME 400.00 | -0.1045 | 1258.5764 | 2245 | 986.4236
results116.txt | 6312 RINGHALS 400.00 | -0.1026 | 1258.5764 | 2245 | 986.4236
results116.txt | 6313 STROMMA 400.00 | -0.1037 | 1258.5764 | 2245 | 986.4236
results116.txt | 6315 HORRED 400.00 | -0.1023 | 1258.5764 | 2245 | 986.4236
results116.txt | 6316 UDDEBO 400.00 | -0.1005 | 1258.5764 | 2245 | 986.4236
results116.txt | 6319 KYNDBYVERKER400.00 | -0.1026 | 1258.5764 | 2245 | 986.4236
results116.txt | 6324 GORLOSEGARD 400.00 | -0.1025 | 1258.5764 | 2245 | 986.4236
results116.txt | 6330 GELNTEGARD2 400.00 | -0.1029 | 1258.5764 | 2245 | 986.4236
results116.txt | 6334 GLENTEGARD 400.00 | -0.1029 | 1258.5764 | 2245 | 986.4236
results116.txt | 6335 SODERASEN 400.00 | -0.1020 | 1258.5764 | 2245 | 986.4236
results116.txt | 6626 MINNE 400.00 | 0.2465 | 1258.5764 | 2245 | 986.4236
results116.txt | 6629 HALDEN 400.00 | -0.1215 | 1258.5764 | 2245 | 986.4236
results116.txt | 6630 BORGVIK 400.00 | -0.1036 | 1258.5764 | 2245 | 986.4236
results116.txt | 6647 MOSKOG 400.00 | 0.1051 | 1258.5764 | 2245 | 986.4236
results116.txt | 6648 HOYANGER 400.00 | 0.1066 | 1258.5764 | 2245 | 986.4236
results116.txt | 6649 REFSDAL 400.00 | 0.1015 | 1258.5764 | 2245 | 986.4236
results116.txt | 6650 HOVE 400.00 | 0.1052 | 1258.5764 | 2245 | 986.4236
results116.txt | 6657 JOSTEDAL 400.00 | 0.1095 | 1258.5764 | 2245 | 986.4236
results116.txt | 6658 LEIRDOLA 400.00 | 0.1097 | 1258.5764 | 2245 | 986.4236
results116.txt | 6659 ÅROY 400.00 | 0.1121 | 1258.5764 | 2245 | 986.4236
results116.txt | 6661 FARDAL400 400.00 | 0.1121 | 1258.5764 | 2245 | 986.4236
results116.txt | 6660 FARDAL300 400.00 | 0.1121 | 1258.5764 | 2245 | 986.4236
results116.txt | 6663 AURLAND400 400.00 | 0.1267 | 1258.5764 | 2245 | 986.4236
results116.txt | 6662 AURLAND200 400.00 | 0.1267 | 1258.5764 | 2245 | 986.4236
results116.txt | 6664 AURLAND2 400.00 | 0.1267 | 1258.5764 | 2245 | 986.4236
results116.txt | 6665 AURLAND3 400.00 | 0.1314 | 1258.5764 | 2245 | 986.4236
results116.txt | 6666 SKAGEN-FOTUN400.00 | 0.1084 | 1258.5764 | 2245 | 986.4236
results116.txt | 6667 BORGUND 301.00 | 0.1892 | 1258.5764 | 2245 | 986.4236
results116.txt | 6668 ELDFJORD 400.00 | 0.1162 | 1258.5764 | 2245 | 986.4236
results116.txt | 6669 HOL1 400.00 | 0.1461 | 1258.5764 | 2245 | 986.4236
results116.txt | 6670 HOL3 400.00 | 0.1521 | 1258.5764 | 2245 | 986.4236
results116.txt | 6671 HEMSIL1 301.00 | 0.1900 | 1258.5764 | 2245 | 986.4236
results116.txt | 6673 USTA400 400.00 | 0.1525 | 1258.5764 | 2245 | 986.4236
results116.txt | 6672 USTA300 400.00 | 0.1525 | 1258.5764 | 2245 | 986.4236
results116.txt | 6712 OVREVINSTRA 400.00 | 0.1701 | 1258.5764 | 2245 | 986.4236
results116.txt | 6713 NEDREVINSTRA400.00 | 0.2063 | 1258.5764 | 2245 | 986.4236
results116.txt | 6714 HEMSIL2 400.00 | 0.1919 | 1258.5764 | 2245 | 986.4236
results116.txt | 6715 NESBYEN 400.00 | 0.2010 | 1258.5764 | 2245 | 986.4236
results116.txt | 6716 DAGALI 400.00 | 0.1433 | 1258.5764 | 2245 | 986.4236
results116.txt | 6717 NEDREVINSTRA400.00 | 0.2063 | 1258.5764 | 2245 | 986.4236
results116.txt | 6718 FÅBERG 400.00 | 0.2083 | 1258.5764 | 2245 | 986.4236
results116.txt | 6719 ÅDAL 400.00 | 0.1808 | 1258.5764 | 2245 | 986.4236
results116.txt | 6720 VARDAL 400.00 | 0.2244 | 1258.5764 | 2245 | 986.4236
results116.txt | 6721 VANG 400.00 | 0.2288 | 1258.5764 | 2245 | 986.4236
results116.txt | 6724 NORE 400.00 | 0.1384 | 1258.5764 | 2245 | 986.4236
results116.txt | 6731 RINGERIKE 400.00 | 0.1632 | 1258.5764 | 2245 | 986.4236
results116.txt | 6734 SYLLING400 400.00 | 0.1251 | 1258.5764 | 2245 | 986.4236
results116.txt | 6733 SYLLING300 400.00 | 0.1270 | 1258.5764 | 2245 | 986.4236
results116.txt | 6736 OSLA400 400.00 | 0.2679 | 1258.5764 | 2245 | 986.4236
results116.txt | 6735 OSLO300 400.00 | 0.2623 | 1258.5764 | 2245 | 986.4236
results116.txt | 6737 FOLLO 400.00 | 0.5893 | 1258.5764 | 2245 | 986.4236
results116.txt | 6740 TEGNEBY400 400.00 | -0.1363 | 1258.5764 | 2245 | 986.4236
results116.txt | 6739 TEGNEBY300 400.00 | -0.1333 | 1258.5764 | 2245 | 986.4236
results116.txt | 6742 HASLE400 400.00 | -0.1239 | 1258.5764 | 2245 | 986.4236
results116.txt | 6741 HASLE300 400.00 | -0.1242 | 1258.5764 | 2245 | 986.4236
results116.txt | 6874 VÅGÅMO 400.00 | 0.1432 | 1258.5764 | 2245 | 986.4236
results116.txt | 6875 RENDALEN 301.00 | 0.1828 | 1258.5764 | 2245 | 986.4236
results116.txt | 7429 JOINT 220.00 | -0.1019 | 1258.5764 | 2245 | 986.4236
results116.txt | 1052 BREARED 400.00 | -0.1031 | 1258.5764 | 2245 | 986.4236
results116.txt | 1053 HÄRADSBO 400.00 | -0.1022 | 1258.5764 | 2245 | 986.4236
results116.txt | 9009 ALFOTEN 400.00 | 0.1006 | 1258.5764 | 2245 | 986.4236
results116.txt | 9402 INGELKÄRR 400.00 | -0.1068 | 1258.5764 | 2245 | 986.4236
results116.txt | 9015 HEMSIL300 301.00 | 0.1919 | 1258.5764 | 2245 | 986.4236
results116.txt | 9016 FÅBER300 301.00 | 0.1861 | 1258.5764 | 2245 | 986.4236
results116.txt | 9017 OSLO301 301.00 | 0.1390 | 1258.5764 | 2245 | 986.4236
results117.txt | PTI INTERACTIVE POWER SYSTEM SIMULATOR--PSS(R)E MON, MAY 29 2023 | 16:32 | 1258.0203 | 2245 | 986.9797
results117.txt | SENSITIVITY FACTORS ARE CALCULATED WITH AC | NETWORK | 1258.0203 | 2245 | 986.9797
results117.txt | SUBSYSTEM 'RESERV' IS USED FOR OPPOSING SYSTEM FOR MW POWER | DISPATCH | 1258.0203 | 2245 | 986.9797
results117.txt | SENSITIVITY FACTORS OF BRANCH FLOW (MVA) ON 6731 RINGERIKE 400.00 TO 6734 SYLLING400 400.00 2 MORE THAN | 0.10000 | 1258.0203 | 2245 | 986.9797
results117.txt | <--------- BUS NAME --------> | MW-SENS | 1258.0203 | 2245 | 986.9797
results117.txt | 6663 AURLAND400 400.00 | 0.1197 | 1258.0203 | 2245 | 986.9797
results117.txt | 6662 AURLAND200 400.00 | 0.1196 | 1258.0203 | 2245 | 986.9797
results117.txt | 6664 AURLAND2 400.00 | 0.1197 | 1258.0203 | 2245 | 986.9797
results117.txt | 6665 AURLAND3 400.00 | 0.1246 | 1258.0203 | 2245 | 986.9797
results117.txt | 6668 ELDFJORD 400.00 | 0.1143 | 1258.0203 | 2245 | 986.9797
results117.txt | 6669 HOL1 400.00 | 0.1399 | 1258.0203 | 2245 | 986.9797
results117.txt | 6670 HOL3 400.00 | 0.1463 | 1258.0203 | 2245 | 986.9797
results117.txt | 6673 USTA400 400.00 | 0.1466 | 1258.0203 | 2245 | 986.9797
results117.txt | 6672 USTA300 400.00 | 0.1466 | 1258.0203 | 2245 | 986.9797
results117.txt | 6716 DAGALI 400.00 | 0.1620 | 1258.0203 | 2245 | 986.9797
results117.txt | 6719 ÅDAL 400.00 | 0.3542 | 1258.0203 | 2245 | 986.9797
results117.txt | 6731 RINGERIKE 400.00 | 0.4646 | 1258.0203 | 2245 | 986.9797
results117.txt | 6734 SYLLING400 400.00 | -0.1095 | 1258.0203 | 2245 | 986.9797
results117.txt | 6733 SYLLING300 400.00 | -0.1059 | 1258.0203 | 2245 | 986.9797
results118.txt | PTI INTERACTIVE POWER SYSTEM SIMULATOR--PSS(R)E MON, MAY 29 2023 | 16:32 | -583.2909 | 1571.5 | 988.2091
results118.txt | SENSITIVITY FACTORS ARE CALCULATED WITH AC | NETWORK | -583.2909 | 1571.5 | 988.2091
results118.txt | SUBSYSTEM 'RESERV' IS USED FOR OPPOSING SYSTEM FOR MW POWER | DISPATCH | -583.2909 | 1571.5 | 988.2091
results118.txt | SENSITIVITY FACTORS OF BRANCH FLOW (MVA) ON 6545 HUITTINEN 400.00 TO 6617 OLKILUOTO 400.00 3 MORE THAN | 0.10000 | -583.2909 | 1571.5 | 988.2091
results118.txt | <--------- BUS NAME --------> | MW-SENS | -583.2909 | 1571.5 | 988.2091
results118.txt | 6545 HUITTINEN 400.00 | -0.1038 | -583.2909 | 1571.5 | 988.2091
results118.txt | 6617 OLKILUOTO 400.00 | 0.1724 | -583.2909 | 1571.5 | 988.2091
results118.txt | 6618 RAUMA 400.00 | 0.1633 | -583.2909 | 1571.5 | 988.2091
results119.txt | PTI INTERACTIVE POWER SYSTEM SIMULATOR--PSS(R)E MON, MAY 29 2023 | 16:32 | -580.6265 | 1571.5 | 990.8735
results119.txt | SENSITIVITY FACTORS ARE CALCULATED WITH AC | NETWORK | -580.6265 | 1571.5 | 990.8735
results119.txt | SUBSYSTEM 'RESERV' IS USED FOR OPPOSING SYSTEM FOR MW POWER | DISPATCH | -580.6265 | 1571.5 | 990.8735
results119.txt | SENSITIVITY FACTORS OF BRANCH FLOW (MVA) ON 6637 MORGARDSH 400.00 TO 9403 TOVÅSEN 400.00 2 MORE THAN | 0.10000 | -580.6265 | 1571.5 | 990.8735
results119.txt | <--------- BUS NAME --------> | MW-SENS | -580.6265 | 1571.5 | 990.8735
results119.txt | 6637 MORGARDSH 400.00 | -0.2561 | -580.6265 | 1571.5 | 990.8735
results119.txt | 9403 TOVÅSEN 400.00 | 0.3121 | -580.6265 | 1571.5 | 990.8735
results120.txt | PTI INTERACTIVE POWER SYSTEM SIMULATOR--PSS(R)E MON, MAY 29 2023 | 16:32 | -1253.1235 | 2245 | 991.8765
results120.txt | SENSITIVITY FACTORS ARE CALCULATED WITH AC | NETWORK | -1253.1235 | 2245 | 991.8765
results120.txt | SUBSYSTEM 'RESERV' IS USED FOR OPPOSING SYSTEM FOR MW POWER | DISPATCH | -1253.1235 | 2245 | 991.8765
results120.txt | SENSITIVITY FACTORS OF BRANCH FLOW (MVA) ON 7004 LIGGA 400.00 TO 8256 JOINT 400.00 7 MORE THAN | 0.10000 | -1253.1235 | 2245 | 991.8765
results120.txt | <--------- BUS NAME --------> | MW-SENS | -1253.1235 | 2245 | 991.8765
results120.txt | 5624 HERSLEV 400.00 | -0.1576 | -1253.1235 | 2245 | 991.8765
results120.txt | 5642 HOVEGARD 400.00 | -0.1565 | -1253.1235 | 2245 | 991.8765
results120.txt | 5646 BJAEVERSKOV4400.00 | -0.1559 | -1253.1235 | 2245 | 991.8765
results120.txt | 5645 BJAEVERSKOV2220.00 | -0.1542 | -1253.1235 | 2245 | 991.8765
results120.txt | 5657 ISHOJ400 400.00 | -0.1564 | -1253.1235 | 2245 | 991.8765
results120.txt | 5656 ISHOJ220 220.00 | -0.1581 | -1253.1235 | 2245 | 991.8765
results120.txt | 5660 AVEDOREVERK 400.00 | -0.1571 | -1253.1235 | 2245 | 991.8765
results120.txt | 5662 ORSTEDSVERKE400.00 | -0.1583 | -1253.1235 | 2245 | 991.8765
results120.txt | 5671 SEGE 400.00 | -0.1436 | -1253.1235 | 2245 | 991.8765
results120.txt | 5672 ARRIE 400.00 | -0.1433 | -1253.1235 | 2245 | 991.8765
results120.txt | 5673 KRUSEBERG 400.00 | -0.1432 | -1253.1235 | 2245 | 991.8765
results120.txt | 5676 WIND FARM 220.00 | -0.1384 | -1253.1235 | 2245 | 991.8765
results120.txt | 5845 ASNAESVERK 400.00 | -0.1570 | -1253.1235 | 2245 | 991.8765
results120.txt | 6319 KYNDBYVERKER400.00 | -0.1559 | -1253.1235 | 2245 | 991.8765
results120.txt | 6324 GORLOSEGARD 400.00 | -0.1523 | -1253.1235 | 2245 | 991.8765
results120.txt | 6330 GELNTEGARD2 400.00 | -0.1609 | -1253.1235 | 2245 | 991.8765
results120.txt | 6334 GLENTEGARD 400.00 | -0.1622 | -1253.1235 | 2245 | 991.8765
results120.txt | 6335 SODERASEN 400.00 | -0.1407 | -1253.1235 | 2245 | 991.8765
results120.txt | 6337 BARSEBACK 400.00 | -0.1436 | -1253.1235 | 2245 | 991.8765
results120.txt | 6338 HURVA 400.00 | -0.1467 | -1253.1235 | 2245 | 991.8765
results120.txt | 6340 MOHOLM 220.00 | -0.1571 | -1253.1235 | 2245 | 991.8765
results120.txt | 6341 KOLSTAD 400.00 | -0.1377 | -1253.1235 | 2245 | 991.8765
results120.txt | 6342 TENHULT 400.00 | -0.1211 | -1253.1235 | 2245 | 991.8765
results120.txt | 6343 BARKERYD 400.00 | -0.1311 | -1253.1235 | 2245 | 991.8765
results120.txt | 6345 GLAN 400.00 | -0.1315 | -1253.1235 | 2245 | 991.8765
results120.txt | 6346 KIMSTAD 400.00 | -0.1302 | -1253.1235 | 2245 | 991.8765
results120.txt | 6348 OSKARSHAMN 400.00 | -0.1400 | -1253.1235 | 2245 | 991.8765
results120.txt | 6349 ALVESTA 400.00 | -0.1447 | -1253.1235 | 2245 | 991.8765
results120.txt | 6350 HEMSJO 400.00 | -0.1527 | -1253.1235 | 2245 | 991.8765
results120.txt | 6351 KARLSHAMN 400.00 | -0.1523 | -1253.1235 | 2245 | 991.8765
results120.txt | 6354 NYBRO 400.00 | -0.1554 | -1253.1235 | 2245 | 991.8765
results120.txt | 6356 BJERKREIM 400.00 | 0.1230 | -1253.1235 | 2245 | 991.8765
results120.txt | 6358 TONSTAD400 400.00 | 0.1266 | -1253.1235 | 2245 | 991.8765
results120.txt | 6357 TONSTAD300 400.00 | 0.1267 | -1253.1235 | 2245 | 991.8765
results120.txt | 6360 KJELLAND 400.00 | 0.1234 | -1253.1235 | 2245 | 991.8765
results120.txt | 6363 FEDA400 400.00 | 0.1223 | -1253.1235 | 2245 | 991.8765
results120.txt | 6362 FEDA300 400.00 | 0.1223 | -1253.1235 | 2245 | 991.8765
results120.txt | 6364 LISTAWIND 400.00 | 0.1223 | -1253.1235 | 2245 | 991.8765
results120.txt | 6365 KRISTIANSAND400.00 | 0.1147 | -1253.1235 | 2245 | 991.8765
results120.txt | 6373 ARENDAL400 400.00 | 0.1041 | -1253.1235 | 2245 | 991.8765
results120.txt | 6372 ARENDAL300 400.00 | 0.1041 | -1253.1235 | 2245 | 991.8765
results120.txt | 6571 VISULAHTI 400.00 | -0.1403 | -1253.1235 | 2245 | 991.8765
results120.txt | 6572 KYMI 400.00 | -0.1156 | -1253.1235 | 2245 | 991.8765
results120.txt | 6548 KANGASALA 400.00 | -0.1071 | -1253.1235 | 2245 | 991.8765
results120.txt | 6549 LAVIANVOURI 400.00 | -0.1092 | -1253.1235 | 2245 | 991.8765
results120.txt | 6550 KOPULA 400.00 | -0.1125 | -1253.1235 | 2245 | 991.8765
results120.txt | 6551 HIKIÄ 400.00 | -0.1102 | -1253.1235 | 2245 | 991.8765
results120.txt | 6552 TAMMISTO 400.00 | -0.1029 | -1253.1235 | 2245 | 991.8765
results120.txt | 6553 NURMIJÄRVI 400.00 | -0.1103 | -1253.1235 | 2245 | 991.8765
results120.txt | 6554 LÄNSISALMI 400.00 | -0.1038 | -1253.1235 | 2245 | 991.8765
results120.txt | 6555 INKOO 400.00 | -0.1022 | -1253.1235 | 2245 | 991.8765
results120.txt | 6556 ESPOO 400.00 | -0.1048 | -1253.1235 | 2245 | 991.8765
results120.txt | 6567 ANTTILA 400.00 | -0.1083 | -1253.1235 | 2245 | 991.8765
results120.txt | 6569 KORIA 400.00 | -0.1171 | -1253.1235 | 2245 | 991.8765
results120.txt | 6573 YLLIKKÄLÄ 400.00 | -0.1341 | -1253.1235 | 2245 | 991.8765
results120.txt | 6580 SODERALA 220.00 | -0.1240 | -1253.1235 | 2245 | 991.8765
results120.txt | 6581 ANGSBERG 400.00 | -0.1063 | -1253.1235 | 2245 | 991.8765
results120.txt | 6583 STACKBO400 400.00 | -0.1054 | -1253.1235 | 2245 | 991.8765
results120.txt | 6582 STACKBO220 220.00 | -0.1024 | -1253.1235 | 2245 | 991.8765
results120.txt | 6584 VALBO 220.00 | -0.1054 | -1253.1235 | 2245 | 991.8765
results120.txt | 6585 FINNBOLEHVDC400.00 | -0.1076 | -1253.1235 | 2245 | 991.8765
results120.txt | 6586 FINNBOLEHVDC400.00 | -0.1092 | -1253.1235 | 2245 | 991.8765
results120.txt | 6588 UNTRA 220.00 | -0.1067 | -1253.1235 | 2245 | 991.8765
results120.txt | 6592 STARFORS 220.00 | -0.1264 | -1253.1235 | 2245 | 991.8765
results120.txt | 6594 HAMRA400 400.00 | -0.1091 | -1253.1235 | 2245 | 991.8765
results120.txt | 6593 HAMRA220 220.00 | -0.1079 | -1253.1235 | 2245 | 991.8765
results120.txt | 6595 BREDAKER 220.00 | -0.1181 | -1253.1235 | 2245 | 991.8765
results120.txt | 6597 TUNA400 400.00 | -0.1083 | -1253.1235 | 2245 | 991.8765
results120.txt | 6596 TUNA220 220.00 | -0.1189 | -1253.1235 | 2245 | 991.8765
results120.txt | 6598 BOLANDERNA 220.00 | -0.1275 | -1253.1235 | 2245 | 991.8765
results120.txt | 6599 PLENNINGE 220.00 | -0.1250 | -1253.1235 | 2245 | 991.8765
results120.txt | 6600 AKER 400.00 | -0.1220 | -1253.1235 | 2245 | 991.8765
results120.txt | 6602 KOLBOTTEN400400.00 | -0.1116 | -1253.1235 | 2245 | 991.8765
results120.txt | 6601 KOLBOTTEN220220.00 | -0.1097 | -1253.1235 | 2245 | 991.8765
results120.txt | 6603 ODENSALA 400.00 | -0.1072 | -1253.1235 | 2245 | 991.8765
results120.txt | 6605 STOCKHOLM400400.00 | -0.1084 | -1253.1235 | 2245 | 991.8765
results120.txt | 6604 STOCKHOLM220220.00 | -0.1081 | -1253.1235 | 2245 | 991.8765
results120.txt | 6606 HALL 400.00 | -0.1134 | -1253.1235 | 2245 | 991.8765
results120.txt | 6608 EKUDDEN400 400.00 | -0.1132 | -1253.1235 | 2245 | 991.8765
results120.txt | 6607 EKUDDEN220 220.00 | -0.1073 | -1253.1235 | 2245 | 991.8765
results120.txt | 6609 SOLBERGA 220.00 | -0.1077 | -1253.1235 | 2245 | 991.8765
results120.txt | 6610 GRASKA 220.00 | -0.1294 | -1253.1235 | 2245 | 991.8765
results120.txt | 6611 HALLSTAVIK 220.00 | -0.1290 | -1253.1235 | 2245 | 991.8765
results120.txt | 6613 MALSTA 220.00 | -0.1333 | -1253.1235 | 2245 | 991.8765
results120.txt | 6614 VALLENTUNA 220.00 | -0.1149 | -1253.1235 | 2245 | 991.8765
results120.txt | 6631 BASNA 400.00 | -0.1045 | -1253.1235 | 2245 | 991.8765
results120.txt | 6632 REPBACKEN 400.00 | -0.1044 | -1253.1235 | 2245 | 991.8765
results120.txt | 6633 DÖNJE 220.00 | -0.1377 | -1253.1235 | 2245 | 991.8765
results120.txt | 6634 OCKELBO 220.00 | -0.1139 | -1253.1235 | 2245 | 991.8765
results120.txt | 6635 HOFORS 220.00 | -0.1042 | -1253.1235 | 2245 | 991.8765
results120.txt | 6636 HORNDAL 220.00 | -0.1061 | -1253.1235 | 2245 | 991.8765
results120.txt | 6639 LINDBACKA400400.00 | -0.1078 | -1253.1235 | 2245 | 991.8765
results120.txt | 6638 LINDBACKA220220.00 | -0.1065 | -1253.1235 | 2245 | 991.8765
results120.txt | 6641 HALLSBERG400400.00 | -0.1099 | -1253.1235 | 2245 | 991.8765
results120.txt | 6640 HALLSBERG220220.00 | -0.1099 | -1253.1235 | 2245 | 991.8765
results120.txt | 6642 OSTANSJO 400.00 | -0.1120 | -1253.1235 | 2245 | 991.8765
results120.txt | 6643 FINNSLATTEN 220.00 | -0.1069 | -1253.1235 | 2245 | 991.8765
results120.txt | 6644 HIMMETA 220.00 | -0.1143 | -1253.1235 | 2245 | 991.8765
results120.txt | 6645 AROSVERKET 220.00 | -0.1142 | -1253.1235 | 2245 | 991.8765
results120.txt | 6646 HEDENLUNDA 400.00 | -0.1268 | -1253.1235 | 2245 | 991.8765
results120.txt | 6647 MOSKOG 400.00 | 0.1372 | -1253.1235 | 2245 | 991.8765
results120.txt | 6648 HOYANGER 400.00 | 0.1447 | -1253.1235 | 2245 | 991.8765
results120.txt | 6649 REFSDAL 400.00 | 0.1611 | -1253.1235 | 2245 | 991.8765
results120.txt | 6650 HOVE 400.00 | 0.1597 | -1253.1235 | 2245 | 991.8765
results120.txt | 6651 MODALEN 400.00 | 0.1613 | -1253.1235 | 2245 | 991.8765
results120.txt | 6653 DALE 400.00 | 0.1609 | -1253.1235 | 2245 | 991.8765
results120.txt | 6654 EVANGER 400.00 | 0.1599 | -1253.1235 | 2245 | 991.8765
results120.txt | 6656 SAMNAGER400 400.00 | 0.1549 | -1253.1235 | 2245 | 991.8765
results120.txt | 6655 SAMNAGER300 400.00 | 0.1550 | -1253.1235 | 2245 | 991.8765
results120.txt | 6657 JOSTEDAL 400.00 | 0.1686 | -1253.1235 | 2245 | 991.8765
results120.txt | 6658 LEIRDOLA 400.00 | 0.1675 | -1253.1235 | 2245 | 991.8765
results120.txt | 6659 ÅROY 400.00 | 0.1572 | -1253.1235 | 2245 | 991.8765
results120.txt | 6661 FARDAL400 400.00 | 0.1569 | -1253.1235 | 2245 | 991.8765
results120.txt | 6660 FARDAL300 400.00 | 0.1569 | -1253.1235 | 2245 | 991.8765
results120.txt | 6663 AURLAND400 400.00 | 0.1474 | -1253.1235 | 2245 | 991.8765
results120.txt | 6662 AURLAND200 400.00 | 0.1476 | -1253.1235 | 2245 | 991.8765
results120.txt | 6664 AURLAND2 400.00 | 0.1475 | -1253.1235 | 2245 | 991.8765
results120.txt | 6665 AURLAND3 400.00 | 0.1431 | -1253.1235 | 2245 | 991.8765
results120.txt | 6666 SKAGEN-FOTUN400.00 | 0.1732 | -1253.1235 | 2245 | 991.8765
results120.txt | 6667 BORGUND 301.00 | 0.1211 | -1253.1235 | 2245 | 991.8765
results120.txt | 6668 ELDFJORD 400.00 | 0.1497 | -1253.1235 | 2245 | 991.8765
results120.txt | 6669 HOL1 400.00 | 0.1289 | -1253.1235 | 2245 | 991.8765
results120.txt | 6670 HOL3 400.00 | 0.1239 | -1253.1235 | 2245 | 991.8765
results120.txt | 6671 HEMSIL1 301.00 | 0.1188 | -1253.1235 | 2245 | 991.8765
results120.txt | 6673 USTA400 400.00 | 0.1225 | -1253.1235 | 2245 | 991.8765
results120.txt | 6672 USTA300 400.00 | 0.1225 | -1253.1235 | 2245 | 991.8765
results120.txt | 6674 HUSNES 400.00 | 0.1439 | -1253.1235 | 2245 | 991.8765
results120.txt | 6676 HYDRO PURE S400.00 | 0.1504 | -1253.1235 | 2245 | 991.8765
results120.txt | 6675 MAURANGER 400.00 | 0.1504 | -1253.1235 | 2245 | 991.8765
results120.txt | 6677 BLÅFALL 400.00 | 0.1448 | -1253.1235 | 2245 | 991.8765
results120.txt | 6679 OKSLA 400.00 | 0.1495 | -1253.1235 | 2245 | 991.8765
results120.txt | 6680 ÅSEN 400.00 | 0.1495 | -1253.1235 | 2245 | 991.8765
results120.txt | 6682 SAUDA400 400.00 | 0.1412 | -1253.1235 | 2245 | 991.8765
results120.txt | 6681 SAUDA300 400.00 | 0.1413 | -1253.1235 | 2245 | 991.8765
results120.txt | 6683 HYLEN 400.00 | 0.1423 | -1253.1235 | 2245 | 991.8765
results120.txt | 6685 RÖDAL 400.00 | 0.1465 | -1253.1235 | 2245 | 991.8765
results120.txt | 6686 NOVLE 400.00 | 0.1467 | -1253.1235 | 2245 | 991.8765
results120.txt | 6687 ULLA-FORRE 400.00 | 0.1425 | -1253.1235 | 2245 | 991.8765
results120.txt | 6688 STOKKELAND 400.00 | 0.1269 | -1253.1235 | 2245 | 991.8765
results120.txt | 6690 HOG-JAERN400400.00 | 0.1270 | -1253.1235 | 2245 | 991.8765
results120.txt | 6689 HOG-JAERN300400.00 | 0.1270 | -1253.1235 | 2245 | 991.8765
results120.txt | 6691 SUBSTATION 400.00 | 0.1424 | -1253.1235 | 2245 | 991.8765
results120.txt | 6693 SATURDAL 400.00 | 0.1426 | -1253.1235 | 2245 | 991.8765
results120.txt | 6692 HYDRO MIXED 400.00 | 0.1429 | -1253.1235 | 2245 | 991.8765
results120.txt | 6694 FORRE 400.00 | 0.1263 | -1253.1235 | 2245 | 991.8765
results120.txt | 6695 KVILLDAL 400.00 | 0.1344 | -1253.1235 | 2245 | 991.8765
results120.txt | 6698 LYSE400 400.00 | 0.1366 | -1253.1235 | 2245 | 991.8765
results120.txt | 6697 LYSE300 400.00 | 0.1366 | -1253.1235 | 2245 | 991.8765
results120.txt | 6699 DUGE 301.00 | 0.1344 | -1253.1235 | 2245 | 991.8765
results120.txt | 6700 TJORHOM 400.00 | 0.1389 | -1253.1235 | 2245 | 991.8765
results120.txt | 6701 KVANNDAL 400.00 | 0.1399 | -1253.1235 | 2245 | 991.8765
results120.txt | 6702 KJELA 400.00 | 0.1357 | -1253.1235 | 2245 | 991.8765
results120.txt | 6703 SONGA 400.00 | 0.1291 | -1253.1235 | 2245 | 991.8765
results120.txt | 6704 VINJE 400.00 | 0.1283 | -1253.1235 | 2245 | 991.8765
results120.txt | 6705 HOLEN 400.00 | 0.1282 | -1253.1235 | 2245 | 991.8765
results120.txt | 6706 ROSKREPP 301.00 | 0.1338 | -1253.1235 | 2245 | 991.8765
results120.txt | 6707 KVINEN 301.00 | 0.1332 | -1253.1235 | 2245 | 991.8765
results120.txt | 6708 SOLHOLM300 400.00 | 0.1269 | -1253.1235 | 2245 | 991.8765
results120.txt | 6710 HEKNI 400.00 | 0.1284 | -1253.1235 | 2245 | 991.8765
results120.txt | 6711 TOKKE 400.00 | 0.1256 | -1253.1235 | 2245 | 991.8765
results120.txt | 6714 HEMSIL2 400.00 | 0.1127 | -1253.1235 | 2245 | 991.8765
results120.txt | 6715 NESBYEN 400.00 | 0.1100 | -1253.1235 | 2245 | 991.8765
results120.txt | 6716 DAGALI 400.00 | 0.1169 | -1253.1235 | 2245 | 991.8765
results120.txt | 6722 VEMORK 400.00 | 0.1163 | -1253.1235 | 2245 | 991.8765
results120.txt | 6723 SÅHEIM 400.00 | 0.1075 | -1253.1235 | 2245 | 991.8765
results120.txt | 6724 NORE 400.00 | 0.1105 | -1253.1235 | 2245 | 991.8765
results120.txt | 6725 SUNDSBARM 400.00 | 0.1031 | -1253.1235 | 2245 | 991.8765
results120.txt | 6743 KOLLSNES 400.00 | 0.1576 | -1253.1235 | 2245 | 991.8765
results120.txt | 6745 SUBSTATION 400.00 | 0.1587 | -1253.1235 | 2245 | 991.8765
results120.txt | 6744 LINDÅS 400.00 | 0.1587 | -1253.1235 | 2245 | 991.8765
results120.txt | 6746 NYGARD 400.00 | 0.1576 | -1253.1235 | 2245 | 991.8765
results120.txt | 6747 ARNA 400.00 | 0.1584 | -1253.1235 | 2245 | 991.8765
results120.txt | 6748 BERGEN 400.00 | 0.1576 | -1253.1235 | 2245 | 991.8765
results120.txt | 6749 STORD 400.00 | 0.1421 | -1253.1235 | 2245 | 991.8765
results120.txt | 6751 SUBSTATION 301.00 | 0.1400 | -1253.1235 | 2245 | 991.8765
results120.txt | 6750 HÅVIK 400.00 | 0.1398 | -1253.1235 | 2245 | 991.8765
results120.txt | 6752 SPANNE 400.00 | 0.1402 | -1253.1235 | 2245 | 991.8765
results120.txt | 6753 KÅRSTO 400.00 | 0.1383 | -1253.1235 | 2245 | 991.8765
results120.txt | 6754 STOLAHELA 400.00 | 0.1268 | -1253.1235 | 2245 | 991.8765
results120.txt | 6778 HIRVISUO 400.00 | -0.1174 | -1253.1235 | 2245 | 991.8765
results120.txt | 6779 UUSNIVALA 400.00 | -0.1396 | -1253.1235 | 2245 | 991.8765
results120.txt | 6780 ALAJÄRVI 400.00 | -0.1272 | -1253.1235 | 2245 | 991.8765
results120.txt | 6781 SEINÄJOKI 400.00 | -0.1100 | -1253.1235 | 2245 | 991.8765
results120.txt | 6783 PETÄJÄV400 400.00 | -0.1233 | -1253.1235 | 2245 | 991.8765
results120.txt | 6782 PETÄJÄV220 220.00 | -0.1233 | -1253.1235 | 2245 | 991.8765
results120.txt | 6784 JÄMSÄ 220.00 | -0.1319 | -1253.1235 | 2245 | 991.8765
results120.txt | 6785 TOIVILA 400.00 | -0.1158 | -1253.1235 | 2245 | 991.8765
results120.txt | 6786 HAAPAVESI 220.00 | -0.1080 | -1253.1235 | 2245 | 991.8765
results120.txt | 6787 VUOLIJOKI 400.00 | -0.1434 | -1253.1235 | 2245 | 991.8765
results120.txt | 6788 ALAPITKÄ 400.00 | -0.1449 | -1253.1235 | 2245 | 991.8765
results120.txt | 6789 VIHTAVUORI 400.00 | -0.1338 | -1253.1235 | 2245 | 991.8765
results120.txt | 6790 HUUTOKOSKI 400.00 | -0.1444 | -1253.1235 | 2245 | 991.8765
results120.txt | 6803 MOLIDEN 400.00 | -0.1091 | -1253.1235 | 2245 | 991.8765
results120.txt | 6809 STORNORRFORS400.00 | -0.1062 | -1253.1235 | 2245 | 991.8765
results120.txt | 6810 TUOVILA 400.00 | -0.1021 | -1253.1235 | 2245 | 991.8765
results120.txt | 6854 LJUSDAL 220.00 | -0.1562 | -1253.1235 | 2245 | 991.8765
results120.txt | 6907 DJUPTJÄRN 400.00 | -0.1628 | -1253.1235 | 2245 | 991.8765
results120.txt | 6908 KEMINMAA 220.00 | -0.1214 | -1253.1235 | 2245 | 991.8765
results120.txt | 6909 ISOHAARA 400.00 | -0.1387 | -1253.1235 | 2245 | 991.8765
results120.txt | 6910 SUBSTATION 400.00 | -0.1390 | -1253.1235 | 2245 | 991.8765
results120.txt | 6911 JYLKKÄ 400.00 | -0.1276 | -1253.1235 | 2245 | 991.8765
results120.txt | 6912 VALAJASKO 220.00 | -0.1324 | -1253.1235 | 2245 | 991.8765
results120.txt | 6913 VANTTAUSKOSK220.00 | -0.1311 | -1253.1235 | 2245 | 991.8765
results120.txt | 6915 PIRITTIK400 400.00 | -0.1325 | -1253.1235 | 2245 | 991.8765
results120.txt | 6914 PIRITTK220 220.00 | -0.1333 | -1253.1235 | 2245 | 991.8765
results120.txt | 6916 SEITAKORVA 220.00 | -0.1281 | -1253.1235 | 2245 | 991.8765
results120.txt | 6917 ISOKANGAS 400.00 | -0.1316 | -1253.1235 | 2245 | 991.8765
results120.txt | 6918 PIKKARALA 400.00 | -0.1348 | -1253.1235 | 2245 | 991.8765
results120.txt | 6920 PYHÄNSEL400 400.00 | -0.1352 | -1253.1235 | 2245 | 991.8765
results120.txt | 6919 PYHÄNSEL220 220.00 | -0.1352 | -1253.1235 | 2245 | 991.8765
results120.txt | 6921 PYHÄKOSI 220.00 | -0.1154 | -1253.1235 | 2245 | 991.8765
results120.txt | 6922 UTANEN 220.00 | -0.1054 | -1253.1235 | 2245 | 991.8765
results120.txt | 6930 LETSI 400.00 | -0.1146 | -1253.1235 | 2245 | 991.8765
results120.txt | 6931 SVARTBYN 400.00 | -0.1443 | -1253.1235 | 2245 | 991.8765
results120.txt | 6933 RÅBÄCKEN 400.00 | -0.1259 | -1253.1235 | 2245 | 991.8765
results120.txt | 6990 ISONIEMI 220.00 | -0.1947 | -1253.1235 | 2245 | 991.8765
results120.txt | 6992 IVALO 220.00 | -0.2723 | -1253.1235 | 2245 | 991.8765
results120.txt | 6993 KUOLAJÄRVI 220.00 | -0.2046 | -1253.1235 | 2245 | 991.8765
results120.txt | 6994 VAJUKOSKI 220.00 | -0.2081 | -1253.1235 | 2245 | 991.8765
results120.txt | 6995 KOKKOSNIVA 220.00 | -0.1916 | -1253.1235 | 2245 | 991.8765
results120.txt | 6996 OFOTEN 400.00 | -0.1014 | -1253.1235 | 2245 | 991.8765
results120.txt | 6997 NARVIK 400.00 | -0.1076 | -1253.1235 | 2245 | 991.8765
results120.txt | 7000 VITAS 400.00 | -0.1269 | -1253.1235 | 2245 | 991.8765
results120.txt | 7001 SEITEVARE 400.00 | -0.1091 | -1253.1235 | 2245 | 991.8765
results120.txt | 7002 PORJUS 400.00 | -0.1127 | -1253.1235 | 2245 | 991.8765
results120.txt | 7003 HARSPÅNGET 400.00 | -0.1111 | -1253.1235 | 2245 | 991.8765
results120.txt | 7004 LIGGA 400.00 | -0.1143 | -1253.1235 | 2245 | 991.8765
results120.txt | 7005 MESSAURE 400.00 | -0.1155 | -1253.1235 | 2245 | 991.8765
results120.txt | 7010 VARANGERBOT 220.00 | -0.3307 | -1253.1235 | 2245 | 991.8765
results120.txt | 7017 HAMMERFEST 400.00 | -0.1490 | -1253.1235 | 2245 | 991.8765
results120.txt | 7018 UTSJOKI 220.00 | -0.3195 | -1253.1235 | 2245 | 991.8765
results120.txt | 7019 BALSFJORD 400.00 | -0.1218 | -1253.1235 | 2245 | 991.8765
results120.txt | 7020 BARDUFOSS 400.00 | -0.1186 | -1253.1235 | 2245 | 991.8765
results120.txt | 7054 OSSAUSKOSKI 220.00 | -0.1234 | -1253.1235 | 2245 | 991.8765
results120.txt | 7056 PETÄJÄSKO 400.00 | -0.1307 | -1253.1235 | 2245 | 991.8765
results120.txt | 7055 PETÄJÄSKO 220.00 | -0.1299 | -1253.1235 | 2245 | 991.8765
results120.txt | 7062 RITSEM 400.00 | -0.1251 | -1253.1235 | 2245 | 991.8765
results120.txt | 8861 JOINT 400.00 | -0.1099 | -1253.1235 | 2245 | 991.8765
results120.txt | 8579 JOINT 220.00 | -0.1059 | -1253.1235 | 2245 | 991.8765
results120.txt | 8448 JOINT 400.00 | 0.1355 | -1253.1235 | 2245 | 991.8765
results120.txt | 8460 JOINT 400.00 | 0.1399 | -1253.1235 | 2245 | 991.8765
results120.txt | 7429 JOINT 220.00 | -0.1397 | -1253.1235 | 2245 | 991.8765
results120.txt | 7140 JOINT 220.00 | -0.3184 | -1253.1235 | 2245 | 991.8765
results120.txt | 8256 JOINT 400.00 | 0.8930 | -1253.1235 | 2245 | 991.8765
results120.txt | 8845 JOINT 220.00 | -0.1124 | -1253.1235 | 2245 | 991.8765
results120.txt | 8611 JOINT 400.00 | 0.1386 | -1253.1235 | 2245 | 991.8765
results120.txt | 1052 BREARED 400.00 | -0.1010 | -1253.1235 | 2245 | 991.8765
results120.txt | 1053 HÄRADSBO 400.00 | -0.1060 | -1253.1235 | 2245 | 991.8765
results120.txt | 9001 SEIDAFJELL 400.00 | -0.1459 | -1253.1235 | 2245 | 991.8765
results120.txt | 9002 LEBSESBY 400.00 | -0.1467 | -1253.1235 | 2245 | 991.8765
results120.txt | 9003 HAMMERF 400.00 | -0.1490 | -1253.1235 | 2245 | 991.8765
results120.txt | 9004 ALTA 400.00 | -0.1394 | -1253.1235 | 2245 | 991.8765
results120.txt | 9005 BERGHEIM 400.00 | -0.1304 | -1253.1235 | 2245 | 991.8765
results120.txt | 9009 ALFOTEN 400.00 | 0.1052 | -1253.1235 | 2245 | 991.8765
results120.txt | 9010 HAUGSVAER 400.00 | 0.1602 | -1253.1235 | 2245 | 991.8765
results120.txt | 9011 STEINSLAND 400.00 | 0.1612 | -1253.1235 | 2245 | 991.8765
results120.txt | 9014 HONNA 400.00 | 0.1205 | -1253.1235 | 2245 | 991.8765
results120.txt | 9401 HAGESKRUV 400.00 | -0.1414 | -1253.1235 | 2245 | 991.8765
results120.txt | 9405 GRÖNVIKEN 400.00 | -0.1043 | -1253.1235 | 2245 | 991.8765
results120.txt | 9408 HÄLLBERGET 400.00 | -0.1198 | -1253.1235 | 2245 | 991.8765
results120.txt | 9409 TROLLTJÄRN 400.00 | -0.1172 | -1253.1235 | 2245 | 991.8765
results120.txt | 9301 KEMIJÄRVI 220.00 | -0.1451 | -1253.1235 | 2245 | 991.8765
results120.txt | 9302 KEMINMAA 400.00 | -0.1250 | -1253.1235 | 2245 | 991.8765
results120.txt | 9304 LUMIJÄRVI 400.00 | -0.1287 | -1253.1235 | 2245 | 991.8765
results120.txt | 9303 MUSALA 400.00 | -0.1082 | -1253.1235 | 2245 | 991.8765
results120.txt | 9307 KONTIOLAHTI 400.00 | -0.1390 | -1253.1235 | 2245 | 991.8765
results120.txt | 9308 ORIMATTILAN 400.00 | -0.1110 | -1253.1235 | 2245 | 991.8765
results120.txt | 9410 HORNDAL 400.00 | -0.1042 | -1253.1235 | 2245 | 991.8765
results120.txt | 9411 MUNGA 400.00 | -0.1056 | -1253.1235 | 2245 | 991.8765
results120.txt | 9015 HEMSIL300 301.00 | 0.1127 | -1253.1235 | 2245 | 991.8765
results120.txt | 9019 SAUDA 301.00 | 0.1409 | -1253.1235 | 2245 | 991.8765
results120.txt | 9020 LYSE 301.00 | 0.1340 | -1253.1235 | 2245 | 991.8765
results120.txt | 9021 FJOTLAND 301.00 | 0.1296 | -1253.1235 | 2245 | 991.8765
results121.txt | PTI INTERACTIVE POWER SYSTEM SIMULATOR--PSS(R)E MON, MAY 29 2023 | 16:32 | -577.7081 | 1571.5 | 993.792
results121.txt | SENSITIVITY FACTORS ARE CALCULATED WITH AC | NETWORK | -577.7081 | 1571.5 | 993.792
results121.txt | SUBSYSTEM 'RESERV' IS USED FOR OPPOSING SYSTEM FOR MW POWER | DISPATCH | -577.7081 | 1571.5 | 993.792
results121.txt | SENSITIVITY FACTORS OF BRANCH FLOW (MVA) ON 6589 DANNEBO 400.00 TO 6591 FORSMARK 400.00 1 MORE THAN | 0.10000 | -577.7081 | 1571.5 | 993.792
results121.txt | <--------- BUS NAME --------> | MW-SENS | -577.7081 | 1571.5 | 993.792
results121.txt | 6589 DANNEBO 400.00 | -1.0088 | -577.7081 | 1571.5 | 993.792
results122.txt | PTI INTERACTIVE POWER SYSTEM SIMULATOR--PSS(R)E MON, MAY 29 2023 | 16:32 | 575.3912 | 1571.5 | 996.1088
results122.txt | SENSITIVITY FACTORS ARE CALCULATED WITH AC | NETWORK | 575.3912 | 1571.5 | 996.1088
results122.txt | SUBSYSTEM 'RESERV' IS USED FOR OPPOSING SYSTEM FOR MW POWER | DISPATCH | 575.3912 | 1571.5 | 996.1088
results122.txt | SENSITIVITY FACTORS OF BRANCH FLOW (MVA) ON 6569 KORIA 400.00 TO 6573 YLLIKKÄLÄ 400.00 2 MORE THAN | 0.10000 | 575.3912 | 1571.5 | 996.1088
results122.txt | <--------- BUS NAME --------> | MW-SENS | 575.3912 | 1571.5 | 996.1088
results122.txt | 6571 VISULAHTI 400.00 | -0.3163 | 575.3912 | 1571.5 | 996.1088
results122.txt | 6545 HUITTINEN 400.00 | 0.1828 | 575.3912 | 1571.5 | 996.1088
results122.txt | 6572 KYMI 400.00 | 0.3589 | 575.3912 | 1571.5 | 996.1088
results122.txt | 6546 SALO 400.00 | 0.2133 | 575.3912 | 1571.5 | 996.1088
results122.txt | 6547 FORSSA 400.00 | 0.2072 | 575.3912 | 1571.5 | 996.1088
results122.txt | 6548 KANGASALA 400.00 | 0.1639 | 575.3912 | 1571.5 | 996.1088
results122.txt | 6549 LAVIANVOURI 400.00 | 0.1865 | 575.3912 | 1571.5 | 996.1088
results122.txt | 6550 KOPULA 400.00 | 0.2451 | 575.3912 | 1571.5 | 996.1088
results122.txt | 6551 HIKIÄ 400.00 | 0.2387 | 575.3912 | 1571.5 | 996.1088
results122.txt | 6552 TAMMISTO 400.00 | 0.2534 | 575.3912 | 1571.5 | 996.1088
results122.txt | 6553 NURMIJÄRVI 400.00 | 0.2643 | 575.3912 | 1571.5 | 996.1088
results122.txt | 6554 LÄNSISALMI 400.00 | 0.2668 | 575.3912 | 1571.5 | 996.1088
results122.txt | 6555 INKOO 400.00 | 0.2320 | 575.3912 | 1571.5 | 996.1088
results122.txt | 6556 ESPOO 400.00 | 0.2462 | 575.3912 | 1571.5 | 996.1088
results122.txt | 6567 ANTTILA 400.00 | 0.2893 | 575.3912 | 1571.5 | 996.1088
results122.txt | 6569 KORIA 400.00 | 0.3796 | 575.3912 | 1571.5 | 996.1088
results122.txt | 6570 LOVIISA 400.00 | 0.3201 | 575.3912 | 1571.5 | 996.1088
results122.txt | 6573 YLLIKKÄLÄ 400.00 | -0.4245 | 575.3912 | 1571.5 | 996.1088
results122.txt | 6615 TAHKOLUOTO 400.00 | 0.1614 | 575.3912 | 1571.5 | 996.1088
results122.txt | 6617 OLKILUOTO 400.00 | 0.1730 | 575.3912 | 1571.5 | 996.1088
results122.txt | 6618 RAUMA 400.00 | 0.1745 | 575.3912 | 1571.5 | 996.1088
results122.txt | 6619 ULVILA 400.00 | 0.1627 | 575.3912 | 1571.5 | 996.1088
results122.txt | 6621 LIETO 400.00 | 0.2038 | 575.3912 | 1571.5 | 996.1088
results122.txt | 6785 TOIVILA 400.00 | 0.1306 | 575.3912 | 1571.5 | 996.1088
results122.txt | 6788 ALAPITKÄ 400.00 | -0.1333 | 575.3912 | 1571.5 | 996.1088
results122.txt | 6790 HUUTOKOSKI 400.00 | -0.1822 | 575.3912 | 1571.5 | 996.1088
results122.txt | 6811 KRSITINESTAD400.00 | 0.1323 | 575.3912 | 1571.5 | 996.1088
results122.txt | 9305 KÄRPPIÖN 400.00 | 0.1211 | 575.3912 | 1571.5 | 996.1088
results122.txt | 9306 HONKAJOEN 400.00 | 0.1496 | 575.3912 | 1571.5 | 996.1088
results122.txt | 9307 KONTIOLAHTI 400.00 | -0.1569 | 575.3912 | 1571.5 | 996.1088
results122.txt | 9308 ORIMATTILAN 400.00 | 0.3082 | 575.3912 | 1571.5 | 996.1088
results122.txt | 9309 NAANTALINSAL400.00 | 0.2038 | 575.3912 | 1571.5 | 996.1088
results123.txt | PTI INTERACTIVE POWER SYSTEM SIMULATOR--PSS(R)E MON, MAY 29 2023 | 16:32 | -574.6623 | 1571.5 | 996.8377
results123.txt | SENSITIVITY FACTORS ARE CALCULATED WITH AC | NETWORK | -574.6623 | 1571.5 | 996.8377
results123.txt | SUBSYSTEM 'RESERV' IS USED FOR OPPOSING SYSTEM FOR MW POWER | DISPATCH | -574.6623 | 1571.5 | 996.8377
results123.txt | SENSITIVITY FACTORS OF BRANCH FLOW (MVA) ON 6307 KILANDA 400.00 TO 6630 BORGVIK 400.00 4 MORE THAN | 0.10000 | -574.6623 | 1571.5 | 996.8377
results123.txt | <--------- BUS NAME --------> | MW-SENS | -574.6623 | 1571.5 | 996.8377
results123.txt | 5624 HERSLEV 400.00 | -0.1248 | -574.6623 | 1571.5 | 996.8377
results123.txt | 5642 HOVEGARD 400.00 | -0.1247 | -574.6623 | 1571.5 | 996.8377
results123.txt | 5646 BJAEVERSKOV4400.00 | -0.1246 | -574.6623 | 1571.5 | 996.8377
results123.txt | 5645 BJAEVERSKOV2220.00 | -0.1244 | -574.6623 | 1571.5 | 996.8377
results123.txt | 5657 ISHOJ400 400.00 | -0.1247 | -574.6623 | 1571.5 | 996.8377
results123.txt | 5656 ISHOJ220 220.00 | -0.1249 | -574.6623 | 1571.5 | 996.8377
results123.txt | 5660 AVEDOREVERK 400.00 | -0.1247 | -574.6623 | 1571.5 | 996.8377
results123.txt | 5662 ORSTEDSVERKE400.00 | -0.1249 | -574.6623 | 1571.5 | 996.8377
results123.txt | 5671 SEGE 400.00 | -0.1120 | -574.6623 | 1571.5 | 996.8377
results123.txt | 5672 ARRIE 400.00 | -0.1120 | -574.6623 | 1571.5 | 996.8377
results123.txt | 5673 KRUSEBERG 400.00 | -0.1120 | -574.6623 | 1571.5 | 996.8377
results123.txt | 5676 WIND FARM 220.00 | -0.1226 | -574.6623 | 1571.5 | 996.8377
results123.txt | 5845 ASNAESVERK 400.00 | -0.1247 | -574.6623 | 1571.5 | 996.8377
results123.txt | 6306 TROLLHATTAN 400.00 | -0.1003 | -574.6623 | 1571.5 | 996.8377
results123.txt | 6307 KILANDA 400.00 | -0.1736 | -574.6623 | 1571.5 | 996.8377
results123.txt | 6308 HISINGEN 400.00 | -0.1729 | -574.6623 | 1571.5 | 996.8377
results123.txt | 6309 STENKULLEN 400.00 | -0.1342 | -574.6623 | 1571.5 | 996.8377
results123.txt | 6311 LINDOME 400.00 | -0.1335 | -574.6623 | 1571.5 | 996.8377
results123.txt | 6312 RINGHALS 400.00 | -0.1318 | -574.6623 | 1571.5 | 996.8377
results123.txt | 6313 STROMMA 400.00 | -0.1325 | -574.6623 | 1571.5 | 996.8377
results123.txt | 6315 HORRED 400.00 | -0.1328 | -574.6623 | 1571.5 | 996.8377
results123.txt | 6316 UDDEBO 400.00 | -0.1230 | -574.6623 | 1571.5 | 996.8377
results123.txt | 6319 KYNDBYVERKER400.00 | -0.1246 | -574.6623 | 1571.5 | 996.8377
results123.txt | 6324 GORLOSEGARD 400.00 | -0.1242 | -574.6623 | 1571.5 | 996.8377
results123.txt | 6330 GELNTEGARD2 400.00 | -0.1252 | -574.6623 | 1571.5 | 996.8377
results123.txt | 6334 GLENTEGARD 400.00 | -0.1253 | -574.6623 | 1571.5 | 996.8377
results123.txt | 6335 SODERASEN 400.00 | -0.1229 | -574.6623 | 1571.5 | 996.8377
results123.txt | 6337 BARSEBACK 400.00 | -0.1135 | -574.6623 | 1571.5 | 996.8377
results123.txt | 6338 HURVA 400.00 | -0.1089 | -574.6623 | 1571.5 | 996.8377
results123.txt | 6342 TENHULT 400.00 | -0.1007 | -574.6623 | 1571.5 | 996.8377
results123.txt | 6630 BORGVIK 400.00 | 0.1003 | -574.6623 | 1571.5 | 996.8377
results123.txt | 7429 JOINT 220.00 | -0.1228 | -574.6623 | 1571.5 | 996.8377
results123.txt | 1052 BREARED 400.00 | -0.1283 | -574.6623 | 1571.5 | 996.8377
results123.txt | 1053 HÄRADSBO 400.00 | -0.1282 | -574.6623 | 1571.5 | 996.8377
results123.txt | 9402 INGELKÄRR 400.00 | -0.1171 | -574.6623 | 1571.5 | 996.8377
results124.txt | PTI INTERACTIVE POWER SYSTEM SIMULATOR--PSS(R)E MON, MAY 29 2023 | 16:32 | -1245.0343 | 2245 | 999.9657
results124.txt | SENSITIVITY FACTORS ARE CALCULATED WITH AC | NETWORK | -1245.0343 | 2245 | 999.9657
results124.txt | SUBSYSTEM 'RESERV' IS USED FOR OPPOSING SYSTEM FOR MW POWER | DISPATCH | -1245.0343 | 2245 | 999.9657
results124.txt | SENSITIVITY FACTORS OF BRANCH FLOW (MVA) ON 6862 SURNA 400.00 TO 6872 AURA2300 400.00 6 MORE THAN | 0.10000 | -1245.0343 | 2245 | 999.9657
results124.txt | <--------- BUS NAME --------> | MW-SENS | -1245.0343 | 2245 | 999.9657
results124.txt | 6647 MOSKOG 400.00 | 0.1168 | -1245.0343 | 2245 | 999.9657
results124.txt | 6648 HOYANGER 400.00 | 0.1061 | -1245.0343 | 2245 | 999.9657
results124.txt | 6712 OVREVINSTRA 400.00 | 0.1564 | -1245.0343 | 2245 | 999.9657
results124.txt | 6713 NEDREVINSTRA400.00 | 0.1098 | -1245.0343 | 2245 | 999.9657
results124.txt | 6717 NEDREVINSTRA400.00 | 0.1098 | -1245.0343 | 2245 | 999.9657
results124.txt | 6718 FÅBERG 400.00 | 0.1110 | -1245.0343 | 2245 | 999.9657
results124.txt | 6812 OGNDAL 400.00 | -0.1793 | -1245.0343 | 2245 | 999.9657
results124.txt | 6814 VERDAL400 400.00 | -0.1806 | -1245.0343 | 2245 | 999.9657
results124.txt | 6813 VERDAL300 400.00 | -0.1806 | -1245.0343 | 2245 | 999.9657
results124.txt | 6815 HÖGÅSEN 400.00 | -0.1039 | -1245.0343 | 2245 | 999.9657
results124.txt | 6872 AURA2300 400.00 | 0.2553 | -1245.0343 | 2245 | 999.9657
results124.txt | 6855 FRAERNA 400.00 | 0.2462 | -1245.0343 | 2245 | 999.9657
results124.txt | 6856 ORSKOG 400.00 | 0.2145 | -1245.0343 | 2245 | 999.9657
results124.txt | 6857 ORSTA 400.00 | 0.1919 | -1245.0343 | 2245 | 999.9657
results124.txt | 6858 ISTAD 400.00 | 0.2462 | -1245.0343 | 2245 | 999.9657
results124.txt | 6859 AURA1 400.00 | 0.2525 | -1245.0343 | 2245 | 999.9657
results124.txt | 6860 GRYTTEN 400.00 | 0.2380 | -1245.0343 | 2245 | 999.9657
results124.txt | 6861 SNILLDAL 400.00 | -0.2211 | -1245.0343 | 2245 | 999.9657
results124.txt | 6862 SURNA 400.00 | -0.2285 | -1245.0343 | 2245 | 999.9657
results124.txt | 6863 HOFSTAD 400.00 | -0.1950 | -1245.0343 | 2245 | 999.9657
results124.txt | 6864 ÅFJORD 400.00 | -0.2078 | -1245.0343 | 2245 | 999.9657
results124.txt | 6866 ORKDAL400 400.00 | -0.2021 | -1245.0343 | 2245 | 999.9657
results124.txt | 6865 ORKDAL300 400.00 | -0.2021 | -1245.0343 | 2245 | 999.9657
results124.txt | 6867 STRINDA 400.00 | -0.1840 | -1245.0343 | 2245 | 999.9657
results124.txt | 6869 KLAEBU400 400.00 | -0.1844 | -1245.0343 | 2245 | 999.9657
results124.txt | 6868 KLAEBU300 400.00 | -0.1844 | -1245.0343 | 2245 | 999.9657
results124.txt | 6871 EIDUM400 400.00 | -0.1832 | -1245.0343 | 2245 | 999.9657
results124.txt | 6870 EIDUM300 400.00 | -0.1832 | -1245.0343 | 2245 | 999.9657
results124.txt | 6874 VÅGÅMO 400.00 | 0.1909 | -1245.0343 | 2245 | 999.9657
results124.txt | 6936 NEDRERÖS400 400.00 | -0.1438 | -1245.0343 | 2245 | 999.9657
results124.txt | 6935 NEDRERÖS300 400.00 | -0.1439 | -1245.0343 | 2245 | 999.9657
results124.txt | 6934 NEDRERÖS220 220.00 | -0.1278 | -1245.0343 | 2245 | 999.9657
results124.txt | 6937 MARKA 400.00 | -0.1492 | -1245.0343 | 2245 | 999.9657
results124.txt | 6938 NAMSOS 400.00 | -0.1759 | -1245.0343 | 2245 | 999.9657
results124.txt | 6939 KOLSVIK 400.00 | -0.1603 | -1245.0343 | 2245 | 999.9657
results124.txt | 6940 NAMSKOGEN 400.00 | -0.1605 | -1245.0343 | 2245 | 999.9657
results124.txt | 6942 TUNNSJO400 400.00 | -0.1647 | -1245.0343 | 2245 | 999.9657
results124.txt | 6941 TUNNSJO300 400.00 | -0.1647 | -1245.0343 | 2245 | 999.9657
results124.txt | 6944 RANA 400.00 | -0.1404 | -1245.0343 | 2245 | 999.9657
results124.txt | 6945 GEJMÅN 220.00 | -0.1030 | -1245.0343 | 2245 | 999.9657
results124.txt | 6996 OFOTEN 400.00 | -0.1048 | -1245.0343 | 2245 | 999.9657
results124.txt | 6997 NARVIK 400.00 | -0.1051 | -1245.0343 | 2245 | 999.9657
results124.txt | 7006 SVARTISEN 400.00 | -0.1340 | -1245.0343 | 2245 | 999.9657
results124.txt | 7007 KOBBELV 400.00 | -0.1155 | -1245.0343 | 2245 | 999.9657
results124.txt | 7008 SALTEN 400.00 | -0.1198 | -1245.0343 | 2245 | 999.9657
results124.txt | 7017 HAMMERFEST 400.00 | -0.1075 | -1245.0343 | 2245 | 999.9657
results124.txt | 7019 BALSFJORD 400.00 | -0.1059 | -1245.0343 | 2245 | 999.9657
results124.txt | 7020 BARDUFOSS 400.00 | -0.1058 | -1245.0343 | 2245 | 999.9657
results124.txt | 7061 NEA 400.00 | -0.1404 | -1245.0343 | 2245 | 999.9657
results124.txt | 7799 JOINT 220.00 | -0.1031 | -1245.0343 | 2245 | 999.9657
results124.txt | 9001 SEIDAFJELL 400.00 | -0.1073 | -1245.0343 | 2245 | 999.9657
results124.txt | 9002 LEBSESBY 400.00 | -0.1074 | -1245.0343 | 2245 | 999.9657
results124.txt | 9003 HAMMERF 400.00 | -0.1075 | -1245.0343 | 2245 | 999.9657
results124.txt | 9004 ALTA 400.00 | -0.1070 | -1245.0343 | 2245 | 999.9657
results124.txt | 9005 BERGHEIM 400.00 | -0.1064 | -1245.0343 | 2245 | 999.9657
results124.txt | 9006 TROFORS 400.00 | -0.1526 | -1245.0343 | 2245 | 999.9657
results124.txt | 9007 TJELDBERGO 400.00 | -0.2250 | -1245.0343 | 2245 | 999.9657
results124.txt | 9008 SYLKKYVELN 400.00 | 0.2046 | -1245.0343 | 2245 | 999.9657
results124.txt | 9009 ALFOTEN 400.00 | 0.1577 | -1245.0343 | 2245 | 999.9657
results125.txt | PTI INTERACTIVE POWER SYSTEM SIMULATOR--PSS(R)E MON, MAY 29 2023 | 16:32 | -1245.0343 | 2245 | 999.9657
results125.txt | SENSITIVITY FACTORS ARE CALCULATED WITH AC | NETWORK | -1245.0343 | 2245 | 999.9657
results125.txt | SUBSYSTEM 'RESERV' IS USED FOR OPPOSING SYSTEM FOR MW POWER | DISPATCH | -1245.0343 | 2245 | 999.9657
results125.txt | SENSITIVITY FACTORS OF BRANCH FLOW (MVA) ON 6862 SURNA 400.00 TO 6872 AURA2300 400.00 7 MORE THAN | 0.10000 | -1245.0343 | 2245 | 999.9657
results125.txt | <--------- BUS NAME --------> | MW-SENS | -1245.0343 | 2245 | 999.9657
results125.txt | 6647 MOSKOG 400.00 | 0.1168 | -1245.0343 | 2245 | 999.9657
results125.txt | 6648 HOYANGER 400.00 | 0.1061 | -1245.0343 | 2245 | 999.9657
results125.txt | 6712 OVREVINSTRA 400.00 | 0.1564 | -1245.0343 | 2245 | 999.9657
results125.txt | 6713 NEDREVINSTRA400.00 | 0.1098 | -1245.0343 | 2245 | 999.9657
results125.txt | 6717 NEDREVINSTRA400.00 | 0.1098 | -1245.0343 | 2245 | 999.9657
results125.txt | 6718 FÅBERG 400.00 | 0.1110 | -1245.0343 | 2245 | 999.9657
results125.txt | 6812 OGNDAL 400.00 | -0.1793 | -1245.0343 | 2245 | 999.9657
results125.txt | 6814 VERDAL400 400.00 | -0.1806 | -1245.0343 | 2245 | 999.9657
results125.txt | 6813 VERDAL300 400.00 | -0.1806 | -1245.0343 | 2245 | 999.9657
results125.txt | 6815 HÖGÅSEN 400.00 | -0.1039 | -1245.0343 | 2245 | 999.9657
results125.txt | 6872 AURA2300 400.00 | 0.2553 | -1245.0343 | 2245 | 999.9657
results125.txt | 6855 FRAERNA 400.00 | 0.2462 | -1245.0343 | 2245 | 999.9657
results125.txt | 6856 ORSKOG 400.00 | 0.2145 | -1245.0343 | 2245 | 999.9657
results125.txt | 6857 ORSTA 400.00 | 0.1919 | -1245.0343 | 2245 | 999.9657
results125.txt | 6858 ISTAD 400.00 | 0.2462 | -1245.0343 | 2245 | 999.9657
results125.txt | 6859 AURA1 400.00 | 0.2525 | -1245.0343 | 2245 | 999.9657
results125.txt | 6860 GRYTTEN 400.00 | 0.2380 | -1245.0343 | 2245 | 999.9657
results125.txt | 6861 SNILLDAL 400.00 | -0.2211 | -1245.0343 | 2245 | 999.9657
results125.txt | 6862 SURNA 400.00 | -0.2285 | -1245.0343 | 2245 | 999.9657
results125.txt | 6863 HOFSTAD 400.00 | -0.1950 | -1245.0343 | 2245 | 999.9657
results125.txt | 6864 ÅFJORD 400.00 | -0.2078 | -1245.0343 | 2245 | 999.9657
results125.txt | 6866 ORKDAL400 400.00 | -0.2021 | -1245.0343 | 2245 | 999.9657
results125.txt | 6865 ORKDAL300 400.00 | -0.2021 | -1245.0343 | 2245 | 999.9657
results125.txt | 6867 STRINDA 400.00 | -0.1840 | -1245.0343 | 2245 | 999.9657
results125.txt | 6869 KLAEBU400 400.00 | -0.1844 | -1245.0343 | 2245 | 999.9657
results125.txt | 6868 KLAEBU300 400.00 | -0.1844 | -1245.0343 | 2245 | 999.9657
results125.txt | 6871 EIDUM400 400.00 | -0.1832 | -1245.0343 | 2245 | 999.9657
results125.txt | 6870 EIDUM300 400.00 | -0.1832 | -1245.0343 | 2245 | 999.9657
results125.txt | 6874 VÅGÅMO 400.00 | 0.1909 | -1245.0343 | 2245 | 999.9657
results125.txt | 6936 NEDRERÖS400 400.00 | -0.1438 | -1245.0343 | 2245 | 999.9657
results125.txt | 6935 NEDRERÖS300 400.00 | -0.1439 | -1245.0343 | 2245 | 999.9657
results125.txt | 6934 NEDRERÖS220 220.00 | -0.1278 | -1245.0343 | 2245 | 999.9657
results125.txt | 6937 MARKA 400.00 | -0.1492 | -1245.0343 | 2245 | 999.9657
results125.txt | 6938 NAMSOS 400.00 | -0.1759 | -1245.0343 | 2245 | 999.9657
results125.txt | 6939 KOLSVIK 400.00 | -0.1603 | -1245.0343 | 2245 | 999.9657
results125.txt | 6940 NAMSKOGEN 400.00 | -0.1605 | -1245.0343 | 2245 | 999.9657
results125.txt | 6942 TUNNSJO400 400.00 | -0.1647 | -1245.0343 | 2245 | 999.9657
results125.txt | 6941 TUNNSJO300 400.00 | -0.1647 | -1245.0343 | 2245 | 999.9657
results125.txt | 6944 RANA 400.00 | -0.1404 | -1245.0343 | 2245 | 999.9657
results125.txt | 6945 GEJMÅN 220.00 | -0.1030 | -1245.0343 | 2245 | 999.9657
results125.txt | 6996 OFOTEN 400.00 | -0.1048 | -1245.0343 | 2245 | 999.9657
results125.txt | 6997 NARVIK 400.00 | -0.1051 | -1245.0343 | 2245 | 999.9657
results125.txt | 7006 SVARTISEN 400.00 | -0.1340 | -1245.0343 | 2245 | 999.9657
results125.txt | 7007 KOBBELV 400.00 | -0.1155 | -1245.0343 | 2245 | 999.9657
results125.txt | 7008 SALTEN 400.00 | -0.1198 | -1245.0343 | 2245 | 999.9657
results125.txt | 7017 HAMMERFEST 400.00 | -0.1075 | -1245.0343 | 2245 | 999.9657
results125.txt | 7019 BALSFJORD 400.00 | -0.1059 | -1245.0343 | 2245 | 999.9657
results125.txt | 7020 BARDUFOSS 400.00 | -0.1058 | -1245.0343 | 2245 | 999.9657
results125.txt | 7061 NEA 400.00 | -0.1404 | -1245.0343 | 2245 | 999.9657
results125.txt | 7799 JOINT 220.00 | -0.1031 | -1245.0343 | 2245 | 999.9657
results125.txt | 9001 SEIDAFJELL 400.00 | -0.1073 | -1245.0343 | 2245 | 999.9657
results125.txt | 9002 LEBSESBY 400.00 | -0.1074 | -1245.0343 | 2245 | 999.9657
results125.txt | 9003 HAMMERF 400.00 | -0.1075 | -1245.0343 | 2245 | 999.9657
results125.txt | 9004 ALTA 400.00 | -0.1070 | -1245.0343 | 2245 | 999.9657
results125.txt | 9005 BERGHEIM 400.00 | -0.1064 | -1245.0343 | 2245 | 999.9657
results125.txt | 9006 TROFORS 400.00 | -0.1526 | -1245.0343 | 2245 | 999.9657
results125.txt | 9007 TJELDBERGO 400.00 | -0.2250 | -1245.0343 | 2245 | 999.9657
results125.txt | 9008 SYLKKYVELN 400.00 | 0.2046 | -1245.0343 | 2245 | 999.9657
results125.txt | 9009 ALFOTEN 400.00 | 0.1577 | -1245.0343 | 2245 | 999.9657
results126.txt | PTI INTERACTIVE POWER SYSTEM SIMULATOR--PSS(R)E MON, MAY 29 2023 | 16:32 | 1244.4269 | 2245 | 1000.5731
results126.txt | SENSITIVITY FACTORS ARE CALCULATED WITH AC | NETWORK | 1244.4269 | 2245 | 1000.5731
results126.txt | SUBSYSTEM 'RESERV' IS USED FOR OPPOSING SYSTEM FOR MW POWER | DISPATCH | 1244.4269 | 2245 | 1000.5731
results126.txt | SENSITIVITY FACTORS OF BRANCH FLOW (MVA) ON 6704 VINJE 400.00 TO 6711 TOKKE 400.00 2 MORE THAN | 0.10000 | 1244.4269 | 2245 | 1000.5731
results126.txt | <--------- BUS NAME --------> | MW-SENS | 1244.4269 | 2245 | 1000.5731
results126.txt | 6656 SAMNAGER400 400.00 | 0.1024 | 1244.4269 | 2245 | 1000.5731
results126.txt | 6655 SAMNAGER300 400.00 | 0.1027 | 1244.4269 | 2245 | 1000.5731
results126.txt | 6674 HUSNES 400.00 | 0.1706 | 1244.4269 | 2245 | 1000.5731
results126.txt | 6676 HYDRO PURE S400.00 | 0.1425 | 1244.4269 | 2245 | 1000.5731
results126.txt | 6675 MAURANGER 400.00 | 0.1425 | 1244.4269 | 2245 | 1000.5731
results126.txt | 6677 BLÅFALL 400.00 | 0.1701 | 1244.4269 | 2245 | 1000.5731
results126.txt | 6679 OKSLA 400.00 | 0.2848 | 1244.4269 | 2245 | 1000.5731
results126.txt | 6680 ÅSEN 400.00 | 0.2848 | 1244.4269 | 2245 | 1000.5731
results126.txt | 6682 SAUDA400 400.00 | 0.1914 | 1244.4269 | 2245 | 1000.5731
results126.txt | 6681 SAUDA300 400.00 | 0.1928 | 1244.4269 | 2245 | 1000.5731
results126.txt | 6683 HYLEN 400.00 | 0.1925 | 1244.4269 | 2245 | 1000.5731
results126.txt | 6685 RÖDAL 400.00 | 0.2859 | 1244.4269 | 2245 | 1000.5731
results126.txt | 6686 NOVLE 400.00 | 0.2858 | 1244.4269 | 2245 | 1000.5731
results126.txt | 6687 ULLA-FORRE 400.00 | 0.2874 | 1244.4269 | 2245 | 1000.5731
results126.txt | 6691 SUBSTATION 400.00 | 0.1925 | 1244.4269 | 2245 | 1000.5731
results126.txt | 6694 FORRE 400.00 | -0.1117 | 1244.4269 | 2245 | 1000.5731
results126.txt | 6695 KVILLDAL 400.00 | -0.1141 | 1244.4269 | 2245 | 1000.5731
results126.txt | 6701 KVANNDAL 400.00 | 0.3250 | 1244.4269 | 2245 | 1000.5731
results126.txt | 6702 KJELA 400.00 | 0.3854 | 1244.4269 | 2245 | 1000.5731
results126.txt | 6703 SONGA 400.00 | 0.4694 | 1244.4269 | 2245 | 1000.5731
results126.txt | 6704 VINJE 400.00 | 0.5876 | 1244.4269 | 2245 | 1000.5731
results126.txt | 6705 HOLEN 400.00 | -0.1651 | 1244.4269 | 2245 | 1000.5731
results126.txt | 6710 HEKNI 400.00 | -0.1297 | 1244.4269 | 2245 | 1000.5731
results126.txt | 6711 TOKKE 400.00 | -0.2793 | 1244.4269 | 2245 | 1000.5731
results126.txt | 6722 VEMORK 400.00 | 0.3126 | 1244.4269 | 2245 | 1000.5731
results126.txt | 6725 SUNDSBARM 400.00 | -0.1174 | 1244.4269 | 2245 | 1000.5731
results126.txt | 6749 STORD 400.00 | 0.1726 | 1244.4269 | 2245 | 1000.5731
results126.txt | 6751 SUBSTATION 301.00 | 0.1812 | 1244.4269 | 2245 | 1000.5731
results126.txt | 6750 HÅVIK 400.00 | 0.1767 | 1244.4269 | 2245 | 1000.5731
results126.txt | 6752 SPANNE 400.00 | 0.1748 | 1244.4269 | 2245 | 1000.5731
results126.txt | 6753 KÅRSTO 400.00 | 0.1771 | 1244.4269 | 2245 | 1000.5731
results126.txt | 8448 JOINT 400.00 | 0.3854 | 1244.4269 | 2245 | 1000.5731
results126.txt | 8460 JOINT 400.00 | 0.3250 | 1244.4269 | 2245 | 1000.5731
results126.txt | 8611 JOINT 400.00 | 0.1770 | 1244.4269 | 2245 | 1000.5731
results126.txt | 9019 SAUDA 301.00 | 0.1870 | 1244.4269 | 2245 | 1000.5731
results127.txt | PTI INTERACTIVE POWER SYSTEM SIMULATOR--PSS(R)E MON, MAY 29 2023 | 16:32 | 1232.4487 | 2245 | 1012.5513
results127.txt | SENSITIVITY FACTORS ARE CALCULATED WITH AC | NETWORK | 1232.4487 | 2245 | 1012.5513
results127.txt | SUBSYSTEM 'RESERV' IS USED FOR OPPOSING SYSTEM FOR MW POWER | DISPATCH | 1232.4487 | 2245 | 1012.5513
results127.txt | SENSITIVITY FACTORS OF BRANCH FLOW (MVA) ON 6591 FORSMARK 400.00 TO 6603 ODENSALA 400.00 4 MORE THAN | 0.10000 | 1232.4487 | 2245 | 1012.5513
results127.txt | <--------- BUS NAME --------> | MW-SENS | 1232.4487 | 2245 | 1012.5513
results127.txt | 6589 DANNEBO 400.00 | 0.4112 | 1232.4487 | 2245 | 1012.5513
results127.txt | 6591 FORSMARK 400.00 | 0.4100 | 1232.4487 | 2245 | 1012.5513
results127.txt | 6597 TUNA400 400.00 | 0.2207 | 1232.4487 | 2245 | 1012.5513
results127.txt | 6596 TUNA220 220.00 | 0.1272 | 1232.4487 | 2245 | 1012.5513
results127.txt | 6610 GRASKA 220.00 | 0.1285 | 1232.4487 | 2245 | 1012.5513
results127.txt | 6611 HALLSTAVIK 220.00 | 0.1285 | 1232.4487 | 2245 | 1012.5513
results127.txt | 6613 MALSTA 220.00 | 0.1290 | 1232.4487 | 2245 | 1012.5513
results127.txt | 1051 SUBSTATION 400.00 | 0.4100 | 1232.4487 | 2245 | 1012.5513
results128.txt | PTI INTERACTIVE POWER SYSTEM SIMULATOR--PSS(R)E MON, MAY 29 2023 | 16:32 | 550.9196 | 1571.5 | 1020.5804
results128.txt | SENSITIVITY FACTORS ARE CALCULATED WITH AC | NETWORK | 550.9196 | 1571.5 | 1020.5804
results128.txt | SUBSYSTEM 'RESERV' IS USED FOR OPPOSING SYSTEM FOR MW POWER | DISPATCH | 550.9196 | 1571.5 | 1020.5804
results128.txt | SENSITIVITY FACTORS OF BRANCH FLOW (MVA) ON 6828 MIDSKOG400 400.00 TO 9403 TOVÅSEN 400.00 11 MORE THAN | 0.10000 | 550.9196 | 1571.5 | 1020.5804
results128.txt | <--------- BUS NAME --------> | MW-SENS | 550.9196 | 1571.5 | 1020.5804
results128.txt | 6637 MORGARDSH 400.00 | -0.2685 | 550.9196 | 1571.5 | 1020.5804
results128.txt | 9403 TOVÅSEN 400.00 | -0.6901 | 550.9196 | 1571.5 | 1020.5804
results129.txt | PTI INTERACTIVE POWER SYSTEM SIMULATOR--PSS(R)E MON, MAY 29 2023 | 16:32 | 540.8176 | 1571.5 | 1030.6824
results129.txt | SENSITIVITY FACTORS ARE CALCULATED WITH AC | NETWORK | 540.8176 | 1571.5 | 1030.6824
results129.txt | SUBSYSTEM 'RESERV' IS USED FOR OPPOSING SYSTEM FOR MW POWER | DISPATCH | 540.8176 | 1571.5 | 1030.6824
results129.txt | SENSITIVITY FACTORS OF BRANCH FLOW (MVA) ON 6618 RAUMA 400.00 TO 6621 LIETO 400.00 3 MORE THAN | 0.10000 | 540.8176 | 1571.5 | 1030.6824
results129.txt | <--------- BUS NAME --------> | MW-SENS | 540.8176 | 1571.5 | 1030.6824
results129.txt | 6546 SALO 400.00 | -0.3199 | 540.8176 | 1571.5 | 1030.6824
results129.txt | 6550 KOPULA 400.00 | -0.1190 | 540.8176 | 1571.5 | 1030.6824
results129.txt | 6552 TAMMISTO 400.00 | -0.1212 | 540.8176 | 1571.5 | 1030.6824
results129.txt | 6554 LÄNSISALMI 400.00 | -0.1107 | 540.8176 | 1571.5 | 1030.6824
results129.txt | 6555 INKOO 400.00 | -0.2218 | 540.8176 | 1571.5 | 1030.6824
results129.txt | 6556 ESPOO 400.00 | -0.1433 | 540.8176 | 1571.5 | 1030.6824
results129.txt | 6617 OLKILUOTO 400.00 | 0.1396 | 540.8176 | 1571.5 | 1030.6824
results129.txt | 6618 RAUMA 400.00 | 0.1709 | 540.8176 | 1571.5 | 1030.6824
results129.txt | 6621 LIETO 400.00 | -0.3662 | 540.8176 | 1571.5 | 1030.6824
results129.txt | 9309 NAANTALINSAL400.00 | -0.3662 | 540.8176 | 1571.5 | 1030.6824
results130.txt | PTI INTERACTIVE POWER SYSTEM SIMULATOR--PSS(R)E MON, MAY 29 2023 | 16:32 | -1210.5347 | 2245 | 1034.4653
results130.txt | SENSITIVITY FACTORS ARE CALCULATED WITH AC | NETWORK | -1210.5347 | 2245 | 1034.4653
results130.txt | SUBSYSTEM 'RESERV' IS USED FOR OPPOSING SYSTEM FOR MW POWER | DISPATCH | -1210.5347 | 2245 | 1034.4653
results130.txt | SENSITIVITY FACTORS OF BRANCH FLOW (MVA) ON 7000 VITAS 400.00 TO 7002 PORJUS 400.00 1 MORE THAN | 0.10000 | -1210.5347 | 2245 | 1034.4653
results130.txt | <--------- BUS NAME --------> | MW-SENS | -1210.5347 | 2245 | 1034.4653
results130.txt | 6812 OGNDAL 400.00 | -0.2089 | -1210.5347 | 2245 | 1034.4653
results130.txt | 6814 VERDAL400 400.00 | -0.1951 | -1210.5347 | 2245 | 1034.4653
results130.txt | 6813 VERDAL300 400.00 | -0.1951 | -1210.5347 | 2245 | 1034.4653
results130.txt | 6872 AURA2300 400.00 | -0.1353 | -1210.5347 | 2245 | 1034.4653
results130.txt | 6855 FRAERNA 400.00 | -0.1306 | -1210.5347 | 2245 | 1034.4653
results130.txt | 6856 ORSKOG 400.00 | -0.1131 | -1210.5347 | 2245 | 1034.4653
results130.txt | 6857 ORSTA 400.00 | -0.1004 | -1210.5347 | 2245 | 1034.4653
results130.txt | 6858 ISTAD 400.00 | -0.1305 | -1210.5347 | 2245 | 1034.4653
results130.txt | 6859 AURA1 400.00 | -0.1339 | -1210.5347 | 2245 | 1034.4653
results130.txt | 6860 GRYTTEN 400.00 | -0.1258 | -1210.5347 | 2245 | 1034.4653
results130.txt | 6861 SNILLDAL 400.00 | -0.1589 | -1210.5347 | 2245 | 1034.4653
results130.txt | 6862 SURNA 400.00 | -0.1460 | -1210.5347 | 2245 | 1034.4653
results130.txt | 6863 HOFSTAD 400.00 | -0.2054 | -1210.5347 | 2245 | 1034.4653
results130.txt | 6864 ÅFJORD 400.00 | -0.1821 | -1210.5347 | 2245 | 1034.4653
results130.txt | 6866 ORKDAL400 400.00 | -0.1510 | -1210.5347 | 2245 | 1034.4653
results130.txt | 6865 ORKDAL300 400.00 | -0.1510 | -1210.5347 | 2245 | 1034.4653
results130.txt | 6867 STRINDA 400.00 | -0.1576 | -1210.5347 | 2245 | 1034.4653
results130.txt | 6869 KLAEBU400 400.00 | -0.1536 | -1210.5347 | 2245 | 1034.4653
results130.txt | 6868 KLAEBU300 400.00 | -0.1536 | -1210.5347 | 2245 | 1034.4653
results130.txt | 6871 EIDUM400 400.00 | -0.1664 | -1210.5347 | 2245 | 1034.4653
results130.txt | 6870 EIDUM300 400.00 | -0.1664 | -1210.5347 | 2245 | 1034.4653
results130.txt | 6874 VÅGÅMO 400.00 | -0.1030 | -1210.5347 | 2245 | 1034.4653
results130.txt | 6936 NEDRERÖS400 400.00 | -0.3438 | -1210.5347 | 2245 | 1034.4653
results130.txt | 6935 NEDRERÖS300 400.00 | -0.3436 | -1210.5347 | 2245 | 1034.4653
results130.txt | 6934 NEDRERÖS220 220.00 | -0.2866 | -1210.5347 | 2245 | 1034.4653
results130.txt | 6937 MARKA 400.00 | -0.3311 | -1210.5347 | 2245 | 1034.4653
results130.txt | 6938 NAMSOS 400.00 | -0.2422 | -1210.5347 | 2245 | 1034.4653
results130.txt | 6939 KOLSVIK 400.00 | -0.2954 | -1210.5347 | 2245 | 1034.4653
results130.txt | 6940 NAMSKOGEN 400.00 | -0.2959 | -1210.5347 | 2245 | 1034.4653
results130.txt | 6942 TUNNSJO400 400.00 | -0.2785 | -1210.5347 | 2245 | 1034.4653
results130.txt | 6941 TUNNSJO300 400.00 | -0.2785 | -1210.5347 | 2245 | 1034.4653
results130.txt | 6944 RANA 400.00 | -0.3617 | -1210.5347 | 2245 | 1034.4653
results130.txt | 6945 GEJMÅN 220.00 | -0.1985 | -1210.5347 | 2245 | 1034.4653
results130.txt | 6946 AJAURE 220.00 | -0.1428 | -1210.5347 | 2245 | 1034.4653
results130.txt | 6947 GARDIKFORS 220.00 | -0.1070 | -1210.5347 | 2245 | 1034.4653
results130.txt | 6996 OFOTEN 400.00 | -0.6146 | -1210.5347 | 2245 | 1034.4653
results130.txt | 6997 NARVIK 400.00 | -0.6190 | -1210.5347 | 2245 | 1034.4653
results130.txt | 7000 VITAS 400.00 | -0.7562 | -1210.5347 | 2245 | 1034.4653
results130.txt | 7001 SEITEVARE 400.00 | 0.1009 | -1210.5347 | 2245 | 1034.4653
results130.txt | 7002 PORJUS 400.00 | 0.1193 | -1210.5347 | 2245 | 1034.4653
results130.txt | 7003 HARSPÅNGET 400.00 | 0.1082 | -1210.5347 | 2245 | 1034.4653
results130.txt | 7004 LIGGA 400.00 | 0.1009 | -1210.5347 | 2245 | 1034.4653
results130.txt | 7006 SVARTISEN 400.00 | -0.4011 | -1210.5347 | 2245 | 1034.4653
results130.txt | 7007 KOBBELV 400.00 | -0.5328 | -1210.5347 | 2245 | 1034.4653
results130.txt | 7008 SALTEN 400.00 | -0.5027 | -1210.5347 | 2245 | 1034.4653
results130.txt | 7017 HAMMERFEST 400.00 | -0.6488 | -1210.5347 | 2245 | 1034.4653
results130.txt | 7019 BALSFJORD 400.00 | -0.6292 | -1210.5347 | 2245 | 1034.4653
results130.txt | 7020 BARDUFOSS 400.00 | -0.6269 | -1210.5347 | 2245 | 1034.4653
results130.txt | 7061 NEA 400.00 | -0.1159 | -1210.5347 | 2245 | 1034.4653
results130.txt | 7062 RITSEM 400.00 | -0.7271 | -1210.5347 | 2245 | 1034.4653
results130.txt | 7799 JOINT 220.00 | -0.1987 | -1210.5347 | 2245 | 1034.4653
results130.txt | 8643 JOINT 220.00 | -0.1069 | -1210.5347 | 2245 | 1034.4653
results130.txt | 8256 JOINT 400.00 | 0.1009 | -1210.5347 | 2245 | 1034.4653
results130.txt | 9001 SEIDAFJELL 400.00 | -0.6465 | -1210.5347 | 2245 | 1034.4653
results130.txt | 9002 LEBSESBY 400.00 | -0.6471 | -1210.5347 | 2245 | 1034.4653
results130.txt | 9003 HAMMERF 400.00 | -0.6488 | -1210.5347 | 2245 | 1034.4653
results130.txt | 9004 ALTA 400.00 | -0.6419 | -1210.5347 | 2245 | 1034.4653
results130.txt | 9005 BERGHEIM 400.00 | -0.6354 | -1210.5347 | 2245 | 1034.4653
results130.txt | 9006 TROFORS 400.00 | -0.3163 | -1210.5347 | 2245 | 1034.4653
results130.txt | 9007 TJELDBERGO 400.00 | -0.1527 | -1210.5347 | 2245 | 1034.4653
results130.txt | 9008 SYLKKYVELN 400.00 | -0.1075 | -1210.5347 | 2245 | 1034.4653
results131.txt | PTI INTERACTIVE POWER SYSTEM SIMULATOR--PSS(R)E MON, MAY 29 2023 | 16:32 | 1206.0979 | 2245 | 1038.9022
results131.txt | SENSITIVITY FACTORS ARE CALCULATED WITH AC | NETWORK | 1206.0979 | 2245 | 1038.9022
results131.txt | SUBSYSTEM 'RESERV' IS USED FOR OPPOSING SYSTEM FOR MW POWER | DISPATCH | 1206.0979 | 2245 | 1038.9022
results131.txt | SENSITIVITY FACTORS OF BRANCH FLOW (MVA) ON 6733 SYLLING300 400.00 TO 6735 OSLO300 400.00 1 MORE THAN | 0.10000 | 1206.0979 | 2245 | 1038.9022
results131.txt | <--------- BUS NAME --------> | MW-SENS | 1206.0979 | 2245 | 1038.9022
results131.txt | 6356 BJERKREIM 400.00 | 0.1076 | 1206.0979 | 2245 | 1038.9022
results131.txt | 6358 TONSTAD400 400.00 | 0.1081 | 1206.0979 | 2245 | 1038.9022
results131.txt | 6357 TONSTAD300 400.00 | 0.1081 | 1206.0979 | 2245 | 1038.9022
results131.txt | 6360 KJELLAND 400.00 | 0.1082 | 1206.0979 | 2245 | 1038.9022
results131.txt | 6363 FEDA400 400.00 | 0.1090 | 1206.0979 | 2245 | 1038.9022
results131.txt | 6362 FEDA300 400.00 | 0.1090 | 1206.0979 | 2245 | 1038.9022
results131.txt | 6364 LISTAWIND 400.00 | 0.1090 | 1206.0979 | 2245 | 1038.9022
results131.txt | 6365 KRISTIANSAND400.00 | 0.1124 | 1206.0979 | 2245 | 1038.9022
results131.txt | 6373 ARENDAL400 400.00 | 0.1154 | 1206.0979 | 2245 | 1038.9022
results131.txt | 6372 ARENDAL300 400.00 | 0.1154 | 1206.0979 | 2245 | 1038.9022
results131.txt | 6626 MINNE 400.00 | -0.3754 | 1206.0979 | 2245 | 1038.9022
results131.txt | 6667 BORGUND 301.00 | -0.1669 | 1206.0979 | 2245 | 1038.9022
results131.txt | 6671 HEMSIL1 301.00 | -0.1673 | 1206.0979 | 2245 | 1038.9022
results131.txt | 6688 STOKKELAND 400.00 | 0.1062 | 1206.0979 | 2245 | 1038.9022
results131.txt | 6690 HOG-JAERN400400.00 | 0.1061 | 1206.0979 | 2245 | 1038.9022
results131.txt | 6689 HOG-JAERN300400.00 | 0.1062 | 1206.0979 | 2245 | 1038.9022
results131.txt | 6693 SATURDAL 400.00 | 0.1072 | 1206.0979 | 2245 | 1038.9022
results131.txt | 6692 HYDRO MIXED 400.00 | 0.1072 | 1206.0979 | 2245 | 1038.9022
results131.txt | 6694 FORRE 400.00 | 0.1064 | 1206.0979 | 2245 | 1038.9022
results131.txt | 6695 KVILLDAL 400.00 | 0.1111 | 1206.0979 | 2245 | 1038.9022
results131.txt | 6698 LYSE400 400.00 | 0.1016 | 1206.0979 | 2245 | 1038.9022
results131.txt | 6697 LYSE300 400.00 | 0.1016 | 1206.0979 | 2245 | 1038.9022
results131.txt | 6699 DUGE 301.00 | 0.1045 | 1206.0979 | 2245 | 1038.9022
results131.txt | 6700 TJORHOM 400.00 | 0.1013 | 1206.0979 | 2245 | 1038.9022
results131.txt | 6702 KJELA 400.00 | 0.1012 | 1206.0979 | 2245 | 1038.9022
results131.txt | 6703 SONGA 400.00 | 0.1095 | 1206.0979 | 2245 | 1038.9022
results131.txt | 6704 VINJE 400.00 | 0.1107 | 1206.0979 | 2245 | 1038.9022
results131.txt | 6705 HOLEN 400.00 | 0.1116 | 1206.0979 | 2245 | 1038.9022
results131.txt | 6706 ROSKREPP 301.00 | 0.1047 | 1206.0979 | 2245 | 1038.9022
results131.txt | 6707 KVINEN 301.00 | 0.1050 | 1206.0979 | 2245 | 1038.9022
results131.txt | 6708 SOLHOLM300 400.00 | 0.1086 | 1206.0979 | 2245 | 1038.9022
results131.txt | 6710 HEKNI 400.00 | 0.1110 | 1206.0979 | 2245 | 1038.9022
results131.txt | 6711 TOKKE 400.00 | 0.1125 | 1206.0979 | 2245 | 1038.9022
results131.txt | 6712 OVREVINSTRA 400.00 | -0.2635 | 1206.0979 | 2245 | 1038.9022
results131.txt | 6713 NEDREVINSTRA400.00 | -0.3197 | 1206.0979 | 2245 | 1038.9022
results131.txt | 6714 HEMSIL2 400.00 | -0.1685 | 1206.0979 | 2245 | 1038.9022
results131.txt | 6715 NESBYEN 400.00 | -0.2000 | 1206.0979 | 2245 | 1038.9022
results131.txt | 6717 NEDREVINSTRA400.00 | -0.3197 | 1206.0979 | 2245 | 1038.9022
results131.txt | 6718 FÅBERG 400.00 | -0.3221 | 1206.0979 | 2245 | 1038.9022
results131.txt | 6720 VARDAL 400.00 | -0.3447 | 1206.0979 | 2245 | 1038.9022
results131.txt | 6721 VANG 400.00 | -0.3506 | 1206.0979 | 2245 | 1038.9022
results131.txt | 6722 VEMORK 400.00 | 0.1231 | 1206.0979 | 2245 | 1038.9022
results131.txt | 6723 SÅHEIM 400.00 | 0.1365 | 1206.0979 | 2245 | 1038.9022
results131.txt | 6724 NORE 400.00 | 0.1044 | 1206.0979 | 2245 | 1038.9022
results131.txt | 6725 SUNDSBARM 400.00 | 0.1231 | 1206.0979 | 2245 | 1038.9022
results131.txt | 6727 ROD400 400.00 | 0.1149 | 1206.0979 | 2245 | 1038.9022
results131.txt | 6726 ROD300 400.00 | 0.1152 | 1206.0979 | 2245 | 1038.9022
results131.txt | 6728 GRENLAND 400.00 | 0.1190 | 1206.0979 | 2245 | 1038.9022
results131.txt | 6730 BAMBLE400 400.00 | 0.1193 | 1206.0979 | 2245 | 1038.9022
results131.txt | 6729 BAMBLE300 400.00 | 0.1193 | 1206.0979 | 2245 | 1038.9022
results131.txt | 6732 FLESAKER 400.00 | 0.1508 | 1206.0979 | 2245 | 1038.9022
results131.txt | 6734 SYLLING400 400.00 | 0.3043 | 1206.0979 | 2245 | 1038.9022
results131.txt | 6733 SYLLING300 400.00 | 0.3111 | 1206.0979 | 2245 | 1038.9022
results131.txt | 6736 OSLA400 400.00 | -0.3911 | 1206.0979 | 2245 | 1038.9022
results131.txt | 6735 OSLO300 400.00 | -0.3983 | 1206.0979 | 2245 | 1038.9022
results131.txt | 6737 FOLLO 400.00 | -0.1650 | 1206.0979 | 2245 | 1038.9022
results131.txt | 6738 TVEITEN 400.00 | 0.1347 | 1206.0979 | 2245 | 1038.9022
results131.txt | 6754 STOLAHELA 400.00 | 0.1062 | 1206.0979 | 2245 | 1038.9022
results131.txt | 6872 AURA2300 400.00 | -0.1364 | 1206.0979 | 2245 | 1038.9022
results131.txt | 6855 FRAERNA 400.00 | -0.1294 | 1206.0979 | 2245 | 1038.9022
results131.txt | 6856 ORSKOG 400.00 | -0.1065 | 1206.0979 | 2245 | 1038.9022
results131.txt | 6858 ISTAD 400.00 | -0.1294 | 1206.0979 | 2245 | 1038.9022
results131.txt | 6859 AURA1 400.00 | -0.1341 | 1206.0979 | 2245 | 1038.9022
results131.txt | 6860 GRYTTEN 400.00 | -0.1237 | 1206.0979 | 2245 | 1038.9022
results131.txt | 6861 SNILLDAL 400.00 | -0.1222 | 1206.0979 | 2245 | 1038.9022
results131.txt | 6862 SURNA 400.00 | -0.1267 | 1206.0979 | 2245 | 1038.9022
results131.txt | 6863 HOFSTAD 400.00 | -0.1064 | 1206.0979 | 2245 | 1038.9022
results131.txt | 6864 ÅFJORD 400.00 | -0.1142 | 1206.0979 | 2245 | 1038.9022
results131.txt | 6866 ORKDAL400 400.00 | -0.1107 | 1206.0979 | 2245 | 1038.9022
results131.txt | 6865 ORKDAL300 400.00 | -0.1107 | 1206.0979 | 2245 | 1038.9022
results131.txt | 6874 VÅGÅMO 400.00 | -0.2216 | 1206.0979 | 2245 | 1038.9022
results131.txt | 6875 RENDALEN 301.00 | -0.2979 | 1206.0979 | 2245 | 1038.9022
results131.txt | 8448 JOINT 400.00 | 0.1012 | 1206.0979 | 2245 | 1038.9022
results131.txt | 9007 TJELDBERGO 400.00 | -0.1246 | 1206.0979 | 2245 | 1038.9022
results131.txt | 9012 BAMBLE 400.00 | 0.1212 | 1206.0979 | 2245 | 1038.9022
results131.txt | 9013 HOF 400.00 | 0.1443 | 1206.0979 | 2245 | 1038.9022
results131.txt | 9014 HONNA 400.00 | 0.1105 | 1206.0979 | 2245 | 1038.9022
results131.txt | 9015 HEMSIL300 301.00 | -0.1685 | 1206.0979 | 2245 | 1038.9022
results131.txt | 9016 FÅBER300 301.00 | -0.3018 | 1206.0979 | 2245 | 1038.9022
results131.txt | 9017 OSLO301 301.00 | -0.2592 | 1206.0979 | 2245 | 1038.9022
results131.txt | 9018 TEGNEBY 301.00 | -0.1206 | 1206.0979 | 2245 | 1038.9022
results131.txt | 9020 LYSE 301.00 | 0.1041 | 1206.0979 | 2245 | 1038.9022
results131.txt | 9021 FJOTLAND 301.00 | 0.1061 | 1206.0979 | 2245 | 1038.9022
results132.txt | PTI INTERACTIVE POWER SYSTEM SIMULATOR--PSS(R)E MON, MAY 29 2023 | 16:32 | 1203.1704 | 2245 | 1041.8296
results132.txt | SENSITIVITY FACTORS ARE CALCULATED WITH AC | NETWORK | 1203.1704 | 2245 | 1041.8296
results132.txt | SUBSYSTEM 'RESERV' IS USED FOR OPPOSING SYSTEM FOR MW POWER | DISPATCH | 1203.1704 | 2245 | 1041.8296
results132.txt | SENSITIVITY FACTORS OF BRANCH FLOW (MVA) ON 6996 OFOTEN 400.00 TO 7062 RITSEM 400.00 3 MORE THAN | 0.10000 | 1203.1704 | 2245 | 1041.8296
results132.txt | <--------- BUS NAME --------> | MW-SENS | 1203.1704 | 2245 | 1041.8296
results132.txt | 6812 OGNDAL 400.00 | 0.2108 | 1203.1704 | 2245 | 1041.8296
results132.txt | 6814 VERDAL400 400.00 | 0.1968 | 1203.1704 | 2245 | 1041.8296
results132.txt | 6813 VERDAL300 400.00 | 0.1968 | 1203.1704 | 2245 | 1041.8296
results132.txt | 6872 AURA2300 400.00 | 0.1365 | 1203.1704 | 2245 | 1041.8296
results132.txt | 6855 FRAERNA 400.00 | 0.1317 | 1203.1704 | 2245 | 1041.8296
results132.txt | 6856 ORSKOG 400.00 | 0.1141 | 1203.1704 | 2245 | 1041.8296
results132.txt | 6857 ORSTA 400.00 | 0.1013 | 1203.1704 | 2245 | 1041.8296
results132.txt | 6858 ISTAD 400.00 | 0.1317 | 1203.1704 | 2245 | 1041.8296
results132.txt | 6859 AURA1 400.00 | 0.1351 | 1203.1704 | 2245 | 1041.8296
results132.txt | 6860 GRYTTEN 400.00 | 0.1269 | 1203.1704 | 2245 | 1041.8296
results132.txt | 6861 SNILLDAL 400.00 | 0.1603 | 1203.1704 | 2245 | 1041.8296
results132.txt | 6862 SURNA 400.00 | 0.1473 | 1203.1704 | 2245 | 1041.8296
results132.txt | 6863 HOFSTAD 400.00 | 0.2072 | 1203.1704 | 2245 | 1041.8296
results132.txt | 6864 ÅFJORD 400.00 | 0.1837 | 1203.1704 | 2245 | 1041.8296
results132.txt | 6866 ORKDAL400 400.00 | 0.1524 | 1203.1704 | 2245 | 1041.8296
results132.txt | 6865 ORKDAL300 400.00 | 0.1523 | 1203.1704 | 2245 | 1041.8296
results132.txt | 6867 STRINDA 400.00 | 0.1590 | 1203.1704 | 2245 | 1041.8296
results132.txt | 6869 KLAEBU400 400.00 | 0.1550 | 1203.1704 | 2245 | 1041.8296
results132.txt | 6868 KLAEBU300 400.00 | 0.1550 | 1203.1704 | 2245 | 1041.8296
results132.txt | 6871 EIDUM400 400.00 | 0.1679 | 1203.1704 | 2245 | 1041.8296
results132.txt | 6870 EIDUM300 400.00 | 0.1679 | 1203.1704 | 2245 | 1041.8296
results132.txt | 6874 VÅGÅMO 400.00 | 0.1039 | 1203.1704 | 2245 | 1041.8296
results132.txt | 6936 NEDRERÖS400 400.00 | 0.3468 | 1203.1704 | 2245 | 1041.8296
results132.txt | 6935 NEDRERÖS300 400.00 | 0.3467 | 1203.1704 | 2245 | 1041.8296
results132.txt | 6934 NEDRERÖS220 220.00 | 0.2891 | 1203.1704 | 2245 | 1041.8296
results132.txt | 6937 MARKA 400.00 | 0.3340 | 1203.1704 | 2245 | 1041.8296
results132.txt | 6938 NAMSOS 400.00 | 0.2443 | 1203.1704 | 2245 | 1041.8296
results132.txt | 6939 KOLSVIK 400.00 | 0.2980 | 1203.1704 | 2245 | 1041.8296
results132.txt | 6940 NAMSKOGEN 400.00 | 0.2986 | 1203.1704 | 2245 | 1041.8296
results132.txt | 6942 TUNNSJO400 400.00 | 0.2810 | 1203.1704 | 2245 | 1041.8296
results132.txt | 6941 TUNNSJO300 400.00 | 0.2810 | 1203.1704 | 2245 | 1041.8296
results132.txt | 6944 RANA 400.00 | 0.3650 | 1203.1704 | 2245 | 1041.8296
results132.txt | 6945 GEJMÅN 220.00 | 0.2002 | 1203.1704 | 2245 | 1041.8296
results132.txt | 6946 AJAURE 220.00 | 0.1441 | 1203.1704 | 2245 | 1041.8296
results132.txt | 6947 GARDIKFORS 220.00 | 0.1080 | 1203.1704 | 2245 | 1041.8296
results132.txt | 6996 OFOTEN 400.00 | 0.6200 | 1203.1704 | 2245 | 1041.8296
results132.txt | 6997 NARVIK 400.00 | 0.6245 | 1203.1704 | 2245 | 1041.8296
results132.txt | 7000 VITAS 400.00 | -0.2580 | 1203.1704 | 2245 | 1041.8296
results132.txt | 7001 SEITEVARE 400.00 | -0.1018 | 1203.1704 | 2245 | 1041.8296
results132.txt | 7002 PORJUS 400.00 | -0.1203 | 1203.1704 | 2245 | 1041.8296
results132.txt | 7003 HARSPÅNGET 400.00 | -0.1091 | 1203.1704 | 2245 | 1041.8296
results132.txt | 7004 LIGGA 400.00 | -0.1018 | 1203.1704 | 2245 | 1041.8296
results132.txt | 7006 SVARTISEN 400.00 | 0.4046 | 1203.1704 | 2245 | 1041.8296
results132.txt | 7007 KOBBELV 400.00 | 0.5375 | 1203.1704 | 2245 | 1041.8296
results132.txt | 7008 SALTEN 400.00 | 0.5071 | 1203.1704 | 2245 | 1041.8296
results132.txt | 7017 HAMMERFEST 400.00 | 0.6546 | 1203.1704 | 2245 | 1041.8296
results132.txt | 7019 BALSFJORD 400.00 | 0.6348 | 1203.1704 | 2245 | 1041.8296
results132.txt | 7020 BARDUFOSS 400.00 | 0.6325 | 1203.1704 | 2245 | 1041.8296
results132.txt | 7061 NEA 400.00 | 0.1170 | 1203.1704 | 2245 | 1041.8296
results132.txt | 7062 RITSEM 400.00 | -0.2861 | 1203.1704 | 2245 | 1041.8296
results132.txt | 7799 JOINT 220.00 | 0.2005 | 1203.1704 | 2245 | 1041.8296
results132.txt | 8643 JOINT 220.00 | 0.1079 | 1203.1704 | 2245 | 1041.8296
results132.txt | 8256 JOINT 400.00 | -0.1018 | 1203.1704 | 2245 | 1041.8296
results132.txt | 9001 SEIDAFJELL 400.00 | 0.6523 | 1203.1704 | 2245 | 1041.8296
results132.txt | 9002 LEBSESBY 400.00 | 0.6529 | 1203.1704 | 2245 | 1041.8296
results132.txt | 9003 HAMMERF 400.00 | 0.6546 | 1203.1704 | 2245 | 1041.8296
results132.txt | 9004 ALTA 400.00 | 0.6476 | 1203.1704 | 2245 | 1041.8296
results132.txt | 9005 BERGHEIM 400.00 | 0.6410 | 1203.1704 | 2245 | 1041.8296
results132.txt | 9006 TROFORS 400.00 | 0.3191 | 1203.1704 | 2245 | 1041.8296
results132.txt | 9007 TJELDBERGO 400.00 | 0.1541 | 1203.1704 | 2245 | 1041.8296
results132.txt | 9008 SYLKKYVELN 400.00 | 0.1085 | 1203.1704 | 2245 | 1041.8296
results133.txt | PTI INTERACTIVE POWER SYSTEM SIMULATOR--PSS(R)E MON, MAY 29 2023 | 16:32 | -527.0873 | 1571.5 | 1044.4127
results133.txt | SENSITIVITY FACTORS ARE CALCULATED WITH AC | NETWORK | -527.0873 | 1571.5 | 1044.4127
results133.txt | SUBSYSTEM 'RESERV' IS USED FOR OPPOSING SYSTEM FOR MW POWER | DISPATCH | -527.0873 | 1571.5 | 1044.4127
results133.txt | SENSITIVITY FACTORS OF BRANCH FLOW (MVA) ON 6346 KIMSTAD 400.00 TO 6641 HALLSBERG400400.00 6 MORE THAN | 0.10000 | -527.0873 | 1571.5 | 1044.4127
results133.txt | <--------- BUS NAME --------> | MW-SENS | -527.0873 | 1571.5 | 1044.4127
results133.txt | 5671 SEGE 400.00 | -0.1110 | -527.0873 | 1571.5 | 1044.4127
results133.txt | 5672 ARRIE 400.00 | -0.1110 | -527.0873 | 1571.5 | 1044.4127
results133.txt | 5673 KRUSEBERG 400.00 | -0.1110 | -527.0873 | 1571.5 | 1044.4127
results133.txt | 6337 BARSEBACK 400.00 | -0.1075 | -527.0873 | 1571.5 | 1044.4127
results133.txt | 6338 HURVA 400.00 | -0.1194 | -527.0873 | 1571.5 | 1044.4127
results133.txt | 6340 MOHOLM 220.00 | 0.1499 | -527.0873 | 1571.5 | 1044.4127
results133.txt | 6341 KOLSTAD 400.00 | -0.1400 | -527.0873 | 1571.5 | 1044.4127
results133.txt | 6345 GLAN 400.00 | -0.2326 | -527.0873 | 1571.5 | 1044.4127
results133.txt | 6346 KIMSTAD 400.00 | -0.3513 | -527.0873 | 1571.5 | 1044.4127
results133.txt | 6348 OSKARSHAMN 400.00 | -0.2109 | -527.0873 | 1571.5 | 1044.4127
results133.txt | 6349 ALVESTA 400.00 | -0.1378 | -527.0873 | 1571.5 | 1044.4127
results133.txt | 6350 HEMSJO 400.00 | -0.1552 | -527.0873 | 1571.5 | 1044.4127
results133.txt | 6351 KARLSHAMN 400.00 | -0.1551 | -527.0873 | 1571.5 | 1044.4127
results133.txt | 6354 NYBRO 400.00 | -0.1761 | -527.0873 | 1571.5 | 1044.4127
results133.txt | 6600 AKER 400.00 | -0.1135 | -527.0873 | 1571.5 | 1044.4127
results133.txt | 6631 BASNA 400.00 | 0.1035 | -527.0873 | 1571.5 | 1044.4127
results133.txt | 6632 REPBACKEN 400.00 | 0.1035 | -527.0873 | 1571.5 | 1044.4127
results133.txt | 6639 LINDBACKA400400.00 | 0.1143 | -527.0873 | 1571.5 | 1044.4127
results133.txt | 6641 HALLSBERG400400.00 | 0.1434 | -527.0873 | 1571.5 | 1044.4127
results133.txt | 6640 HALLSBERG220220.00 | 0.1434 | -527.0873 | 1571.5 | 1044.4127
results133.txt | 6642 OSTANSJO 400.00 | 0.1224 | -527.0873 | 1571.5 | 1044.4127
results133.txt | 6646 HEDENLUNDA 400.00 | -0.1675 | -527.0873 | 1571.5 | 1044.4127
results133.txt | 9401 HAGESKRUV 400.00 | -0.1743 | -527.0873 | 1571.5 | 1044.4127
results134.txt | PTI INTERACTIVE POWER SYSTEM SIMULATOR--PSS(R)E MON, MAY 29 2023 | 16:32 | -521.4563 | 1571.5 | 1050.0437
results134.txt | SENSITIVITY FACTORS ARE CALCULATED WITH AC | NETWORK | -521.4563 | 1571.5 | 1050.0437
results134.txt | SUBSYSTEM 'RESERV' IS USED FOR OPPOSING SYSTEM FOR MW POWER | DISPATCH | -521.4563 | 1571.5 | 1050.0437
results134.txt | SENSITIVITY FACTORS OF BRANCH FLOW (MVA) ON 6365 KRISTIANSAND400.00 TO 6710 HEKNI 400.00 3 MORE THAN | 0.10000 | -521.4563 | 1571.5 | 1050.0437
results134.txt | <--------- BUS NAME --------> | MW-SENS | -521.4563 | 1571.5 | 1050.0437
results134.txt | 6356 BJERKREIM 400.00 | -0.1637 | -521.4563 | 1571.5 | 1050.0437
results134.txt | 6358 TONSTAD400 400.00 | -0.1905 | -521.4563 | 1571.5 | 1050.0437
results134.txt | 6357 TONSTAD300 400.00 | -0.1904 | -521.4563 | 1571.5 | 1050.0437
results134.txt | 6360 KJELLAND 400.00 | -0.1873 | -521.4563 | 1571.5 | 1050.0437
results134.txt | 6363 FEDA400 400.00 | -0.2069 | -521.4563 | 1571.5 | 1050.0437
results134.txt | 6362 FEDA300 400.00 | -0.2065 | -521.4563 | 1571.5 | 1050.0437
results134.txt | 6364 LISTAWIND 400.00 | -0.2065 | -521.4563 | 1571.5 | 1050.0437
results134.txt | 6365 KRISTIANSAND400.00 | -0.3215 | -521.4563 | 1571.5 | 1050.0437
results134.txt | 6373 ARENDAL400 400.00 | -0.1880 | -521.4563 | 1571.5 | 1050.0437
results134.txt | 6372 ARENDAL300 400.00 | -0.1880 | -521.4563 | 1571.5 | 1050.0437
results134.txt | 6688 STOKKELAND 400.00 | -0.1381 | -521.4563 | 1571.5 | 1050.0437
results134.txt | 6690 HOG-JAERN400400.00 | -0.1374 | -521.4563 | 1571.5 | 1050.0437
results134.txt | 6689 HOG-JAERN300400.00 | -0.1381 | -521.4563 | 1571.5 | 1050.0437
results134.txt | 6699 DUGE 301.00 | -0.1092 | -521.4563 | 1571.5 | 1050.0437
results134.txt | 6706 ROSKREPP 301.00 | -0.1130 | -521.4563 | 1571.5 | 1050.0437
results134.txt | 6707 KVINEN 301.00 | -0.1166 | -521.4563 | 1571.5 | 1050.0437
results134.txt | 6708 SOLHOLM300 400.00 | -0.1818 | -521.4563 | 1571.5 | 1050.0437
results134.txt | 6710 HEKNI 400.00 | 0.3270 | -521.4563 | 1571.5 | 1050.0437
results134.txt | 6730 BAMBLE400 400.00 | -0.1028 | -521.4563 | 1571.5 | 1050.0437
results134.txt | 6729 BAMBLE300 400.00 | -0.1028 | -521.4563 | 1571.5 | 1050.0437
results134.txt | 6754 STOLAHELA 400.00 | -0.1381 | -521.4563 | 1571.5 | 1050.0437
results134.txt | 9014 HONNA 400.00 | -0.1836 | -521.4563 | 1571.5 | 1050.0437
results134.txt | 9021 FJOTLAND 301.00 | -0.1299 | -521.4563 | 1571.5 | 1050.0437
results135.txt | PTI INTERACTIVE POWER SYSTEM SIMULATOR--PSS(R)E MON, MAY 29 2023 | 16:32 | -937.3604 | 2000 | 1062.6396
results135.txt | SENSITIVITY FACTORS ARE CALCULATED WITH AC | NETWORK | -937.3604 | 2000 | 1062.6396
results135.txt | SUBSYSTEM 'RESERV' IS USED FOR OPPOSING SYSTEM FOR MW POWER | DISPATCH | -937.3604 | 2000 | 1062.6396
results135.txt | SENSITIVITY FACTORS OF BRANCH FLOW (MVA) ON 6842 RATANSKV220 220.00 TO 6843 RATANSKV400 400.00 1 MORE THAN | 0.10000 | -937.3604 | 2000 | 1062.6396
results135.txt | <--------- BUS NAME --------> | MW-SENS | -937.3604 | 2000 | 1062.6396
results135.txt | 6791 TRATTBERGET 220.00 | 0.1037 | -937.3604 | 2000 | 1062.6396
results135.txt | 6792 HÄLLBY 220.00 | 0.1037 | -937.3604 | 2000 | 1062.6396
results135.txt | 6794 GUSELE 220.00 | 0.1039 | -937.3604 | 2000 | 1062.6396
results135.txt | 6795 BETÅSEN220 220.00 | 0.1436 | -937.3604 | 2000 | 1062.6396
results135.txt | 6797 NÄMFORSEN 220.00 | 0.2197 | -937.3604 | 2000 | 1062.6396
results135.txt | 6798 MOFORSEN 220.00 | 0.2435 | -937.3604 | 2000 | 1062.6396
results135.txt | 6799 HJÄLTA220 220.00 | 0.4716 | -937.3604 | 2000 | 1062.6396
results135.txt | 6800 FORSMO 220.00 | 0.2912 | -937.3604 | 2000 | 1062.6396
results135.txt | 6801 FORSSE 220.00 | 0.4308 | -937.3604 | 2000 | 1062.6396
results135.txt | 6804 JARKVISSLE 220.00 | 0.4684 | -937.3604 | 2000 | 1062.6396
results135.txt | 6806 HALLSJO 220.00 | 0.4680 | -937.3604 | 2000 | 1062.6396
results135.txt | 6808 VAPLE 220.00 | 0.4660 | -937.3604 | 2000 | 1062.6396
results135.txt | 6823 LANGA 220.00 | 0.4442 | -937.3604 | 2000 | 1062.6396
results135.txt | 6824 TRANGFARS 220.00 | 0.4618 | -937.3604 | 2000 | 1062.6396
results135.txt | 6825 NORDIASEN 220.00 | 0.4577 | -937.3604 | 2000 | 1062.6396
results135.txt | 6826 KATTSTRUPEF 220.00 | 0.1245 | -937.3604 | 2000 | 1062.6396
results135.txt | 6827 MIDSKOG220 220.00 | 0.1493 | -937.3604 | 2000 | 1062.6396
results135.txt | 6833 LASELE 220.00 | 0.1617 | -937.3604 | 2000 | 1062.6396
results135.txt | 6834 STUGUN 220.00 | 0.2663 | -937.3604 | 2000 | 1062.6396
results135.txt | 6835 NÄVEREDE 220.00 | 0.2120 | -937.3604 | 2000 | 1062.6396
results135.txt | 6836 GAMMALÄNGE 220.00 | 0.3448 | -937.3604 | 2000 | 1062.6396
results135.txt | 6837 KRÅNGEDE 220.00 | 0.3451 | -937.3604 | 2000 | 1062.6396
results135.txt | 6840 SVARTHÅLSF 220.00 | 0.3824 | -937.3604 | 2000 | 1062.6396
results135.txt | 6841 STADSFORSEN 220.00 | 0.4716 | -937.3604 | 2000 | 1062.6396
results135.txt | 6843 RATANSKV400 400.00 | -0.1677 | -937.3604 | 2000 | 1062.6396
results135.txt | 6842 RATANSKV220 220.00 | 0.4726 | -937.3604 | 2000 | 1062.6396
results135.txt | 6844 RATAN 400.00 | -0.1448 | -937.3604 | 2000 | 1062.6396
results135.txt | 6845 TURINGE 220.00 | 0.4712 | -937.3604 | 2000 | 1062.6396
results135.txt | 6846 SVEG 220.00 | 0.4599 | -937.3604 | 2000 | 1062.6396
results135.txt | 6847 BRACKE 220.00 | 0.3464 | -937.3604 | 2000 | 1062.6396
results135.txt | 6848 JARNVAGSFOR 220.00 | 0.4704 | -937.3604 | 2000 | 1062.6396
results135.txt | 6849 ANGE 220.00 | 0.4702 | -937.3604 | 2000 | 1062.6396
results135.txt | 6850 MORTTJARNB 220.00 | 0.3464 | -937.3604 | 2000 | 1062.6396
results135.txt | 6851 HOLLEFORSEN 220.00 | 0.4701 | -937.3604 | 2000 | 1062.6396
results135.txt | 6852 TORPSHAMMAR 220.00 | 0.4683 | -937.3604 | 2000 | 1062.6396
results135.txt | 6853 DONJE 220.00 | 0.4684 | -937.3604 | 2000 | 1062.6396
results135.txt | 6927 STENKULLAFOR220.00 | 0.1030 | -937.3604 | 2000 | 1062.6396
results135.txt | 6928 ÅSELE 220.00 | 0.1030 | -937.3604 | 2000 | 1062.6396
results135.txt | 8619 JOINT 220.00 | 0.4687 | -937.3604 | 2000 | 1062.6396
results135.txt | 8426 JOINT 220.00 | 0.2197 | -937.3604 | 2000 | 1062.6396
results135.txt | 8750 JOINT 220.00 | 0.3828 | -937.3604 | 2000 | 1062.6396
results135.txt | 8271 JOINT 220.00 | 0.4690 | -937.3604 | 2000 | 1062.6396
results135.txt | 8284 JOINT 220.00 | 0.2435 | -937.3604 | 2000 | 1062.6396
results135.txt | 8817 JOINT 220.00 | 0.1031 | -937.3604 | 2000 | 1062.6396
results135.txt | 8777 JOINT 220.00 | 0.4308 | -937.3604 | 2000 | 1062.6396
results135.txt | 8682 JOINT 220.00 | 0.2661 | -937.3604 | 2000 | 1062.6396
results135.txt | 8812 JOINT 220.00 | 0.1250 | -937.3604 | 2000 | 1062.6396
results135.txt | 8258 JOINT 220.00 | 0.2119 | -937.3604 | 2000 | 1062.6396
results135.txt | 8606 JOINT 220.00 | 0.4668 | -937.3604 | 2000 | 1062.6396
results135.txt | 8693 JOINT 220.00 | 0.4684 | -937.3604 | 2000 | 1062.6396
results135.txt | 8613 JOINT 220.00 | 0.4692 | -937.3604 | 2000 | 1062.6396
results136.txt | PTI INTERACTIVE POWER SYSTEM SIMULATOR--PSS(R)E MON, MAY 29 2023 | 16:32 | 1176.8134 | 2245 | 1068.1866
results136.txt | SENSITIVITY FACTORS ARE CALCULATED WITH AC | NETWORK | 1176.8134 | 2245 | 1068.1866
results136.txt | SUBSYSTEM 'RESERV' IS USED FOR OPPOSING SYSTEM FOR MW POWER | DISPATCH | 1176.8134 | 2245 | 1068.1866
results136.txt | SENSITIVITY FACTORS OF BRANCH FLOW (MVA) ON 6662 AURLAND200 400.00 TO 6663 AURLAND400 400.00 7 MORE THAN | 0.10000 | 1176.8134 | 2245 | 1068.1866
results136.txt | <--------- BUS NAME --------> | MW-SENS | 1176.8134 | 2245 | 1068.1866
results136.txt | 6662 AURLAND200 400.00 | 0.5036 | 1176.8134 | 2245 | 1068.1866
results137.txt | PTI INTERACTIVE POWER SYSTEM SIMULATOR--PSS(R)E MON, MAY 29 2023 | 16:32 | 1176.8134 | 2245 | 1068.1866
results137.txt | SENSITIVITY FACTORS ARE CALCULATED WITH AC | NETWORK | 1176.8134 | 2245 | 1068.1866
results137.txt | SUBSYSTEM 'RESERV' IS USED FOR OPPOSING SYSTEM FOR MW POWER | DISPATCH | 1176.8134 | 2245 | 1068.1866
results137.txt | SENSITIVITY FACTORS OF BRANCH FLOW (MVA) ON 6662 AURLAND200 400.00 TO 6663 AURLAND400 400.00 8 MORE THAN | 0.10000 | 1176.8134 | 2245 | 1068.1866
results137.txt | <--------- BUS NAME --------> | MW-SENS | 1176.8134 | 2245 | 1068.1866
results137.txt | 6662 AURLAND200 400.00 | 0.5036 | 1176.8134 | 2245 | 1068.1866
results138.txt | PTI INTERACTIVE POWER SYSTEM SIMULATOR--PSS(R)E MON, MAY 29 2023 | 16:32 | 501.5084 | 1571.5 | 1069.9916
results138.txt | SENSITIVITY FACTORS ARE CALCULATED WITH AC | NETWORK | 501.5084 | 1571.5 | 1069.9916
results138.txt | SUBSYSTEM 'RESERV' IS USED FOR OPPOSING SYSTEM FOR MW POWER | DISPATCH | 501.5084 | 1571.5 | 1069.9916
results138.txt | SENSITIVITY FACTORS OF BRANCH FLOW (MVA) ON 6615 TAHKOLUOTO 400.00 TO 6619 ULVILA 400.00 1 MORE THAN | 0.10000 | 501.5084 | 1571.5 | 1069.9916
results138.txt | <--------- BUS NAME --------> | MW-SENS | 501.5084 | 1571.5 | 1069.9916
results138.txt | 6615 TAHKOLUOTO 400.00 | 1.0030 | 501.5084 | 1571.5 | 1069.9916
results139.txt | PTI INTERACTIVE POWER SYSTEM SIMULATOR--PSS(R)E MON, MAY 29 2023 | 16:32 | 501.1844 | 1571.5 | 1070.3156
results139.txt | SENSITIVITY FACTORS ARE CALCULATED WITH AC | NETWORK | 501.1844 | 1571.5 | 1070.3156
results139.txt | SUBSYSTEM 'RESERV' IS USED FOR OPPOSING SYSTEM FOR MW POWER | DISPATCH | 501.1844 | 1571.5 | 1070.3156
results139.txt | SENSITIVITY FACTORS OF BRANCH FLOW (MVA) ON 6603 ODENSALA 400.00 TO 8861 JOINT 400.00 5 MORE THAN | 0.10000 | 501.1844 | 1571.5 | 1070.3156
results139.txt | <--------- BUS NAME --------> | MW-SENS | 501.1844 | 1571.5 | 1070.3156
results139.txt | 6345 GLAN 400.00 | -0.1138 | 501.1844 | 1571.5 | 1070.3156
results139.txt | 6346 KIMSTAD 400.00 | -0.1001 | 501.1844 | 1571.5 | 1070.3156
results139.txt | 6583 STACKBO400 400.00 | 0.1053 | 501.1844 | 1571.5 | 1070.3156
results139.txt | 6589 DANNEBO 400.00 | 0.2197 | 501.1844 | 1571.5 | 1070.3156
results139.txt | 6591 FORSMARK 400.00 | 0.2190 | 501.1844 | 1571.5 | 1070.3156
results139.txt | 6594 HAMRA400 400.00 | -0.1233 | 501.1844 | 1571.5 | 1070.3156
results139.txt | 6597 TUNA400 400.00 | 0.2279 | 501.1844 | 1571.5 | 1070.3156
results139.txt | 6596 TUNA220 220.00 | 0.1337 | 501.1844 | 1571.5 | 1070.3156
results139.txt | 6600 AKER 400.00 | -0.1294 | 501.1844 | 1571.5 | 1070.3156
results139.txt | 6602 KOLBOTTEN400400.00 | -0.2119 | 501.1844 | 1571.5 | 1070.3156
results139.txt | 6603 ODENSALA 400.00 | 0.3143 | 501.1844 | 1571.5 | 1070.3156
results139.txt | 6605 STOCKHOLM400400.00 | 0.2750 | 501.1844 | 1571.5 | 1070.3156
results139.txt | 6606 HALL 400.00 | -0.1983 | 501.1844 | 1571.5 | 1070.3156
results139.txt | 6608 EKUDDEN400 400.00 | -0.1874 | 501.1844 | 1571.5 | 1070.3156
results139.txt | 6610 GRASKA 220.00 | 0.1350 | 501.1844 | 1571.5 | 1070.3156
results139.txt | 6611 HALLSTAVIK 220.00 | 0.1350 | 501.1844 | 1571.5 | 1070.3156
results139.txt | 6613 MALSTA 220.00 | 0.1355 | 501.1844 | 1571.5 | 1070.3156
results139.txt | 6646 HEDENLUNDA 400.00 | -0.1332 | 501.1844 | 1571.5 | 1070.3156
results139.txt | 8861 JOINT 400.00 | -0.3116 | 501.1844 | 1571.5 | 1070.3156
results139.txt | 1051 SUBSTATION 400.00 | 0.2190 | 501.1844 | 1571.5 | 1070.3156
results140.txt | PTI INTERACTIVE POWER SYSTEM SIMULATOR--PSS(R)E MON, MAY 29 2023 | 16:32 | -500.8347 | 1571.5 | 1070.6653
results140.txt | SENSITIVITY FACTORS ARE CALCULATED WITH AC | NETWORK | -500.8347 | 1571.5 | 1070.6653
results140.txt | SUBSYSTEM 'RESERV' IS USED FOR OPPOSING SYSTEM FOR MW POWER | DISPATCH | -500.8347 | 1571.5 | 1070.6653
results140.txt | SENSITIVITY FACTORS OF BRANCH FLOW (MVA) ON 6548 KANGASALA 400.00 TO 6619 ULVILA 400.00 3 MORE THAN | 0.10000 | -500.8347 | 1571.5 | 1070.6653
results140.txt | <--------- BUS NAME --------> | MW-SENS | -500.8347 | 1571.5 | 1070.6653
results140.txt | 6548 KANGASALA 400.00 | -0.1394 | -500.8347 | 1571.5 | 1070.6653
results140.txt | 6549 LAVIANVOURI 400.00 | -0.1044 | -500.8347 | 1571.5 | 1070.6653
results140.txt | 6615 TAHKOLUOTO 400.00 | 0.1942 | -500.8347 | 1571.5 | 1070.6653
results140.txt | 6617 OLKILUOTO 400.00 | 0.1372 | -500.8347 | 1571.5 | 1070.6653
results140.txt | 6618 RAUMA 400.00 | 0.1330 | -500.8347 | 1571.5 | 1070.6653
results140.txt | 6619 ULVILA 400.00 | 0.1957 | -500.8347 | 1571.5 | 1070.6653
results140.txt | 6811 KRSITINESTAD400.00 | 0.1484 | -500.8347 | 1571.5 | 1070.6653
results140.txt | 9305 KÄRPPIÖN 400.00 | 0.1310 | -500.8347 | 1571.5 | 1070.6653
results140.txt | 9306 HONKAJOEN 400.00 | 0.1736 | -500.8347 | 1571.5 | 1070.6653
results141.txt | PTI INTERACTIVE POWER SYSTEM SIMULATOR--PSS(R)E MON, MAY 29 2023 | 16:32 | 499.7921 | 1571.5 | 1071.7079
results141.txt | SENSITIVITY FACTORS ARE CALCULATED WITH AC | NETWORK | 499.7921 | 1571.5 | 1071.7079
results141.txt | SUBSYSTEM 'RESERV' IS USED FOR OPPOSING SYSTEM FOR MW POWER | DISPATCH | 499.7921 | 1571.5 | 1071.7079
results141.txt | SENSITIVITY FACTORS OF BRANCH FLOW (MVA) ON 6547 FORSSA 400.00 TO 6551 HIKIÄ 400.00 3 MORE THAN | 0.10000 | 499.7921 | 1571.5 | 1071.7079
results141.txt | <--------- BUS NAME --------> | MW-SENS | 499.7921 | 1571.5 | 1071.7079
results141.txt | 6545 HUITTINEN 400.00 | 0.1719 | 499.7921 | 1571.5 | 1071.7079
results141.txt | 6546 SALO 400.00 | 0.1391 | 499.7921 | 1571.5 | 1071.7079
results141.txt | 6547 FORSSA 400.00 | 0.2720 | 499.7921 | 1571.5 | 1071.7079
results141.txt | 6551 HIKIÄ 400.00 | -0.1833 | 499.7921 | 1571.5 | 1071.7079
results141.txt | 6553 NURMIJÄRVI 400.00 | -0.1240 | 499.7921 | 1571.5 | 1071.7079
results141.txt | 6615 TAHKOLUOTO 400.00 | 0.1244 | 499.7921 | 1571.5 | 1071.7079
results141.txt | 6617 OLKILUOTO 400.00 | 0.1462 | 499.7921 | 1571.5 | 1071.7079
results141.txt | 6618 RAUMA 400.00 | 0.1475 | 499.7921 | 1571.5 | 1071.7079
results141.txt | 6619 ULVILA 400.00 | 0.1254 | 499.7921 | 1571.5 | 1071.7079
results141.txt | 6621 LIETO 400.00 | 0.1725 | 499.7921 | 1571.5 | 1071.7079
results141.txt | 9306 HONKAJOEN 400.00 | 0.1130 | 499.7921 | 1571.5 | 1071.7079
results141.txt | 9308 ORIMATTILAN 400.00 | -0.1385 | 499.7921 | 1571.5 | 1071.7079
results141.txt | 9309 NAANTALINSAL400.00 | 0.1724 | 499.7921 | 1571.5 | 1071.7079
results142.txt | PTI INTERACTIVE POWER SYSTEM SIMULATOR--PSS(R)E MON, MAY 29 2023 | 16:32 | -484.4905 | 1571.5 | 1087.0095
results142.txt | SENSITIVITY FACTORS ARE CALCULATED WITH AC | NETWORK | -484.4905 | 1571.5 | 1087.0095
results142.txt | SUBSYSTEM 'RESERV' IS USED FOR OPPOSING SYSTEM FOR MW POWER | DISPATCH | -484.4905 | 1571.5 | 1087.0095
results142.txt | SENSITIVITY FACTORS OF BRANCH FLOW (MVA) ON 6681 SAUDA300 400.00 TO 6683 HYLEN 400.00 2 MORE THAN | 0.10000 | -484.4905 | 1571.5 | 1087.0095
results142.txt | <--------- BUS NAME --------> | MW-SENS | -484.4905 | 1571.5 | 1087.0095
results142.txt | 6683 HYLEN 400.00 | 1.0063 | -484.4905 | 1571.5 | 1087.0095
results142.txt | 6691 SUBSTATION 400.00 | 1.0063 | -484.4905 | 1571.5 | 1087.0095
results143.txt | PTI INTERACTIVE POWER SYSTEM SIMULATOR--PSS(R)E MON, MAY 29 2023 | 16:32 | 1149.7906 | 2245 | 1095.2094
results143.txt | SENSITIVITY FACTORS ARE CALCULATED WITH AC | NETWORK | 1149.7906 | 2245 | 1095.2094
results143.txt | SUBSYSTEM 'RESERV' IS USED FOR OPPOSING SYSTEM FOR MW POWER | DISPATCH | 1149.7906 | 2245 | 1095.2094
results143.txt | SENSITIVITY FACTORS OF BRANCH FLOW (MVA) ON 6930 LETSI 400.00 TO 6931 SVARTBYN 400.00 8 MORE THAN | 0.10000 | 1149.7906 | 2245 | 1095.2094
results143.txt | <--------- BUS NAME --------> | MW-SENS | 1149.7906 | 2245 | 1095.2094
results143.txt | 6809 STORNORRFORS400.00 | -0.1274 | 1149.7906 | 2245 | 1095.2094
results143.txt | 6907 DJUPTJÄRN 400.00 | -0.2585 | 1149.7906 | 2245 | 1095.2094
results143.txt | 6909 ISOHAARA 400.00 | -0.1427 | 1149.7906 | 2245 | 1095.2094
results143.txt | 6910 SUBSTATION 400.00 | -0.1428 | 1149.7906 | 2245 | 1095.2094
results143.txt | 6930 LETSI 400.00 | 0.1006 | 1149.7906 | 2245 | 1095.2094
results143.txt | 6931 SVARTBYN 400.00 | -0.3404 | 1149.7906 | 2245 | 1095.2094
results143.txt | 6933 RÅBÄCKEN 400.00 | -0.2757 | 1149.7906 | 2245 | 1095.2094
results143.txt | 6992 IVALO 220.00 | -0.1007 | 1149.7906 | 2245 | 1095.2094
results143.txt | 7010 VARANGERBOT 220.00 | -0.1083 | 1149.7906 | 2245 | 1095.2094
results143.txt | 7018 UTSJOKI 220.00 | -0.1068 | 1149.7906 | 2245 | 1095.2094
results143.txt | 7140 JOINT 220.00 | -0.1067 | 1149.7906 | 2245 | 1095.2094
results143.txt | 9409 TROLLTJÄRN 400.00 | -0.2284 | 1149.7906 | 2245 | 1095.2094
results144.txt | PTI INTERACTIVE POWER SYSTEM SIMULATOR--PSS(R)E MON, MAY 29 2023 | 16:32 | 1147.712 | 2245 | 1097.2878
results144.txt | SENSITIVITY FACTORS ARE CALCULATED WITH AC | NETWORK | 1147.712 | 2245 | 1097.2878
results144.txt | SUBSYSTEM 'RESERV' IS USED FOR OPPOSING SYSTEM FOR MW POWER | DISPATCH | 1147.712 | 2245 | 1097.2878
results144.txt | SENSITIVITY FACTORS OF BRANCH FLOW (MVA) ON 6719 ÅDAL 400.00 TO 6736 OSLA400 400.00 2 MORE THAN | 0.10000 | 1147.712 | 2245 | 1097.2878
results144.txt | <--------- BUS NAME --------> | MW-SENS | 1147.712 | 2245 | 1097.2878
results144.txt | 6716 DAGALI 400.00 | 0.1060 | 1147.712 | 2245 | 1097.2878
results144.txt | 6719 ÅDAL 400.00 | 0.3448 | 1147.712 | 2245 | 1097.2878
results144.txt | 6731 RINGERIKE 400.00 | 0.2350 | 1147.712 | 2245 | 1097.2878
results145.txt | PTI INTERACTIVE POWER SYSTEM SIMULATOR--PSS(R)E MON, MAY 29 2023 | 16:32 | -469.345 | 1571.5 | 1102.1551
results145.txt | SENSITIVITY FACTORS ARE CALCULATED WITH AC | NETWORK | -469.345 | 1571.5 | 1102.1551
results145.txt | SUBSYSTEM 'RESERV' IS USED FOR OPPOSING SYSTEM FOR MW POWER | DISPATCH | -469.345 | 1571.5 | 1102.1551
results145.txt | SENSITIVITY FACTORS OF BRANCH FLOW (MVA) ON 6546 SALO 400.00 TO 6621 LIETO 400.00 4 MORE THAN | 0.10000 | -469.345 | 1571.5 | 1102.1551
results145.txt | <--------- BUS NAME --------> | MW-SENS | -469.345 | 1571.5 | 1102.1551
results145.txt | 6546 SALO 400.00 | -0.6618 | -469.345 | 1571.5 | 1102.1551
results145.txt | 6550 KOPULA 400.00 | -0.1477 | -469.345 | 1571.5 | 1102.1551
results145.txt | 6552 TAMMISTO 400.00 | -0.1356 | -469.345 | 1571.5 | 1102.1551
results145.txt | 6554 LÄNSISALMI 400.00 | -0.1185 | -469.345 | 1571.5 | 1102.1551
results145.txt | 6555 INKOO 400.00 | -0.4049 | -469.345 | 1571.5 | 1102.1551
results145.txt | 6556 ESPOO 400.00 | -0.1997 | -469.345 | 1571.5 | 1102.1551
results145.txt | 6621 LIETO 400.00 | 0.2204 | -469.345 | 1571.5 | 1102.1551
results145.txt | 9309 NAANTALINSAL400.00 | 0.2204 | -469.345 | 1571.5 | 1102.1551
results146.txt | PTI INTERACTIVE POWER SYSTEM SIMULATOR--PSS(R)E MON, MAY 29 2023 | 16:32 | 465.8912 | 1571.5 | 1105.6088
results146.txt | SENSITIVITY FACTORS ARE CALCULATED WITH AC | NETWORK | 465.8912 | 1571.5 | 1105.6088
results146.txt | SUBSYSTEM 'RESERV' IS USED FOR OPPOSING SYSTEM FOR MW POWER | DISPATCH | 465.8912 | 1571.5 | 1105.6088
results146.txt | SENSITIVITY FACTORS OF BRANCH FLOW (MVA) ON 6680 ÅSEN 400.00 TO 6685 RÖDAL 400.00 2 MORE THAN | 0.10000 | 465.8912 | 1571.5 | 1105.6088
results146.txt | <--------- BUS NAME --------> | MW-SENS | 465.8912 | 1571.5 | 1105.6088
results146.txt | 6679 OKSLA 400.00 | 1.0051 | 465.8912 | 1571.5 | 1105.6088
results146.txt | 6680 ÅSEN 400.00 | 1.0051 | 465.8912 | 1571.5 | 1105.6088
results147.txt | PTI INTERACTIVE POWER SYSTEM SIMULATOR--PSS(R)E MON, MAY 29 2023 | 16:32 | -463.8212 | 1571.5 | 1107.6788
results147.txt | SENSITIVITY FACTORS ARE CALCULATED WITH AC | NETWORK | -463.8212 | 1571.5 | 1107.6788
results147.txt | SUBSYSTEM 'RESERV' IS USED FOR OPPOSING SYSTEM FOR MW POWER | DISPATCH | -463.8212 | 1571.5 | 1107.6788
results147.txt | SENSITIVITY FACTORS OF BRANCH FLOW (MVA) ON 6639 LINDBACKA400400.00 TO 6830 STORFINNSF 400.00 6 MORE THAN | 0.10000 | -463.8212 | 1571.5 | 1107.6788
results148.txt | PTI INTERACTIVE POWER SYSTEM SIMULATOR--PSS(R)E MON, MAY 29 2023 | 16:32 | -463.8212 | 1571.5 | 1107.6788
results148.txt | SENSITIVITY FACTORS ARE CALCULATED WITH AC | NETWORK | -463.8212 | 1571.5 | 1107.6788
results148.txt | SUBSYSTEM 'RESERV' IS USED FOR OPPOSING SYSTEM FOR MW POWER | DISPATCH | -463.8212 | 1571.5 | 1107.6788
results148.txt | SENSITIVITY FACTORS OF BRANCH FLOW (MVA) ON 6639 LINDBACKA400400.00 TO 6830 STORFINNSF 400.00 9 MORE THAN | 0.10000 | -463.8212 | 1571.5 | 1107.6788
results149.txt | PTI INTERACTIVE POWER SYSTEM SIMULATOR--PSS(R)E MON, MAY 29 2023 | 16:32 | -461.6275 | 1571.5 | 1109.8725
results149.txt | SENSITIVITY FACTORS ARE CALCULATED WITH AC | NETWORK | -461.6275 | 1571.5 | 1109.8725
results149.txt | SUBSYSTEM 'RESERV' IS USED FOR OPPOSING SYSTEM FOR MW POWER | DISPATCH | -461.6275 | 1571.5 | 1109.8725
results149.txt | SENSITIVITY FACTORS OF BRANCH FLOW (MVA) ON 6550 KOPULA 400.00 TO 6556 ESPOO 400.00 1 MORE THAN | 0.10000 | -461.6275 | 1571.5 | 1109.8725
results149.txt | <--------- BUS NAME --------> | MW-SENS | -461.6275 | 1571.5 | 1109.8725
results149.txt | 6546 SALO 400.00 | 0.1339 | -461.6275 | 1571.5 | 1109.8725
results149.txt | 6550 KOPULA 400.00 | -0.5036 | -461.6275 | 1571.5 | 1109.8725
results149.txt | 6552 TAMMISTO 400.00 | 0.1841 | -461.6275 | 1571.5 | 1109.8725
results149.txt | 6554 LÄNSISALMI 400.00 | 0.1392 | -461.6275 | 1571.5 | 1109.8725
results149.txt | 6555 INKOO 400.00 | 0.2144 | -461.6275 | 1571.5 | 1109.8725
results149.txt | 6556 ESPOO 400.00 | 0.2777 | -461.6275 | 1571.5 | 1109.8725
results150.txt | PTI INTERACTIVE POWER SYSTEM SIMULATOR--PSS(R)E MON, MAY 29 2023 | 16:32 | 1120.9319 | 2245 | 1124.0682
results150.txt | SENSITIVITY FACTORS ARE CALCULATED WITH AC | NETWORK | 1120.9319 | 2245 | 1124.0682
results150.txt | SUBSYSTEM 'RESERV' IS USED FOR OPPOSING SYSTEM FOR MW POWER | DISPATCH | 1120.9319 | 2245 | 1124.0682
results150.txt | SENSITIVITY FACTORS OF BRANCH FLOW (MVA) ON 6311 LINDOME 400.00 TO 6313 STROMMA 400.00 2 MORE THAN | 0.10000 | 1120.9319 | 2245 | 1124.0682
results150.txt | <--------- BUS NAME --------> | MW-SENS | 1120.9319 | 2245 | 1124.0682
results150.txt | 5624 HERSLEV 400.00 | -0.1514 | 1120.9319 | 2245 | 1124.0682
results150.txt | 5642 HOVEGARD 400.00 | -0.1512 | 1120.9319 | 2245 | 1124.0682
results150.txt | 5646 BJAEVERSKOV4400.00 | -0.1511 | 1120.9319 | 2245 | 1124.0682
results150.txt | 5645 BJAEVERSKOV2220.00 | -0.1509 | 1120.9319 | 2245 | 1124.0682
results150.txt | 5657 ISHOJ400 400.00 | -0.1512 | 1120.9319 | 2245 | 1124.0682
results150.txt | 5656 ISHOJ220 220.00 | -0.1514 | 1120.9319 | 2245 | 1124.0682
results150.txt | 5660 AVEDOREVERK 400.00 | -0.1513 | 1120.9319 | 2245 | 1124.0682
results150.txt | 5662 ORSTEDSVERKE400.00 | -0.1514 | 1120.9319 | 2245 | 1124.0682
results150.txt | 5671 SEGE 400.00 | -0.1304 | 1120.9319 | 2245 | 1124.0682
results150.txt | 5672 ARRIE 400.00 | -0.1304 | 1120.9319 | 2245 | 1124.0682
results150.txt | 5673 KRUSEBERG 400.00 | -0.1304 | 1120.9319 | 2245 | 1124.0682
results150.txt | 5676 WIND FARM 220.00 | -0.1489 | 1120.9319 | 2245 | 1124.0682
results150.txt | 5845 ASNAESVERK 400.00 | -0.1513 | 1120.9319 | 2245 | 1124.0682
results150.txt | 6311 LINDOME 400.00 | 0.4653 | 1120.9319 | 2245 | 1124.0682
results150.txt | 6312 RINGHALS 400.00 | -0.1669 | 1120.9319 | 2245 | 1124.0682
results150.txt | 6313 STROMMA 400.00 | -0.2075 | 1120.9319 | 2245 | 1124.0682
results150.txt | 6315 HORRED 400.00 | -0.1352 | 1120.9319 | 2245 | 1124.0682
results150.txt | 6316 UDDEBO 400.00 | -0.1245 | 1120.9319 | 2245 | 1124.0682
results150.txt | 6319 KYNDBYVERKER400.00 | -0.1511 | 1120.9319 | 2245 | 1124.0682
results150.txt | 6324 GORLOSEGARD 400.00 | -0.1507 | 1120.9319 | 2245 | 1124.0682
results150.txt | 6330 GELNTEGARD2 400.00 | -0.1518 | 1120.9319 | 2245 | 1124.0682
results150.txt | 6334 GLENTEGARD 400.00 | -0.1520 | 1120.9319 | 2245 | 1124.0682
results150.txt | 6335 SODERASEN 400.00 | -0.1492 | 1120.9319 | 2245 | 1124.0682
results150.txt | 6337 BARSEBACK 400.00 | -0.1330 | 1120.9319 | 2245 | 1124.0682
results150.txt | 6338 HURVA 400.00 | -0.1249 | 1120.9319 | 2245 | 1124.0682
results150.txt | 6342 TENHULT 400.00 | -0.1005 | 1120.9319 | 2245 | 1124.0682
results150.txt | 6349 ALVESTA 400.00 | -0.1047 | 1120.9319 | 2245 | 1124.0682
results150.txt | 6350 HEMSJO 400.00 | -0.1046 | 1120.9319 | 2245 | 1124.0682
results150.txt | 6351 KARLSHAMN 400.00 | -0.1046 | 1120.9319 | 2245 | 1124.0682
results150.txt | 7429 JOINT 220.00 | -0.1490 | 1120.9319 | 2245 | 1124.0682
results150.txt | 1052 BREARED 400.00 | -0.1796 | 1120.9319 | 2245 | 1124.0682
results150.txt | 1053 HÄRADSBO 400.00 | -0.1423 | 1120.9319 | 2245 | 1124.0682
results151.txt | PTI INTERACTIVE POWER SYSTEM SIMULATOR--PSS(R)E MON, MAY 29 2023 | 16:32 | -874.7532 | 2000 | 1125.2468
results151.txt | SENSITIVITY FACTORS ARE CALCULATED WITH AC | NETWORK | -874.7532 | 2000 | 1125.2468
results151.txt | SUBSYSTEM 'RESERV' IS USED FOR OPPOSING SYSTEM FOR MW POWER | DISPATCH | -874.7532 | 2000 | 1125.2468
results151.txt | SENSITIVITY FACTORS OF BRANCH FLOW (MVA) ON 6795 BETÅSEN220 220.00 TO 6796 BETÅSEN400 400.00 1 MORE THAN | 0.10000 | -874.7532 | 2000 | 1125.2468
results151.txt | <--------- BUS NAME --------> | MW-SENS | -874.7532 | 2000 | 1125.2468
results151.txt | 6791 TRATTBERGET 220.00 | 0.3258 | -874.7532 | 2000 | 1125.2468
results151.txt | 6792 HÄLLBY 220.00 | 0.3258 | -874.7532 | 2000 | 1125.2468
results151.txt | 6793 DEGERFORSEN 220.00 | 0.2434 | -874.7532 | 2000 | 1125.2468
results151.txt | 6794 GUSELE 220.00 | 0.3267 | -874.7532 | 2000 | 1125.2468
results151.txt | 6795 BETÅSEN220 220.00 | 0.6034 | -874.7532 | 2000 | 1125.2468
results151.txt | 6797 NÄMFORSEN 220.00 | 0.4632 | -874.7532 | 2000 | 1125.2468
results151.txt | 6798 MOFORSEN 220.00 | 0.4356 | -874.7532 | 2000 | 1125.2468
results151.txt | 6799 HJÄLTA220 220.00 | 0.1753 | -874.7532 | 2000 | 1125.2468
results151.txt | 6800 FORSMO 220.00 | 0.3788 | -874.7532 | 2000 | 1125.2468
results151.txt | 6801 FORSSE 220.00 | 0.2212 | -874.7532 | 2000 | 1125.2468
results151.txt | 6804 JARKVISSLE 220.00 | 0.1740 | -874.7532 | 2000 | 1125.2468
results151.txt | 6806 HALLSJO 220.00 | 0.1738 | -874.7532 | 2000 | 1125.2468
results151.txt | 6808 VAPLE 220.00 | 0.1729 | -874.7532 | 2000 | 1125.2468
results151.txt | 6823 LANGA 220.00 | 0.1634 | -874.7532 | 2000 | 1125.2468
results151.txt | 6824 TRANGFARS 220.00 | 0.1706 | -874.7532 | 2000 | 1125.2468
results151.txt | 6825 NORDIASEN 220.00 | 0.1689 | -874.7532 | 2000 | 1125.2468
results151.txt | 6829 HAVSNÄS 220.00 | 0.2029 | -874.7532 | 2000 | 1125.2468
results151.txt | 6831 LÅNGBJÖRN220220.00 | 0.2077 | -874.7532 | 2000 | 1125.2468
results151.txt | 6833 LASELE 220.00 | 0.5351 | -874.7532 | 2000 | 1125.2468
results151.txt | 6834 STUGUN 220.00 | 0.1092 | -874.7532 | 2000 | 1125.2468
results151.txt | 6836 GAMMALÄNGE 220.00 | 0.1343 | -874.7532 | 2000 | 1125.2468
results151.txt | 6837 KRÅNGEDE 220.00 | 0.1344 | -874.7532 | 2000 | 1125.2468
results151.txt | 6840 SVARTHÅLSF 220.00 | 0.1464 | -874.7532 | 2000 | 1125.2468
results151.txt | 6841 STADSFORSEN 220.00 | 0.1753 | -874.7532 | 2000 | 1125.2468
results151.txt | 6842 RATANSKV220 220.00 | 0.1750 | -874.7532 | 2000 | 1125.2468
results151.txt | 6845 TURINGE 220.00 | 0.1745 | -874.7532 | 2000 | 1125.2468
results151.txt | 6846 SVEG 220.00 | 0.1698 | -874.7532 | 2000 | 1125.2468
results151.txt | 6847 BRACKE 220.00 | 0.1350 | -874.7532 | 2000 | 1125.2468
results151.txt | 6848 JARNVAGSFOR 220.00 | 0.1743 | -874.7532 | 2000 | 1125.2468
results151.txt | 6849 ANGE 220.00 | 0.1744 | -874.7532 | 2000 | 1125.2468
results151.txt | 6850 MORTTJARNB 220.00 | 0.1350 | -874.7532 | 2000 | 1125.2468
results151.txt | 6851 HOLLEFORSEN 220.00 | 0.1747 | -874.7532 | 2000 | 1125.2468
results151.txt | 6852 TORPSHAMMAR 220.00 | 0.1738 | -874.7532 | 2000 | 1125.2468
results151.txt | 6853 DONJE 220.00 | 0.1737 | -874.7532 | 2000 | 1125.2468
results151.txt | 6927 STENKULLAFOR220.00 | 0.3234 | -874.7532 | 2000 | 1125.2468
results151.txt | 6928 ÅSELE 220.00 | 0.3231 | -874.7532 | 2000 | 1125.2468
results151.txt | 6943 LINNVASSELV 220.00 | 0.1982 | -874.7532 | 2000 | 1125.2468
results151.txt | 6948 BLÅSJÖN 220.00 | 0.1985 | -874.7532 | 2000 | 1125.2468
results151.txt | 6949 JUNSTERF 220.00 | 0.1989 | -874.7532 | 2000 | 1125.2468
results151.txt | 6950 GÄDDEDE 220.00 | 0.1992 | -874.7532 | 2000 | 1125.2468
results151.txt | 6951 KORSELBRÄNNA220.00 | 0.1984 | -874.7532 | 2000 | 1125.2468
results151.txt | 6952 BÅGEDE 220.00 | 0.2007 | -874.7532 | 2000 | 1125.2468
results151.txt | 6953 STALON 220.00 | 0.1971 | -874.7532 | 2000 | 1125.2468
results151.txt | 6954 STORBÄCK 220.00 | 0.1981 | -874.7532 | 2000 | 1125.2468
results151.txt | 8619 JOINT 220.00 | 0.1741 | -874.7532 | 2000 | 1125.2468
results151.txt | 8426 JOINT 220.00 | 0.4641 | -874.7532 | 2000 | 1125.2468
results151.txt | 8830 JOINT 220.00 | 0.2434 | -874.7532 | 2000 | 1125.2468
results151.txt | 8424 JOINT 220.00 | 0.1993 | -874.7532 | 2000 | 1125.2468
results151.txt | 8750 JOINT 220.00 | 0.1466 | -874.7532 | 2000 | 1125.2468
results151.txt | 8271 JOINT 220.00 | 0.1740 | -874.7532 | 2000 | 1125.2468
results151.txt | 8284 JOINT 220.00 | 0.4356 | -874.7532 | 2000 | 1125.2468
results151.txt | 8817 JOINT 220.00 | 0.3237 | -874.7532 | 2000 | 1125.2468
results151.txt | 8526 JOINT 220.00 | 0.1989 | -874.7532 | 2000 | 1125.2468
results151.txt | 8799 JOINT 220.00 | 0.1988 | -874.7532 | 2000 | 1125.2468
results151.txt | 8777 JOINT 220.00 | 0.2212 | -874.7532 | 2000 | 1125.2468
results151.txt | 8504 JOINT 220.00 | 0.2030 | -874.7532 | 2000 | 1125.2468
results151.txt | 8682 JOINT 220.00 | 0.1092 | -874.7532 | 2000 | 1125.2468
results151.txt | 8691 JOINT 220.00 | 0.2007 | -874.7532 | 2000 | 1125.2468
results151.txt | 8723 JOINT 220.00 | 0.1981 | -874.7532 | 2000 | 1125.2468
results151.txt | 8606 JOINT 220.00 | 0.1732 | -874.7532 | 2000 | 1125.2468
results151.txt | 8693 JOINT 220.00 | 0.1738 | -874.7532 | 2000 | 1125.2468
results151.txt | 8613 JOINT 220.00 | 0.1741 | -874.7532 | 2000 | 1125.2468
results152.txt | PTI INTERACTIVE POWER SYSTEM SIMULATOR--PSS(R)E MON, MAY 29 2023 | 16:32 | 443.4876 | 1571.5 | 1128.0124
results152.txt | SENSITIVITY FACTORS ARE CALCULATED WITH AC | NETWORK | 443.4876 | 1571.5 | 1128.0124
results152.txt | SUBSYSTEM 'RESERV' IS USED FOR OPPOSING SYSTEM FOR MW POWER | DISPATCH | 443.4876 | 1571.5 | 1128.0124
results152.txt | SENSITIVITY FACTORS OF BRANCH FLOW (MVA) ON 6802 HJÄLTA 400.00 TO 9405 GRÖNVIKEN 400.00 10 MORE THAN | 0.10000 | 443.4876 | 1571.5 | 1128.0124
results152.txt | <--------- BUS NAME --------> | MW-SENS | 443.4876 | 1571.5 | 1128.0124
results152.txt | 6341 KOLSTAD 400.00 | -0.1116 | 443.4876 | 1571.5 | 1128.0124
results152.txt | 6343 BARKERYD 400.00 | -0.1014 | 443.4876 | 1571.5 | 1128.0124
results152.txt | 6345 GLAN 400.00 | -0.1239 | 443.4876 | 1571.5 | 1128.0124
results152.txt | 6346 KIMSTAD 400.00 | -0.1162 | 443.4876 | 1571.5 | 1128.0124
results152.txt | 6348 OSKARSHAMN 400.00 | -0.1106 | 443.4876 | 1571.5 | 1128.0124
results152.txt | 6349 ALVESTA 400.00 | -0.1027 | 443.4876 | 1571.5 | 1128.0124
results152.txt | 6350 HEMSJO 400.00 | -0.1049 | 443.4876 | 1571.5 | 1128.0124
results152.txt | 6351 KARLSHAMN 400.00 | -0.1048 | 443.4876 | 1571.5 | 1128.0124
results152.txt | 6354 NYBRO 400.00 | -0.1077 | 443.4876 | 1571.5 | 1128.0124
results152.txt | 6580 SODERALA 220.00 | -0.1656 | 443.4876 | 1571.5 | 1128.0124
results152.txt | 6581 ANGSBERG 400.00 | -0.1702 | 443.4876 | 1571.5 | 1128.0124
results152.txt | 6583 STACKBO400 400.00 | -0.1756 | 443.4876 | 1571.5 | 1128.0124
results152.txt | 6582 STACKBO220 220.00 | -0.1644 | 443.4876 | 1571.5 | 1128.0124
results152.txt | 6584 VALBO 220.00 | -0.1624 | 443.4876 | 1571.5 | 1128.0124
results152.txt | 6585 FINNBOLEHVDC400.00 | -0.1721 | 443.4876 | 1571.5 | 1128.0124
results152.txt | 6586 FINNBOLEHVDC400.00 | -0.1714 | 443.4876 | 1571.5 | 1128.0124
results152.txt | 6588 UNTRA 220.00 | -0.1554 | 443.4876 | 1571.5 | 1128.0124
results152.txt | 6589 DANNEBO 400.00 | -0.1669 | 443.4876 | 1571.5 | 1128.0124
results152.txt | 6591 FORSMARK 400.00 | -0.1664 | 443.4876 | 1571.5 | 1128.0124
results152.txt | 6592 STARFORS 220.00 | -0.1446 | 443.4876 | 1571.5 | 1128.0124
results152.txt | 6594 HAMRA400 400.00 | -0.1521 | 443.4876 | 1571.5 | 1128.0124
results152.txt | 6593 HAMRA220 220.00 | -0.1559 | 443.4876 | 1571.5 | 1128.0124
results152.txt | 6595 BREDAKER 220.00 | -0.1608 | 443.4876 | 1571.5 | 1128.0124
results152.txt | 6597 TUNA400 400.00 | -0.1671 | 443.4876 | 1571.5 | 1128.0124
results152.txt | 6596 TUNA220 220.00 | -0.1638 | 443.4876 | 1571.5 | 1128.0124
results152.txt | 6598 BOLANDERNA 220.00 | -0.1623 | 443.4876 | 1571.5 | 1128.0124
results152.txt | 6599 PLENNINGE 220.00 | -0.1618 | 443.4876 | 1571.5 | 1128.0124
results152.txt | 6600 AKER 400.00 | -0.1429 | 443.4876 | 1571.5 | 1128.0124
results152.txt | 6602 KOLBOTTEN400400.00 | -0.1586 | 443.4876 | 1571.5 | 1128.0124
results152.txt | 6601 KOLBOTTEN220220.00 | -0.1589 | 443.4876 | 1571.5 | 1128.0124
results152.txt | 6603 ODENSALA 400.00 | -0.1663 | 443.4876 | 1571.5 | 1128.0124
results152.txt | 6605 STOCKHOLM400400.00 | -0.1660 | 443.4876 | 1571.5 | 1128.0124
results152.txt | 6604 STOCKHOLM220220.00 | -0.1588 | 443.4876 | 1571.5 | 1128.0124
results152.txt | 6606 HALL 400.00 | -0.1565 | 443.4876 | 1571.5 | 1128.0124
results152.txt | 6608 EKUDDEN400 400.00 | -0.1567 | 443.4876 | 1571.5 | 1128.0124
results152.txt | 6607 EKUDDEN220 220.00 | -0.1584 | 443.4876 | 1571.5 | 1128.0124
results152.txt | 6609 SOLBERGA 220.00 | -0.1584 | 443.4876 | 1571.5 | 1128.0124
results152.txt | 6610 GRASKA 220.00 | -0.1656 | 443.4876 | 1571.5 | 1128.0124
results152.txt | 6611 HALLSTAVIK 220.00 | -0.1655 | 443.4876 | 1571.5 | 1128.0124
results152.txt | 6613 MALSTA 220.00 | -0.1663 | 443.4876 | 1571.5 | 1128.0124
results152.txt | 6614 VALLENTUNA 220.00 | -0.1599 | 443.4876 | 1571.5 | 1128.0124
results152.txt | 6633 DÖNJE 220.00 | -0.1680 | 443.4876 | 1571.5 | 1128.0124
results152.txt | 6634 OCKELBO 220.00 | -0.1427 | 443.4876 | 1571.5 | 1128.0124
results152.txt | 6635 HOFORS 220.00 | -0.1255 | 443.4876 | 1571.5 | 1128.0124
results152.txt | 6636 HORNDAL 220.00 | -0.1415 | 443.4876 | 1571.5 | 1128.0124
results152.txt | 6638 LINDBACKA220220.00 | -0.1068 | 443.4876 | 1571.5 | 1128.0124
results152.txt | 6643 FINNSLATTEN 220.00 | -0.1301 | 443.4876 | 1571.5 | 1128.0124
results152.txt | 6644 HIMMETA 220.00 | -0.1229 | 443.4876 | 1571.5 | 1128.0124
results152.txt | 6645 AROSVERKET 220.00 | -0.1229 | 443.4876 | 1571.5 | 1128.0124
results152.txt | 6646 HEDENLUNDA 400.00 | -0.1355 | 443.4876 | 1571.5 | 1128.0124
results152.txt | 6802 HJÄLTA 400.00 | 0.1242 | 443.4876 | 1571.5 | 1128.0124
results152.txt | 6805 NYSATER 400.00 | 0.1239 | 443.4876 | 1571.5 | 1128.0124
results152.txt | 6807 BANDSJO 400.00 | 0.1239 | 443.4876 | 1571.5 | 1128.0124
results152.txt | 6854 LJUSDAL 220.00 | -0.1711 | 443.4876 | 1571.5 | 1128.0124
results152.txt | 8861 JOINT 400.00 | -0.1590 | 443.4876 | 1571.5 | 1128.0124
results152.txt | 8845 JOINT 220.00 | -0.1246 | 443.4876 | 1571.5 | 1128.0124
results152.txt | 1051 SUBSTATION 400.00 | -0.1664 | 443.4876 | 1571.5 | 1128.0124
results152.txt | 9401 HAGESKRUV 400.00 | -0.1066 | 443.4876 | 1571.5 | 1128.0124
results152.txt | 9405 GRÖNVIKEN 400.00 | -0.1836 | 443.4876 | 1571.5 | 1128.0124
results152.txt | 9410 HORNDAL 400.00 | -0.1255 | 443.4876 | 1571.5 | 1128.0124
results152.txt | 9411 MUNGA 400.00 | -0.1450 | 443.4876 | 1571.5 | 1128.0124
results152.txt | 9412 FALLVIKEN 400.00 | -0.1106 | 443.4876 | 1571.5 | 1128.0124
results153.txt | PTI INTERACTIVE POWER SYSTEM SIMULATOR--PSS(R)E MON, MAY 29 2023 | 16:32 | 443.4876 | 1571.5 | 1128.0124
results153.txt | SENSITIVITY FACTORS ARE CALCULATED WITH AC | NETWORK | 443.4876 | 1571.5 | 1128.0124
results153.txt | SUBSYSTEM 'RESERV' IS USED FOR OPPOSING SYSTEM FOR MW POWER | DISPATCH | 443.4876 | 1571.5 | 1128.0124
results153.txt | SENSITIVITY FACTORS OF BRANCH FLOW (MVA) ON 6802 HJÄLTA 400.00 TO 9405 GRÖNVIKEN 400.00 11 MORE THAN | 0.10000 | 443.4876 | 1571.5 | 1128.0124
results153.txt | <--------- BUS NAME --------> | MW-SENS | 443.4876 | 1571.5 | 1128.0124
results153.txt | 6341 KOLSTAD 400.00 | -0.1116 | 443.4876 | 1571.5 | 1128.0124
results153.txt | 6343 BARKERYD 400.00 | -0.1014 | 443.4876 | 1571.5 | 1128.0124
results153.txt | 6345 GLAN 400.00 | -0.1239 | 443.4876 | 1571.5 | 1128.0124
results153.txt | 6346 KIMSTAD 400.00 | -0.1162 | 443.4876 | 1571.5 | 1128.0124
results153.txt | 6348 OSKARSHAMN 400.00 | -0.1106 | 443.4876 | 1571.5 | 1128.0124
results153.txt | 6349 ALVESTA 400.00 | -0.1027 | 443.4876 | 1571.5 | 1128.0124
results153.txt | 6350 HEMSJO 400.00 | -0.1049 | 443.4876 | 1571.5 | 1128.0124
results153.txt | 6351 KARLSHAMN 400.00 | -0.1048 | 443.4876 | 1571.5 | 1128.0124
results153.txt | 6354 NYBRO 400.00 | -0.1077 | 443.4876 | 1571.5 | 1128.0124
results153.txt | 6580 SODERALA 220.00 | -0.1656 | 443.4876 | 1571.5 | 1128.0124
results153.txt | 6581 ANGSBERG 400.00 | -0.1702 | 443.4876 | 1571.5 | 1128.0124
results153.txt | 6583 STACKBO400 400.00 | -0.1756 | 443.4876 | 1571.5 | 1128.0124
results153.txt | 6582 STACKBO220 220.00 | -0.1644 | 443.4876 | 1571.5 | 1128.0124
results153.txt | 6584 VALBO 220.00 | -0.1624 | 443.4876 | 1571.5 | 1128.0124
results153.txt | 6585 FINNBOLEHVDC400.00 | -0.1721 | 443.4876 | 1571.5 | 1128.0124
results153.txt | 6586 FINNBOLEHVDC400.00 | -0.1714 | 443.4876 | 1571.5 | 1128.0124
results153.txt | 6588 UNTRA 220.00 | -0.1554 | 443.4876 | 1571.5 | 1128.0124
results153.txt | 6589 DANNEBO 400.00 | -0.1669 | 443.4876 | 1571.5 | 1128.0124
results153.txt | 6591 FORSMARK 400.00 | -0.1664 | 443.4876 | 1571.5 | 1128.0124
results153.txt | 6592 STARFORS 220.00 | -0.1446 | 443.4876 | 1571.5 | 1128.0124
results153.txt | 6594 HAMRA400 400.00 | -0.1521 | 443.4876 | 1571.5 | 1128.0124
results153.txt | 6593 HAMRA220 220.00 | -0.1559 | 443.4876 | 1571.5 | 1128.0124
results153.txt | 6595 BREDAKER 220.00 | -0.1608 | 443.4876 | 1571.5 | 1128.0124
results153.txt | 6597 TUNA400 400.00 | -0.1671 | 443.4876 | 1571.5 | 1128.0124
results153.txt | 6596 TUNA220 220.00 | -0.1638 | 443.4876 | 1571.5 | 1128.0124
results153.txt | 6598 BOLANDERNA 220.00 | -0.1623 | 443.4876 | 1571.5 | 1128.0124
results153.txt | 6599 PLENNINGE 220.00 | -0.1618 | 443.4876 | 1571.5 | 1128.0124
results153.txt | 6600 AKER 400.00 | -0.1429 | 443.4876 | 1571.5 | 1128.0124
results153.txt | 6602 KOLBOTTEN400400.00 | -0.1586 | 443.4876 | 1571.5 | 1128.0124
results153.txt | 6601 KOLBOTTEN220220.00 | -0.1589 | 443.4876 | 1571.5 | 1128.0124
results153.txt | 6603 ODENSALA 400.00 | -0.1663 | 443.4876 | 1571.5 | 1128.0124
results153.txt | 6605 STOCKHOLM400400.00 | -0.1660 | 443.4876 | 1571.5 | 1128.0124
results153.txt | 6604 STOCKHOLM220220.00 | -0.1588 | 443.4876 | 1571.5 | 1128.0124
results153.txt | 6606 HALL 400.00 | -0.1565 | 443.4876 | 1571.5 | 1128.0124
results153.txt | 6608 EKUDDEN400 400.00 | -0.1567 | 443.4876 | 1571.5 | 1128.0124
results153.txt | 6607 EKUDDEN220 220.00 | -0.1584 | 443.4876 | 1571.5 | 1128.0124
results153.txt | 6609 SOLBERGA 220.00 | -0.1584 | 443.4876 | 1571.5 | 1128.0124
results153.txt | 6610 GRASKA 220.00 | -0.1656 | 443.4876 | 1571.5 | 1128.0124
results153.txt | 6611 HALLSTAVIK 220.00 | -0.1655 | 443.4876 | 1571.5 | 1128.0124
results153.txt | 6613 MALSTA 220.00 | -0.1663 | 443.4876 | 1571.5 | 1128.0124
results153.txt | 6614 VALLENTUNA 220.00 | -0.1599 | 443.4876 | 1571.5 | 1128.0124
results153.txt | 6633 DÖNJE 220.00 | -0.1680 | 443.4876 | 1571.5 | 1128.0124
results153.txt | 6634 OCKELBO 220.00 | -0.1427 | 443.4876 | 1571.5 | 1128.0124
results153.txt | 6635 HOFORS 220.00 | -0.1255 | 443.4876 | 1571.5 | 1128.0124
results153.txt | 6636 HORNDAL 220.00 | -0.1415 | 443.4876 | 1571.5 | 1128.0124
results153.txt | 6638 LINDBACKA220220.00 | -0.1068 | 443.4876 | 1571.5 | 1128.0124
results153.txt | 6643 FINNSLATTEN 220.00 | -0.1301 | 443.4876 | 1571.5 | 1128.0124
results153.txt | 6644 HIMMETA 220.00 | -0.1229 | 443.4876 | 1571.5 | 1128.0124
results153.txt | 6645 AROSVERKET 220.00 | -0.1229 | 443.4876 | 1571.5 | 1128.0124
results153.txt | 6646 HEDENLUNDA 400.00 | -0.1355 | 443.4876 | 1571.5 | 1128.0124
results153.txt | 6802 HJÄLTA 400.00 | 0.1242 | 443.4876 | 1571.5 | 1128.0124
results153.txt | 6805 NYSATER 400.00 | 0.1239 | 443.4876 | 1571.5 | 1128.0124
results153.txt | 6807 BANDSJO 400.00 | 0.1239 | 443.4876 | 1571.5 | 1128.0124
results153.txt | 6854 LJUSDAL 220.00 | -0.1711 | 443.4876 | 1571.5 | 1128.0124
results153.txt | 8861 JOINT 400.00 | -0.1590 | 443.4876 | 1571.5 | 1128.0124
results153.txt | 8845 JOINT 220.00 | -0.1246 | 443.4876 | 1571.5 | 1128.0124
results153.txt | 1051 SUBSTATION 400.00 | -0.1664 | 443.4876 | 1571.5 | 1128.0124
results153.txt | 9401 HAGESKRUV 400.00 | -0.1066 | 443.4876 | 1571.5 | 1128.0124
results153.txt | 9405 GRÖNVIKEN 400.00 | -0.1836 | 443.4876 | 1571.5 | 1128.0124
results153.txt | 9410 HORNDAL 400.00 | -0.1255 | 443.4876 | 1571.5 | 1128.0124
results153.txt | 9411 MUNGA 400.00 | -0.1450 | 443.4876 | 1571.5 | 1128.0124
results153.txt | 9412 FALLVIKEN 400.00 | -0.1106 | 443.4876 | 1571.5 | 1128.0124
results154.txt | PTI INTERACTIVE POWER SYSTEM SIMULATOR--PSS(R)E MON, MAY 29 2023 | 16:32 | 1102.6973 | 2245 | 1142.3027
results154.txt | SENSITIVITY FACTORS ARE CALCULATED WITH AC | NETWORK | 1102.6973 | 2245 | 1142.3027
results154.txt | SUBSYSTEM 'RESERV' IS USED FOR OPPOSING SYSTEM FOR MW POWER | DISPATCH | 1102.6973 | 2245 | 1142.3027
results154.txt | SENSITIVITY FACTORS OF BRANCH FLOW (MVA) ON 6996 OFOTEN 400.00 TO 6997 NARVIK 400.00 4 MORE THAN | 0.10000 | 1102.6973 | 2245 | 1142.3027
results154.txt | <--------- BUS NAME --------> | MW-SENS | 1102.6973 | 2245 | 1142.3027
results154.txt | 6997 NARVIK 400.00 | -0.3311 | 1102.6973 | 2245 | 1142.3027
results154.txt | 7017 HAMMERFEST 400.00 | -0.3448 | 1102.6973 | 2245 | 1142.3027
results154.txt | 7019 BALSFJORD 400.00 | -0.3358 | 1102.6973 | 2245 | 1142.3027
results154.txt | 7020 BARDUFOSS 400.00 | -0.3347 | 1102.6973 | 2245 | 1142.3027
results154.txt | 9001 SEIDAFJELL 400.00 | -0.3437 | 1102.6973 | 2245 | 1142.3027
results154.txt | 9002 LEBSESBY 400.00 | -0.3440 | 1102.6973 | 2245 | 1142.3027
results154.txt | 9003 HAMMERF 400.00 | -0.3448 | 1102.6973 | 2245 | 1142.3027
results154.txt | 9004 ALTA 400.00 | -0.3416 | 1102.6973 | 2245 | 1142.3027
results154.txt | 9005 BERGHEIM 400.00 | -0.3386 | 1102.6973 | 2245 | 1142.3027
results155.txt | PTI INTERACTIVE POWER SYSTEM SIMULATOR--PSS(R)E MON, MAY 29 2023 | 16:32 | 1101.2217 | 2245 | 1143.7783
results155.txt | SENSITIVITY FACTORS ARE CALCULATED WITH AC | NETWORK | 1101.2217 | 2245 | 1143.7783
results155.txt | SUBSYSTEM 'RESERV' IS USED FOR OPPOSING SYSTEM FOR MW POWER | DISPATCH | 1101.2217 | 2245 | 1143.7783
results155.txt | SENSITIVITY FACTORS OF BRANCH FLOW (MVA) ON 6996 OFOTEN 400.00 TO 6997 NARVIK 400.00 1 MORE THAN | 0.10000 | 1101.2217 | 2245 | 1143.7783
results155.txt | <--------- BUS NAME --------> | MW-SENS | 1101.2217 | 2245 | 1143.7783
results155.txt | 6997 NARVIK 400.00 | -0.6784 | 1101.2217 | 2245 | 1143.7783
results155.txt | 7017 HAMMERFEST 400.00 | -0.7065 | 1101.2217 | 2245 | 1143.7783
results155.txt | 7019 BALSFJORD 400.00 | -0.6880 | 1101.2217 | 2245 | 1143.7783
results155.txt | 7020 BARDUFOSS 400.00 | -0.6858 | 1101.2217 | 2245 | 1143.7783
results155.txt | 9001 SEIDAFJELL 400.00 | -0.7043 | 1101.2217 | 2245 | 1143.7783
results155.txt | 9002 LEBSESBY 400.00 | -0.7049 | 1101.2217 | 2245 | 1143.7783
results155.txt | 9003 HAMMERF 400.00 | -0.7065 | 1101.2217 | 2245 | 1143.7783
results155.txt | 9004 ALTA 400.00 | -0.6999 | 1101.2217 | 2245 | 1143.7783
results155.txt | 9005 BERGHEIM 400.00 | -0.6938 | 1101.2217 | 2245 | 1143.7783
results156.txt | PTI INTERACTIVE POWER SYSTEM SIMULATOR--PSS(R)E MON, MAY 29 2023 | 16:32 | -1099.7999 | 2245 | 1145.2001
results156.txt | SENSITIVITY FACTORS ARE CALCULATED WITH AC | NETWORK | -1099.7999 | 2245 | 1145.2001
results156.txt | SUBSYSTEM 'RESERV' IS USED FOR OPPOSING SYSTEM FOR MW POWER | DISPATCH | -1099.7999 | 2245 | 1145.2001
results156.txt | SENSITIVITY FACTORS OF BRANCH FLOW (MVA) ON 6681 SAUDA300 400.00 TO 6687 ULLA-FORRE 400.00 1 MORE THAN | 0.10000 | -1099.7999 | 2245 | 1145.2001
results156.txt | <--------- BUS NAME --------> | MW-SENS | -1099.7999 | 2245 | 1145.2001
results156.txt | 6649 REFSDAL 400.00 | -0.1182 | -1099.7999 | 2245 | 1145.2001
results156.txt | 6650 HOVE 400.00 | -0.1076 | -1099.7999 | 2245 | 1145.2001
results156.txt | 6651 MODALEN 400.00 | -0.1480 | -1099.7999 | 2245 | 1145.2001
results156.txt | 6653 DALE 400.00 | -0.1601 | -1099.7999 | 2245 | 1145.2001
results156.txt | 6654 EVANGER 400.00 | -0.1595 | -1099.7999 | 2245 | 1145.2001
results156.txt | 6656 SAMNAGER400 400.00 | -0.1694 | -1099.7999 | 2245 | 1145.2001
results156.txt | 6655 SAMNAGER300 400.00 | -0.1699 | -1099.7999 | 2245 | 1145.2001
results156.txt | 6674 HUSNES 400.00 | -0.3149 | -1099.7999 | 2245 | 1145.2001
results156.txt | 6676 HYDRO PURE S400.00 | -0.2551 | -1099.7999 | 2245 | 1145.2001
results156.txt | 6675 MAURANGER 400.00 | -0.2551 | -1099.7999 | 2245 | 1145.2001
results156.txt | 6677 BLÅFALL 400.00 | -0.3138 | -1099.7999 | 2245 | 1145.2001
results156.txt | 6679 OKSLA 400.00 | 0.4993 | -1099.7999 | 2245 | 1145.2001
results156.txt | 6680 ÅSEN 400.00 | 0.4993 | -1099.7999 | 2245 | 1145.2001
results156.txt | 6682 SAUDA400 400.00 | -0.3606 | -1099.7999 | 2245 | 1145.2001
results156.txt | 6681 SAUDA300 400.00 | -0.3623 | -1099.7999 | 2245 | 1145.2001
results156.txt | 6683 HYLEN 400.00 | -0.3618 | -1099.7999 | 2245 | 1145.2001
results156.txt | 6685 RÖDAL 400.00 | 0.5012 | -1099.7999 | 2245 | 1145.2001
results156.txt | 6686 NOVLE 400.00 | 0.5011 | -1099.7999 | 2245 | 1145.2001
results156.txt | 6687 ULLA-FORRE 400.00 | 0.5038 | -1099.7999 | 2245 | 1145.2001
results156.txt | 6691 SUBSTATION 400.00 | -0.3618 | -1099.7999 | 2245 | 1145.2001
results156.txt | 6701 KVANNDAL 400.00 | 0.4519 | -1099.7999 | 2245 | 1145.2001
results156.txt | 6702 KJELA 400.00 | 0.3684 | -1099.7999 | 2245 | 1145.2001
results156.txt | 6703 SONGA 400.00 | 0.2532 | -1099.7999 | 2245 | 1145.2001
results156.txt | 6704 VINJE 400.00 | 0.1939 | -1099.7999 | 2245 | 1145.2001
results156.txt | 6711 TOKKE 400.00 | 0.1237 | -1099.7999 | 2245 | 1145.2001
results156.txt | 6722 VEMORK 400.00 | 0.1844 | -1099.7999 | 2245 | 1145.2001
results156.txt | 6743 KOLLSNES 400.00 | -0.1613 | -1099.7999 | 2245 | 1145.2001
results156.txt | 6745 SUBSTATION 400.00 | -0.1572 | -1099.7999 | 2245 | 1145.2001
results156.txt | 6744 LINDÅS 400.00 | -0.1572 | -1099.7999 | 2245 | 1145.2001
results156.txt | 6746 NYGARD 400.00 | -0.1630 | -1099.7999 | 2245 | 1145.2001
results156.txt | 6747 ARNA 400.00 | -0.1630 | -1099.7999 | 2245 | 1145.2001
results156.txt | 6748 BERGEN 400.00 | -0.1638 | -1099.7999 | 2245 | 1145.2001
results156.txt | 6749 STORD 400.00 | -0.3192 | -1099.7999 | 2245 | 1145.2001
results156.txt | 6751 SUBSTATION 301.00 | -0.3379 | -1099.7999 | 2245 | 1145.2001
results156.txt | 6750 HÅVIK 400.00 | -0.3280 | -1099.7999 | 2245 | 1145.2001
results156.txt | 6752 SPANNE 400.00 | -0.3239 | -1099.7999 | 2245 | 1145.2001
results156.txt | 6753 KÅRSTO 400.00 | -0.3287 | -1099.7999 | 2245 | 1145.2001
results156.txt | 8448 JOINT 400.00 | 0.3685 | -1099.7999 | 2245 | 1145.2001
results156.txt | 8460 JOINT 400.00 | 0.4519 | -1099.7999 | 2245 | 1145.2001
results156.txt | 8611 JOINT 400.00 | -0.3286 | -1099.7999 | 2245 | 1145.2001
results156.txt | 9010 HAUGSVAER 400.00 | -0.1525 | -1099.7999 | 2245 | 1145.2001
results156.txt | 9011 STEINSLAND 400.00 | -0.1489 | -1099.7999 | 2245 | 1145.2001
results156.txt | 9019 SAUDA 301.00 | -0.3508 | -1099.7999 | 2245 | 1145.2001
results157.txt | PTI INTERACTIVE POWER SYSTEM SIMULATOR--PSS(R)E MON, MAY 29 2023 | 16:32 | 1096.5192 | 2245 | 1148.4808
results157.txt | SENSITIVITY FACTORS ARE CALCULATED WITH AC | NETWORK | 1096.5192 | 2245 | 1148.4808
results157.txt | SUBSYSTEM 'RESERV' IS USED FOR OPPOSING SYSTEM FOR MW POWER | DISPATCH | 1096.5192 | 2245 | 1148.4808
results157.txt | SENSITIVITY FACTORS OF BRANCH FLOW (MVA) ON 6863 HOFSTAD 400.00 TO 6938 NAMSOS 400.00 2 MORE THAN | 0.10000 | 1096.5192 | 2245 | 1148.4808
results157.txt | <--------- BUS NAME --------> | MW-SENS | 1096.5192 | 2245 | 1148.4808
results157.txt | 6812 OGNDAL 400.00 | -0.1774 | 1096.5192 | 2245 | 1148.4808
results157.txt | 6814 VERDAL400 400.00 | -0.1286 | 1096.5192 | 2245 | 1148.4808
results157.txt | 6813 VERDAL300 400.00 | -0.1286 | 1096.5192 | 2245 | 1148.4808
results157.txt | 6872 AURA2300 400.00 | 0.1518 | 1096.5192 | 2245 | 1148.4808
results157.txt | 6855 FRAERNA 400.00 | 0.1463 | 1096.5192 | 2245 | 1148.4808
results157.txt | 6856 ORSKOG 400.00 | 0.1269 | 1096.5192 | 2245 | 1148.4808
results157.txt | 6857 ORSTA 400.00 | 0.1129 | 1096.5192 | 2245 | 1148.4808
results157.txt | 6858 ISTAD 400.00 | 0.1463 | 1096.5192 | 2245 | 1148.4808
results157.txt | 6859 AURA1 400.00 | 0.1501 | 1096.5192 | 2245 | 1148.4808
results157.txt | 6860 GRYTTEN 400.00 | 0.1412 | 1096.5192 | 2245 | 1148.4808
results157.txt | 6861 SNILLDAL 400.00 | 0.2399 | 1096.5192 | 2245 | 1148.4808
results157.txt | 6862 SURNA 400.00 | 0.1641 | 1096.5192 | 2245 | 1148.4808
results157.txt | 6863 HOFSTAD 400.00 | 0.5108 | 1096.5192 | 2245 | 1148.4808
results157.txt | 6864 ÅFJORD 400.00 | 0.3760 | 1096.5192 | 2245 | 1148.4808
results157.txt | 6874 VÅGÅMO 400.00 | 0.1136 | 1096.5192 | 2245 | 1148.4808
results157.txt | 6936 NEDRERÖS400 400.00 | -0.2362 | 1096.5192 | 2245 | 1148.4808
results157.txt | 6935 NEDRERÖS300 400.00 | -0.2363 | 1096.5192 | 2245 | 1148.4808
results157.txt | 6934 NEDRERÖS220 220.00 | -0.2067 | 1096.5192 | 2245 | 1148.4808
results157.txt | 6937 MARKA 400.00 | -0.2461 | 1096.5192 | 2245 | 1148.4808
results157.txt | 6938 NAMSOS 400.00 | -0.2950 | 1096.5192 | 2245 | 1148.4808
results157.txt | 6939 KOLSVIK 400.00 | -0.2664 | 1096.5192 | 2245 | 1148.4808
results157.txt | 6940 NAMSKOGEN 400.00 | -0.2667 | 1096.5192 | 2245 | 1148.4808
results157.txt | 6942 TUNNSJO400 400.00 | -0.2745 | 1096.5192 | 2245 | 1148.4808
results157.txt | 6941 TUNNSJO300 400.00 | -0.2745 | 1096.5192 | 2245 | 1148.4808
results157.txt | 6944 RANA 400.00 | -0.2300 | 1096.5192 | 2245 | 1148.4808
results157.txt | 6945 GEJMÅN 220.00 | -0.1609 | 1096.5192 | 2245 | 1148.4808
results157.txt | 6946 AJAURE 220.00 | -0.1316 | 1096.5192 | 2245 | 1148.4808
results157.txt | 6947 GARDIKFORS 220.00 | -0.1125 | 1096.5192 | 2245 | 1148.4808
results157.txt | 6996 OFOTEN 400.00 | -0.1648 | 1096.5192 | 2245 | 1148.4808
results157.txt | 6997 NARVIK 400.00 | -0.1655 | 1096.5192 | 2245 | 1148.4808
results157.txt | 7000 VITAS 400.00 | -0.1199 | 1096.5192 | 2245 | 1148.4808
results157.txt | 7006 SVARTISEN 400.00 | -0.2182 | 1096.5192 | 2245 | 1148.4808
results157.txt | 7007 KOBBELV 400.00 | -0.1845 | 1096.5192 | 2245 | 1148.4808
results157.txt | 7008 SALTEN 400.00 | -0.1924 | 1096.5192 | 2245 | 1148.4808
results157.txt | 7017 HAMMERFEST 400.00 | -0.1699 | 1096.5192 | 2245 | 1148.4808
results157.txt | 7019 BALSFJORD 400.00 | -0.1670 | 1096.5192 | 2245 | 1148.4808
results157.txt | 7020 BARDUFOSS 400.00 | -0.1666 | 1096.5192 | 2245 | 1148.4808
results157.txt | 7062 RITSEM 400.00 | -0.1305 | 1096.5192 | 2245 | 1148.4808
results157.txt | 7799 JOINT 220.00 | -0.1609 | 1096.5192 | 2245 | 1148.4808
results157.txt | 8643 JOINT 220.00 | -0.1125 | 1096.5192 | 2245 | 1148.4808
results157.txt | 9001 SEIDAFJELL 400.00 | -0.1695 | 1096.5192 | 2245 | 1148.4808
results157.txt | 9002 LEBSESBY 400.00 | -0.1696 | 1096.5192 | 2245 | 1148.4808
results157.txt | 9003 HAMMERF 400.00 | -0.1699 | 1096.5192 | 2245 | 1148.4808
results157.txt | 9004 ALTA 400.00 | -0.1688 | 1096.5192 | 2245 | 1148.4808
results157.txt | 9005 BERGHEIM 400.00 | -0.1679 | 1096.5192 | 2245 | 1148.4808
results157.txt | 9006 TROFORS 400.00 | -0.2523 | 1096.5192 | 2245 | 1148.4808
results157.txt | 9007 TJELDBERGO 400.00 | 0.2022 | 1096.5192 | 2245 | 1148.4808
results157.txt | 9008 SYLKKYVELN 400.00 | 0.1208 | 1096.5192 | 2245 | 1148.4808
results158.txt | PTI INTERACTIVE POWER SYSTEM SIMULATOR--PSS(R)E MON, MAY 29 2023 | 16:32 | 1093.5121 | 2245 | 1151.4878
results158.txt | SENSITIVITY FACTORS ARE CALCULATED WITH AC | NETWORK | 1093.5121 | 2245 | 1151.4878
results158.txt | SUBSYSTEM 'RESERV' IS USED FOR OPPOSING SYSTEM FOR MW POWER | DISPATCH | 1093.5121 | 2245 | 1151.4878
results158.txt | SENSITIVITY FACTORS OF BRANCH FLOW (MVA) ON 6866 ORKDAL400 400.00 TO 6869 KLAEBU400 400.00 1 MORE THAN | 0.10000 | 1093.5121 | 2245 | 1151.4878
results158.txt | <--------- BUS NAME --------> | MW-SENS | 1093.5121 | 2245 | 1151.4878
results158.txt | 6626 MINNE 400.00 | 0.1128 | 1093.5121 | 2245 | 1151.4878
results158.txt | 6647 MOSKOG 400.00 | 0.1620 | 1093.5121 | 2245 | 1151.4878
results158.txt | 6648 HOYANGER 400.00 | 0.1476 | 1093.5121 | 2245 | 1151.4878
results158.txt | 6649 REFSDAL 400.00 | 0.1033 | 1093.5121 | 2245 | 1151.4878
results158.txt | 6650 HOVE 400.00 | 0.1060 | 1093.5121 | 2245 | 1151.4878
results158.txt | 6657 JOSTEDAL 400.00 | 0.1087 | 1093.5121 | 2245 | 1151.4878
results158.txt | 6658 LEIRDOLA 400.00 | 0.1089 | 1093.5121 | 2245 | 1151.4878
results158.txt | 6659 ÅROY 400.00 | 0.1109 | 1093.5121 | 2245 | 1151.4878
results158.txt | 6661 FARDAL400 400.00 | 0.1110 | 1093.5121 | 2245 | 1151.4878
results158.txt | 6660 FARDAL300 400.00 | 0.1110 | 1093.5121 | 2245 | 1151.4878
results158.txt | 6663 AURLAND400 400.00 | 0.1001 | 1093.5121 | 2245 | 1151.4878
results158.txt | 6662 AURLAND200 400.00 | 0.1001 | 1093.5121 | 2245 | 1151.4878
results158.txt | 6664 AURLAND2 400.00 | 0.1001 | 1093.5121 | 2245 | 1151.4878
results158.txt | 6666 SKAGEN-FOTUN400.00 | 0.1078 | 1093.5121 | 2245 | 1151.4878
results158.txt | 6712 OVREVINSTRA 400.00 | 0.2132 | 1093.5121 | 2245 | 1151.4878
results158.txt | 6713 NEDREVINSTRA400.00 | 0.1501 | 1093.5121 | 2245 | 1151.4878
results158.txt | 6717 NEDREVINSTRA400.00 | 0.1500 | 1093.5121 | 2245 | 1151.4878
results158.txt | 6718 FÅBERG 400.00 | 0.1515 | 1093.5121 | 2245 | 1151.4878
results158.txt | 6720 VARDAL 400.00 | 0.1340 | 1093.5121 | 2245 | 1151.4878
results158.txt | 6721 VANG 400.00 | 0.1313 | 1093.5121 | 2245 | 1151.4878
results158.txt | 6812 OGNDAL 400.00 | -0.1729 | 1093.5121 | 2245 | 1151.4878
results158.txt | 6814 VERDAL400 400.00 | -0.2247 | 1093.5121 | 2245 | 1151.4878
results158.txt | 6813 VERDAL300 400.00 | -0.2247 | 1093.5121 | 2245 | 1151.4878
results158.txt | 6815 HÖGÅSEN 400.00 | -0.2086 | 1093.5121 | 2245 | 1151.4878
results158.txt | 6816 JUVLEN 220.00 | -0.1175 | 1093.5121 | 2245 | 1151.4878
results158.txt | 6817 STENSJÖN 220.00 | -0.1167 | 1093.5121 | 2245 | 1151.4878
results158.txt | 6818 OLDEN 220.00 | -0.1168 | 1093.5121 | 2245 | 1151.4878
results158.txt | 6820 JÄRPSTR400 400.00 | -0.1485 | 1093.5121 | 2245 | 1151.4878
results158.txt | 6819 JÄRPSTR220 220.00 | -0.1183 | 1093.5121 | 2245 | 1151.4878
results158.txt | 6821 MÖRSIL 220.00 | -0.1091 | 1093.5121 | 2245 | 1151.4878
results158.txt | 6822 SÄLLSJÖ 220.00 | -0.1090 | 1093.5121 | 2245 | 1151.4878
results158.txt | 6872 AURA2300 400.00 | 0.3479 | 1093.5121 | 2245 | 1151.4878
results158.txt | 6855 FRAERNA 400.00 | 0.3355 | 1093.5121 | 2245 | 1151.4878
results158.txt | 6856 ORSKOG 400.00 | 0.2929 | 1093.5121 | 2245 | 1151.4878
results158.txt | 6857 ORSTA 400.00 | 0.2625 | 1093.5121 | 2245 | 1151.4878
results158.txt | 6858 ISTAD 400.00 | 0.3355 | 1093.5121 | 2245 | 1151.4878
results158.txt | 6859 AURA1 400.00 | 0.3440 | 1093.5121 | 2245 | 1151.4878
results158.txt | 6860 GRYTTEN 400.00 | 0.3245 | 1093.5121 | 2245 | 1151.4878
results158.txt | 6861 SNILLDAL 400.00 | 0.3170 | 1093.5121 | 2245 | 1151.4878
results158.txt | 6862 SURNA 400.00 | 0.3755 | 1093.5121 | 2245 | 1151.4878
results158.txt | 6863 HOFSTAD 400.00 | 0.1092 | 1093.5121 | 2245 | 1151.4878
results158.txt | 6864 ÅFJORD 400.00 | 0.2121 | 1093.5121 | 2245 | 1151.4878
results158.txt | 6866 ORKDAL400 400.00 | 0.5325 | 1093.5121 | 2245 | 1151.4878
results158.txt | 6865 ORKDAL300 400.00 | 0.5325 | 1093.5121 | 2245 | 1151.4878
results158.txt | 6867 STRINDA 400.00 | -0.3619 | 1093.5121 | 2245 | 1151.4878
results158.txt | 6869 KLAEBU400 400.00 | -0.3769 | 1093.5121 | 2245 | 1151.4878
results158.txt | 6868 KLAEBU300 400.00 | -0.3769 | 1093.5121 | 2245 | 1151.4878
results158.txt | 6871 EIDUM400 400.00 | -0.3300 | 1093.5121 | 2245 | 1151.4878
results158.txt | 6870 EIDUM300 400.00 | -0.3300 | 1093.5121 | 2245 | 1151.4878
results158.txt | 6874 VÅGÅMO 400.00 | 0.2601 | 1093.5121 | 2245 | 1151.4878
results158.txt | 6875 RENDALEN 301.00 | 0.1314 | 1093.5121 | 2245 | 1151.4878
results158.txt | 7061 NEA 400.00 | -0.2851 | 1093.5121 | 2245 | 1151.4878
results158.txt | 8411 JOINT 220.00 | -0.1170 | 1093.5121 | 2245 | 1151.4878
results158.txt | 8857 JOINT 220.00 | -0.1176 | 1093.5121 | 2245 | 1151.4878
results158.txt | 9007 TJELDBERGO 400.00 | 0.3467 | 1093.5121 | 2245 | 1151.4878
results158.txt | 9008 SYLKKYVELN 400.00 | 0.2796 | 1093.5121 | 2245 | 1151.4878
results158.txt | 9009 ALFOTEN 400.00 | 0.2167 | 1093.5121 | 2245 | 1151.4878
results158.txt | 9016 FÅBER300 301.00 | 0.1337 | 1093.5121 | 2245 | 1151.4878
results159.txt | PTI INTERACTIVE POWER SYSTEM SIMULATOR--PSS(R)E MON, MAY 29 2023 | 16:32 | -1093.2623 | 2245 | 1151.7377
results159.txt | SENSITIVITY FACTORS ARE CALCULATED WITH AC | NETWORK | -1093.2623 | 2245 | 1151.7377
results159.txt | SUBSYSTEM 'RESERV' IS USED FOR OPPOSING SYSTEM FOR MW POWER | DISPATCH | -1093.2623 | 2245 | 1151.7377
results159.txt | SENSITIVITY FACTORS OF BRANCH FLOW (MVA) ON 6567 ANTTILA 400.00 TO 6570 LOVIISA 400.00 1 MORE THAN | 0.10000 | -1093.2623 | 2245 | 1151.7377
results159.txt | <--------- BUS NAME --------> | MW-SENS | -1093.2623 | 2245 | 1151.7377
results159.txt | 6552 TAMMISTO 400.00 | -0.1213 | -1093.2623 | 2245 | 1151.7377
results159.txt | 6553 NURMIJÄRVI 400.00 | -0.1128 | -1093.2623 | 2245 | 1151.7377
results159.txt | 6554 LÄNSISALMI 400.00 | -0.1415 | -1093.2623 | 2245 | 1151.7377
results159.txt | 6556 ESPOO 400.00 | -0.1060 | -1093.2623 | 2245 | 1151.7377
results159.txt | 6567 ANTTILA 400.00 | -0.1749 | -1093.2623 | 2245 | 1151.7377
results159.txt | 6569 KORIA 400.00 | 0.1669 | -1093.2623 | 2245 | 1151.7377
results159.txt | 6570 LOVIISA 400.00 | 0.5720 | -1093.2623 | 2245 | 1151.7377
results159.txt | 6573 YLLIKKÄLÄ 400.00 | 0.1147 | -1093.2623 | 2245 | 1151.7377
results160.txt | PTI INTERACTIVE POWER SYSTEM SIMULATOR--PSS(R)E MON, MAY 29 2023 | 16:32 | -1091.7693 | 2245 | 1153.2307
results160.txt | SENSITIVITY FACTORS ARE CALCULATED WITH AC | NETWORK | -1091.7693 | 2245 | 1153.2307
results160.txt | SUBSYSTEM 'RESERV' IS USED FOR OPPOSING SYSTEM FOR MW POWER | DISPATCH | -1091.7693 | 2245 | 1153.2307
results160.txt | SENSITIVITY FACTORS OF BRANCH FLOW (MVA) ON 6569 KORIA 400.00 TO 6570 LOVIISA 400.00 4 MORE THAN | 0.10000 | -1091.7693 | 2245 | 1153.2307
results160.txt | <--------- BUS NAME --------> | MW-SENS | -1091.7693 | 2245 | 1153.2307
results160.txt | 6552 TAMMISTO 400.00 | 0.1208 | -1091.7693 | 2245 | 1153.2307
results160.txt | 6553 NURMIJÄRVI 400.00 | 0.1123 | -1091.7693 | 2245 | 1153.2307
results160.txt | 6554 LÄNSISALMI 400.00 | 0.1409 | -1091.7693 | 2245 | 1153.2307
results160.txt | 6556 ESPOO 400.00 | 0.1055 | -1091.7693 | 2245 | 1153.2307
results160.txt | 6567 ANTTILA 400.00 | 0.1742 | -1091.7693 | 2245 | 1153.2307
results160.txt | 6569 KORIA 400.00 | -0.1662 | -1091.7693 | 2245 | 1153.2307
results160.txt | 6570 LOVIISA 400.00 | 0.4287 | -1091.7693 | 2245 | 1153.2307
results160.txt | 6573 YLLIKKÄLÄ 400.00 | -0.1142 | -1091.7693 | 2245 | 1153.2307
results161.txt | PTI INTERACTIVE POWER SYSTEM SIMULATOR--PSS(R)E MON, MAY 29 2023 | 16:32 | -1089.1812 | 2245 | 1155.8187
results161.txt | SENSITIVITY FACTORS ARE CALCULATED WITH AC | NETWORK | -1089.1812 | 2245 | 1155.8187
results161.txt | SUBSYSTEM 'RESERV' IS USED FOR OPPOSING SYSTEM FOR MW POWER | DISPATCH | -1089.1812 | 2245 | 1155.8187
results161.txt | SENSITIVITY FACTORS OF BRANCH FLOW (MVA) ON 6931 SVARTBYN 400.00 TO 7005 MESSAURE 400.00 3 MORE THAN | 0.10000 | -1089.1812 | 2245 | 1155.8187
results161.txt | <--------- BUS NAME --------> | MW-SENS | -1089.1812 | 2245 | 1155.8187
results161.txt | 6571 VISULAHTI 400.00 | -0.1146 | -1089.1812 | 2245 | 1155.8187
results161.txt | 6545 HUITTINEN 400.00 | -0.1056 | -1089.1812 | 2245 | 1155.8187
results161.txt | 6572 KYMI 400.00 | -0.1102 | -1089.1812 | 2245 | 1155.8187
results161.txt | 6546 SALO 400.00 | -0.1066 | -1089.1812 | 2245 | 1155.8187
results161.txt | 6547 FORSSA 400.00 | -0.1066 | -1089.1812 | 2245 | 1155.8187
results161.txt | 6548 KANGASALA 400.00 | -0.1088 | -1089.1812 | 2245 | 1155.8187
results161.txt | 6549 LAVIANVOURI 400.00 | -0.1092 | -1089.1812 | 2245 | 1155.8187
results161.txt | 6550 KOPULA 400.00 | -0.1097 | -1089.1812 | 2245 | 1155.8187
results161.txt | 6551 HIKIÄ 400.00 | -0.1093 | -1089.1812 | 2245 | 1155.8187
results161.txt | 6552 TAMMISTO 400.00 | -0.1080 | -1089.1812 | 2245 | 1155.8187
results161.txt | 6553 NURMIJÄRVI 400.00 | -0.1093 | -1089.1812 | 2245 | 1155.8187
results161.txt | 6554 LÄNSISALMI 400.00 | -0.1081 | -1089.1812 | 2245 | 1155.8187
results161.txt | 6555 INKOO 400.00 | -0.1078 | -1089.1812 | 2245 | 1155.8187
results161.txt | 6556 ESPOO 400.00 | -0.1083 | -1089.1812 | 2245 | 1155.8187
results161.txt | 6567 ANTTILA 400.00 | -0.1089 | -1089.1812 | 2245 | 1155.8187
results161.txt | 6569 KORIA 400.00 | -0.1105 | -1089.1812 | 2245 | 1155.8187
results161.txt | 6570 LOVIISA 400.00 | -0.1073 | -1089.1812 | 2245 | 1155.8187
results161.txt | 6573 YLLIKKÄLÄ 400.00 | -0.1135 | -1089.1812 | 2245 | 1155.8187
results161.txt | 6615 TAHKOLUOTO 400.00 | -0.1032 | -1089.1812 | 2245 | 1155.8187
results161.txt | 6617 OLKILUOTO 400.00 | -0.1025 | -1089.1812 | 2245 | 1155.8187
results161.txt | 6618 RAUMA 400.00 | -0.1022 | -1089.1812 | 2245 | 1155.8187
results161.txt | 6619 ULVILA 400.00 | -0.1046 | -1089.1812 | 2245 | 1155.8187
results161.txt | 6621 LIETO 400.00 | -0.1055 | -1089.1812 | 2245 | 1155.8187
results161.txt | 6778 HIRVISUO 400.00 | -0.1111 | -1089.1812 | 2245 | 1155.8187
results161.txt | 6779 UUSNIVALA 400.00 | -0.1164 | -1089.1812 | 2245 | 1155.8187
results161.txt | 6780 ALAJÄRVI 400.00 | -0.1129 | -1089.1812 | 2245 | 1155.8187
results161.txt | 6781 SEINÄJOKI 400.00 | -0.1096 | -1089.1812 | 2245 | 1155.8187
results161.txt | 6783 PETÄJÄV400 400.00 | -0.1115 | -1089.1812 | 2245 | 1155.8187
results161.txt | 6782 PETÄJÄV220 220.00 | -0.1115 | -1089.1812 | 2245 | 1155.8187
results161.txt | 6784 JÄMSÄ 220.00 | -0.1131 | -1089.1812 | 2245 | 1155.8187
results161.txt | 6785 TOIVILA 400.00 | -0.1102 | -1089.1812 | 2245 | 1155.8187
results161.txt | 6786 HAAPAVESI 220.00 | -0.1078 | -1089.1812 | 2245 | 1155.8187
results161.txt | 6787 VUOLIJOKI 400.00 | -0.1146 | -1089.1812 | 2245 | 1155.8187
results161.txt | 6788 ALAPITKÄ 400.00 | -0.1151 | -1089.1812 | 2245 | 1155.8187
results161.txt | 6789 VIHTAVUORI 400.00 | -0.1136 | -1089.1812 | 2245 | 1155.8187
results161.txt | 6790 HUUTOKOSKI 400.00 | -0.1152 | -1089.1812 | 2245 | 1155.8187
results161.txt | 6809 STORNORRFORS400.00 | -0.1270 | -1089.1812 | 2245 | 1155.8187
results161.txt | 6810 TUOVILA 400.00 | -0.1081 | -1089.1812 | 2245 | 1155.8187
results161.txt | 6811 KRSITINESTAD400.00 | -0.1060 | -1089.1812 | 2245 | 1155.8187
results161.txt | 6903 SEITENOIKEA 220.00 | -0.1024 | -1089.1812 | 2245 | 1155.8187
results161.txt | 6907 DJUPTJÄRN 400.00 | -0.2606 | -1089.1812 | 2245 | 1155.8187
results161.txt | 6908 KEMINMAA 220.00 | -0.1166 | -1089.1812 | 2245 | 1155.8187
results161.txt | 6909 ISOHAARA 400.00 | -0.1666 | -1089.1812 | 2245 | 1155.8187
results161.txt | 6910 SUBSTATION 400.00 | -0.1667 | -1089.1812 | 2245 | 1155.8187
results161.txt | 6911 JYLKKÄ 400.00 | -0.1130 | -1089.1812 | 2245 | 1155.8187
results161.txt | 6912 VALAJASKO 220.00 | -0.1186 | -1089.1812 | 2245 | 1155.8187
results161.txt | 6913 VANTTAUSKOSK220.00 | -0.1178 | -1089.1812 | 2245 | 1155.8187
results161.txt | 6915 PIRITTIK400 400.00 | -0.1180 | -1089.1812 | 2245 | 1155.8187
results161.txt | 6914 PIRITTK220 220.00 | -0.1182 | -1089.1812 | 2245 | 1155.8187
results161.txt | 6916 SEITAKORVA 220.00 | -0.1172 | -1089.1812 | 2245 | 1155.8187
results161.txt | 6917 ISOKANGAS 400.00 | -0.1138 | -1089.1812 | 2245 | 1155.8187
results161.txt | 6918 PIKKARALA 400.00 | -0.1167 | -1089.1812 | 2245 | 1155.8187
results161.txt | 6920 PYHÄNSEL400 400.00 | -0.1128 | -1089.1812 | 2245 | 1155.8187
results161.txt | 6919 PYHÄNSEL220 220.00 | -0.1128 | -1089.1812 | 2245 | 1155.8187
results161.txt | 6921 PYHÄKOSI 220.00 | -0.1091 | -1089.1812 | 2245 | 1155.8187
results161.txt | 6922 UTANEN 220.00 | -0.1073 | -1089.1812 | 2245 | 1155.8187
results161.txt | 6923 NUOJA 220.00 | -0.1053 | -1089.1812 | 2245 | 1155.8187
results161.txt | 6931 SVARTBYN 400.00 | -0.3240 | -1089.1812 | 2245 | 1155.8187
results161.txt | 6933 RÅBÄCKEN 400.00 | -0.2639 | -1089.1812 | 2245 | 1155.8187
results161.txt | 6990 ISONIEMI 220.00 | -0.1302 | -1089.1812 | 2245 | 1155.8187
results161.txt | 6992 IVALO 220.00 | -0.1448 | -1089.1812 | 2245 | 1155.8187
results161.txt | 6993 KUOLAJÄRVI 220.00 | -0.1320 | -1089.1812 | 2245 | 1155.8187
results161.txt | 6994 VAJUKOSKI 220.00 | -0.1326 | -1089.1812 | 2245 | 1155.8187
results161.txt | 6995 KOKKOSNIVA 220.00 | -0.1294 | -1089.1812 | 2245 | 1155.8187
results161.txt | 7010 VARANGERBOT 220.00 | -0.1558 | -1089.1812 | 2245 | 1155.8187
results161.txt | 7018 UTSJOKI 220.00 | -0.1537 | -1089.1812 | 2245 | 1155.8187
results161.txt | 7054 OSSAUSKOSKI 220.00 | -0.1169 | -1089.1812 | 2245 | 1155.8187
results161.txt | 7056 PETÄJÄSKO 400.00 | -0.1184 | -1089.1812 | 2245 | 1155.8187
results161.txt | 7055 PETÄJÄSKO 220.00 | -0.1182 | -1089.1812 | 2245 | 1155.8187
results161.txt | 8579 JOINT 220.00 | -0.1074 | -1089.1812 | 2245 | 1155.8187
results161.txt | 7140 JOINT 220.00 | -0.1535 | -1089.1812 | 2245 | 1155.8187
results161.txt | 9409 TROLLTJÄRN 400.00 | -0.2202 | -1089.1812 | 2245 | 1155.8187
results161.txt | 9301 KEMIJÄRVI 220.00 | -0.1205 | -1089.1812 | 2245 | 1155.8187
results161.txt | 9304 LUMIJÄRVI 400.00 | -0.1130 | -1089.1812 | 2245 | 1155.8187
results161.txt | 9303 MUSALA 400.00 | -0.1093 | -1089.1812 | 2245 | 1155.8187
results161.txt | 9305 KÄRPPIÖN 400.00 | -0.1065 | -1089.1812 | 2245 | 1155.8187
results161.txt | 9306 HONKAJOEN 400.00 | -0.1056 | -1089.1812 | 2245 | 1155.8187
results161.txt | 9307 KONTIOLAHTI 400.00 | -0.1141 | -1089.1812 | 2245 | 1155.8187
results161.txt | 9308 ORIMATTILAN 400.00 | -0.1094 | -1089.1812 | 2245 | 1155.8187
results161.txt | 9309 NAANTALINSAL400.00 | -0.1055 | -1089.1812 | 2245 | 1155.8187
results162.txt | PTI INTERACTIVE POWER SYSTEM SIMULATOR--PSS(R)E MON, MAY 29 2023 | 16:32 | 414.4633 | 1571.5 | 1157.0367
results162.txt | SENSITIVITY FACTORS ARE CALCULATED WITH AC | NETWORK | 414.4633 | 1571.5 | 1157.0367
results162.txt | SUBSYSTEM 'RESERV' IS USED FOR OPPOSING SYSTEM FOR MW POWER | DISPATCH | 414.4633 | 1571.5 | 1157.0367
results162.txt | SENSITIVITY FACTORS OF BRANCH FLOW (MVA) ON 6637 MORGARDSH 400.00 TO 6639 LINDBACKA400400.00 1 MORE THAN | 0.10000 | 414.4633 | 1571.5 | 1157.0367
results162.txt | <--------- BUS NAME --------> | MW-SENS | 414.4633 | 1571.5 | 1157.0367
results162.txt | 6637 MORGARDSH 400.00 | 0.7525 | 414.4633 | 1571.5 | 1157.0367
results162.txt | 9403 TOVÅSEN 400.00 | 0.3017 | 414.4633 | 1571.5 | 1157.0367
results163.txt | PTI INTERACTIVE POWER SYSTEM SIMULATOR--PSS(R)E MON, MAY 29 2023 | 16:32 | -412.6075 | 1571.5 | 1158.8925
results163.txt | SENSITIVITY FACTORS ARE CALCULATED WITH AC | NETWORK | -412.6075 | 1571.5 | 1158.8925
results163.txt | SUBSYSTEM 'RESERV' IS USED FOR OPPOSING SYSTEM FOR MW POWER | DISPATCH | -412.6075 | 1571.5 | 1158.8925
results163.txt | SENSITIVITY FACTORS OF BRANCH FLOW (MVA) ON 6674 HUSNES 400.00 TO 6677 BLÅFALL 400.00 1 MORE THAN | 0.10000 | -412.6075 | 1571.5 | 1158.8925
results163.txt | <--------- BUS NAME --------> | MW-SENS | -412.6075 | 1571.5 | 1158.8925
results163.txt | 6674 HUSNES 400.00 | -0.7531 | -412.6075 | 1571.5 | 1158.8925
results163.txt | 6749 STORD 400.00 | -0.5999 | -412.6075 | 1571.5 | 1158.8925
results163.txt | 6751 SUBSTATION 301.00 | -0.1909 | -412.6075 | 1571.5 | 1158.8925
results163.txt | 6750 HÅVIK 400.00 | -0.2644 | -412.6075 | 1571.5 | 1158.8925
results163.txt | 6752 SPANNE 400.00 | -0.4355 | -412.6075 | 1571.5 | 1158.8925
results163.txt | 6753 KÅRSTO 400.00 | -0.2649 | -412.6075 | 1571.5 | 1158.8925
results163.txt | 8611 JOINT 400.00 | -0.2648 | -412.6075 | 1571.5 | 1158.8925
results164.txt | PTI INTERACTIVE POWER SYSTEM SIMULATOR--PSS(R)E MON, MAY 29 2023 | 16:32 | -840.0019 | 2000 | 1159.9981
results164.txt | SENSITIVITY FACTORS ARE CALCULATED WITH AC | NETWORK | -840.0019 | 2000 | 1159.9981
results164.txt | SUBSYSTEM 'RESERV' IS USED FOR OPPOSING SYSTEM FOR MW POWER | DISPATCH | -840.0019 | 2000 | 1159.9981
results164.txt | SENSITIVITY FACTORS OF BRANCH FLOW (MVA) ON 6827 MIDSKOG220 220.00 TO 6828 MIDSKOG400 400.00 1 MORE THAN | 0.10000 | -840.0019 | 2000 | 1159.9981
results164.txt | <--------- BUS NAME --------> | MW-SENS | -840.0019 | 2000 | 1159.9981
results164.txt | 6799 HJÄLTA220 220.00 | 0.1958 | -840.0019 | 2000 | 1159.9981
results164.txt | 6800 FORSMO 220.00 | 0.1149 | -840.0019 | 2000 | 1159.9981
results164.txt | 6801 FORSSE 220.00 | 0.1775 | -840.0019 | 2000 | 1159.9981
results164.txt | 6804 JARKVISSLE 220.00 | 0.1944 | -840.0019 | 2000 | 1159.9981
results164.txt | 6806 HALLSJO 220.00 | 0.1942 | -840.0019 | 2000 | 1159.9981
results164.txt | 6808 VAPLE 220.00 | 0.1932 | -840.0019 | 2000 | 1159.9981
results164.txt | 6816 JUVLEN 220.00 | 0.2283 | -840.0019 | 2000 | 1159.9981
results164.txt | 6817 STENSJÖN 220.00 | 0.2263 | -840.0019 | 2000 | 1159.9981
results164.txt | 6818 OLDEN 220.00 | 0.2264 | -840.0019 | 2000 | 1159.9981
results164.txt | 6819 JÄRPSTR220 220.00 | 0.2305 | -840.0019 | 2000 | 1159.9981
results164.txt | 6821 MÖRSIL 220.00 | 0.2819 | -840.0019 | 2000 | 1159.9981
results164.txt | 6822 SÄLLSJÖ 220.00 | 0.2814 | -840.0019 | 2000 | 1159.9981
results164.txt | 6823 LANGA 220.00 | 0.1830 | -840.0019 | 2000 | 1159.9981
results164.txt | 6824 TRANGFARS 220.00 | 0.1906 | -840.0019 | 2000 | 1159.9981
results164.txt | 6825 NORDIASEN 220.00 | 0.1889 | -840.0019 | 2000 | 1159.9981
results164.txt | 6826 KATTSTRUPEF 220.00 | 0.4843 | -840.0019 | 2000 | 1159.9981
results164.txt | 6827 MIDSKOG220 220.00 | 0.5779 | -840.0019 | 2000 | 1159.9981
results164.txt | 6834 STUGUN 220.00 | 0.4350 | -840.0019 | 2000 | 1159.9981
results164.txt | 6835 NÄVEREDE 220.00 | 0.5006 | -840.0019 | 2000 | 1159.9981
results164.txt | 6836 GAMMALÄNGE 220.00 | 0.3402 | -840.0019 | 2000 | 1159.9981
results164.txt | 6837 KRÅNGEDE 220.00 | 0.3405 | -840.0019 | 2000 | 1159.9981
results164.txt | 6840 SVARTHÅLSF 220.00 | 0.2963 | -840.0019 | 2000 | 1159.9981
results164.txt | 6841 STADSFORSEN 220.00 | 0.1958 | -840.0019 | 2000 | 1159.9981
results164.txt | 6842 RATANSKV220 220.00 | 0.1954 | -840.0019 | 2000 | 1159.9981
results164.txt | 6845 TURINGE 220.00 | 0.1949 | -840.0019 | 2000 | 1159.9981
results164.txt | 6846 SVEG 220.00 | 0.1898 | -840.0019 | 2000 | 1159.9981
results164.txt | 6847 BRACKE 220.00 | 0.3418 | -840.0019 | 2000 | 1159.9981
results164.txt | 6848 JARNVAGSFOR 220.00 | 0.1947 | -840.0019 | 2000 | 1159.9981
results164.txt | 6849 ANGE 220.00 | 0.1948 | -840.0019 | 2000 | 1159.9981
results164.txt | 6850 MORTTJARNB 220.00 | 0.3418 | -840.0019 | 2000 | 1159.9981
results164.txt | 6851 HOLLEFORSEN 220.00 | 0.1951 | -840.0019 | 2000 | 1159.9981
results164.txt | 6852 TORPSHAMMAR 220.00 | 0.1942 | -840.0019 | 2000 | 1159.9981
results164.txt | 6853 DONJE 220.00 | 0.1940 | -840.0019 | 2000 | 1159.9981
results164.txt | 8619 JOINT 220.00 | 0.1945 | -840.0019 | 2000 | 1159.9981
results164.txt | 8750 JOINT 220.00 | 0.2968 | -840.0019 | 2000 | 1159.9981
results164.txt | 8271 JOINT 220.00 | 0.1944 | -840.0019 | 2000 | 1159.9981
results164.txt | 8411 JOINT 220.00 | 0.2271 | -840.0019 | 2000 | 1159.9981
results164.txt | 8857 JOINT 220.00 | 0.2286 | -840.0019 | 2000 | 1159.9981
results164.txt | 8777 JOINT 220.00 | 0.1775 | -840.0019 | 2000 | 1159.9981
results164.txt | 8682 JOINT 220.00 | 0.4355 | -840.0019 | 2000 | 1159.9981
results164.txt | 8812 JOINT 220.00 | 0.4867 | -840.0019 | 2000 | 1159.9981
results164.txt | 8258 JOINT 220.00 | 0.5011 | -840.0019 | 2000 | 1159.9981
results164.txt | 8606 JOINT 220.00 | 0.1936 | -840.0019 | 2000 | 1159.9981
results164.txt | 8693 JOINT 220.00 | 0.1942 | -840.0019 | 2000 | 1159.9981
results164.txt | 8613 JOINT 220.00 | 0.1945 | -840.0019 | 2000 | 1159.9981
results165.txt | PTI INTERACTIVE POWER SYSTEM SIMULATOR--PSS(R)E MON, MAY 29 2023 | 16:32 | 1083.6667 | 2245 | 1161.3333
results165.txt | SENSITIVITY FACTORS ARE CALCULATED WITH AC | NETWORK | 1083.6667 | 2245 | 1161.3333
results165.txt | SUBSYSTEM 'RESERV' IS USED FOR OPPOSING SYSTEM FOR MW POWER | DISPATCH | 1083.6667 | 2245 | 1161.3333
results165.txt | SENSITIVITY FACTORS OF BRANCH FLOW (MVA) ON 6716 DAGALI 400.00 TO 6724 NORE 400.00 2 MORE THAN | 0.10000 | 1083.6667 | 2245 | 1161.3333
results165.txt | <--------- BUS NAME --------> | MW-SENS | 1083.6667 | 2245 | 1161.3333
results165.txt | 6657 JOSTEDAL 400.00 | 0.1003 | 1083.6667 | 2245 | 1161.3333
results165.txt | 6658 LEIRDOLA 400.00 | 0.1005 | 1083.6667 | 2245 | 1161.3333
results165.txt | 6659 ÅROY 400.00 | 0.1026 | 1083.6667 | 2245 | 1161.3333
results165.txt | 6661 FARDAL400 400.00 | 0.1027 | 1083.6667 | 2245 | 1161.3333
results165.txt | 6660 FARDAL300 400.00 | 0.1027 | 1083.6667 | 2245 | 1161.3333
results165.txt | 6663 AURLAND400 400.00 | 0.1219 | 1083.6667 | 2245 | 1161.3333
results165.txt | 6662 AURLAND200 400.00 | 0.1218 | 1083.6667 | 2245 | 1161.3333
results165.txt | 6664 AURLAND2 400.00 | 0.1219 | 1083.6667 | 2245 | 1161.3333
results165.txt | 6665 AURLAND3 400.00 | 0.1243 | 1083.6667 | 2245 | 1161.3333
results165.txt | 6668 ELDFJORD 400.00 | 0.1351 | 1083.6667 | 2245 | 1161.3333
results165.txt | 6669 HOL1 400.00 | 0.1319 | 1083.6667 | 2245 | 1161.3333
results165.txt | 6670 HOL3 400.00 | 0.1349 | 1083.6667 | 2245 | 1161.3333
results165.txt | 6673 USTA400 400.00 | 0.1352 | 1083.6667 | 2245 | 1161.3333
results165.txt | 6672 USTA300 400.00 | 0.1352 | 1083.6667 | 2245 | 1161.3333
results165.txt | 6716 DAGALI 400.00 | 0.2258 | 1083.6667 | 2245 | 1161.3333
results165.txt | 6724 NORE 400.00 | -0.6124 | 1083.6667 | 2245 | 1161.3333
results166.txt | PTI INTERACTIVE POWER SYSTEM SIMULATOR--PSS(R)E MON, MAY 29 2023 | 16:32 | -1078.0308 | 2245 | 1166.9694
results166.txt | SENSITIVITY FACTORS ARE CALCULATED WITH AC | NETWORK | -1078.0308 | 2245 | 1166.9694
results166.txt | SUBSYSTEM 'RESERV' IS USED FOR OPPOSING SYSTEM FOR MW POWER | DISPATCH | -1078.0308 | 2245 | 1166.9694
results166.txt | SENSITIVITY FACTORS OF BRANCH FLOW (MVA) ON 6583 STACKBO400 400.00 TO 6591 FORSMARK 400.00 2 MORE THAN | 0.10000 | -1078.0308 | 2245 | 1166.9694
results166.txt | <--------- BUS NAME --------> | MW-SENS | -1078.0308 | 2245 | 1166.9694
results166.txt | 6589 DANNEBO 400.00 | 0.4016 | -1078.0308 | 2245 | 1166.9694
results166.txt | 6591 FORSMARK 400.00 | 0.4004 | -1078.0308 | 2245 | 1166.9694
results166.txt | 6595 BREDAKER 220.00 | 0.1113 | -1078.0308 | 2245 | 1166.9694
results166.txt | 6597 TUNA400 400.00 | 0.2673 | -1078.0308 | 2245 | 1166.9694
results166.txt | 6596 TUNA220 220.00 | 0.1680 | -1078.0308 | 2245 | 1166.9694
results166.txt | 6598 BOLANDERNA 220.00 | 0.1007 | -1078.0308 | 2245 | 1166.9694
results166.txt | 6599 PLENNINGE 220.00 | 0.1005 | -1078.0308 | 2245 | 1166.9694
results166.txt | 6605 STOCKHOLM400400.00 | 0.1147 | -1078.0308 | 2245 | 1166.9694
results166.txt | 6610 GRASKA 220.00 | 0.1697 | -1078.0308 | 2245 | 1166.9694
results166.txt | 6611 HALLSTAVIK 220.00 | 0.1697 | -1078.0308 | 2245 | 1166.9694
results166.txt | 6613 MALSTA 220.00 | 0.1704 | -1078.0308 | 2245 | 1166.9694
results166.txt | 1051 SUBSTATION 400.00 | 0.4004 | -1078.0308 | 2245 | 1166.9694
results167.txt | PTI INTERACTIVE POWER SYSTEM SIMULATOR--PSS(R)E MON, MAY 29 2023 | 16:32 | 1076.9966 | 2245 | 1168.0034
results167.txt | SENSITIVITY FACTORS ARE CALCULATED WITH AC | NETWORK | 1076.9966 | 2245 | 1168.0034
results167.txt | SUBSYSTEM 'RESERV' IS USED FOR OPPOSING SYSTEM FOR MW POWER | DISPATCH | 1076.9966 | 2245 | 1168.0034
results167.txt | SENSITIVITY FACTORS OF BRANCH FLOW (MVA) ON 7003 HARSPÅNGET 400.00 TO 7004 LIGGA 400.00 1 MORE THAN | 0.10000 | 1076.9966 | 2245 | 1168.0034
results167.txt | <--------- BUS NAME --------> | MW-SENS | 1076.9966 | 2245 | 1168.0034
results167.txt | 6356 BJERKREIM 400.00 | -0.1025 | 1076.9966 | 2245 | 1168.0034
results167.txt | 6358 TONSTAD400 400.00 | -0.1044 | 1076.9966 | 2245 | 1168.0034
results167.txt | 6357 TONSTAD300 400.00 | -0.1045 | 1076.9966 | 2245 | 1168.0034
results167.txt | 6360 KJELLAND 400.00 | -0.1028 | 1076.9966 | 2245 | 1168.0034
results167.txt | 6363 FEDA400 400.00 | -0.1023 | 1076.9966 | 2245 | 1168.0034
results167.txt | 6362 FEDA300 400.00 | -0.1023 | 1076.9966 | 2245 | 1168.0034
results167.txt | 6364 LISTAWIND 400.00 | -0.1023 | 1076.9966 | 2245 | 1168.0034
results167.txt | 6571 VISULAHTI 400.00 | -0.1608 | 1076.9966 | 2245 | 1168.0034
results167.txt | 6545 HUITTINEN 400.00 | -0.1766 | 1076.9966 | 2245 | 1168.0034
results167.txt | 6572 KYMI 400.00 | -0.1685 | 1076.9966 | 2245 | 1168.0034
results167.txt | 6546 SALO 400.00 | -0.1749 | 1076.9966 | 2245 | 1168.0034
results167.txt | 6547 FORSSA 400.00 | -0.1749 | 1076.9966 | 2245 | 1168.0034
results167.txt | 6548 KANGASALA 400.00 | -0.1712 | 1076.9966 | 2245 | 1168.0034
results167.txt | 6549 LAVIANVOURI 400.00 | -0.1705 | 1076.9966 | 2245 | 1168.0034
results167.txt | 6550 KOPULA 400.00 | -0.1695 | 1076.9966 | 2245 | 1168.0034
results167.txt | 6551 HIKIÄ 400.00 | -0.1702 | 1076.9966 | 2245 | 1168.0034
results167.txt | 6552 TAMMISTO 400.00 | -0.1725 | 1076.9966 | 2245 | 1168.0034
results167.txt | 6553 NURMIJÄRVI 400.00 | -0.1702 | 1076.9966 | 2245 | 1168.0034
results167.txt | 6554 LÄNSISALMI 400.00 | -0.1722 | 1076.9966 | 2245 | 1168.0034
results167.txt | 6555 INKOO 400.00 | -0.1727 | 1076.9966 | 2245 | 1168.0034
results167.txt | 6556 ESPOO 400.00 | -0.1719 | 1076.9966 | 2245 | 1168.0034
results167.txt | 6567 ANTTILA 400.00 | -0.1708 | 1076.9966 | 2245 | 1168.0034
results167.txt | 6569 KORIA 400.00 | -0.1681 | 1076.9966 | 2245 | 1168.0034
results167.txt | 6570 LOVIISA 400.00 | -0.1735 | 1076.9966 | 2245 | 1168.0034
results167.txt | 6573 YLLIKKÄLÄ 400.00 | -0.1627 | 1076.9966 | 2245 | 1168.0034
results167.txt | 6615 TAHKOLUOTO 400.00 | -0.1807 | 1076.9966 | 2245 | 1168.0034
results167.txt | 6617 OLKILUOTO 400.00 | -0.1819 | 1076.9966 | 2245 | 1168.0034
results167.txt | 6618 RAUMA 400.00 | -0.1823 | 1076.9966 | 2245 | 1168.0034
results167.txt | 6619 ULVILA 400.00 | -0.1784 | 1076.9966 | 2245 | 1168.0034
results167.txt | 6621 LIETO 400.00 | -0.1767 | 1076.9966 | 2245 | 1168.0034
results167.txt | 6648 HOYANGER 400.00 | -0.1001 | 1076.9966 | 2245 | 1168.0034
results167.txt | 6649 REFSDAL 400.00 | -0.1154 | 1076.9966 | 2245 | 1168.0034
results167.txt | 6650 HOVE 400.00 | -0.1143 | 1076.9966 | 2245 | 1168.0034
results167.txt | 6651 MODALEN 400.00 | -0.1166 | 1076.9966 | 2245 | 1168.0034
results167.txt | 6653 DALE 400.00 | -0.1169 | 1076.9966 | 2245 | 1168.0034
results167.txt | 6654 EVANGER 400.00 | -0.1164 | 1076.9966 | 2245 | 1168.0034
results167.txt | 6656 SAMNAGER400 400.00 | -0.1142 | 1076.9966 | 2245 | 1168.0034
results167.txt | 6655 SAMNAGER300 400.00 | -0.1143 | 1076.9966 | 2245 | 1168.0034
results167.txt | 6657 JOSTEDAL 400.00 | -0.1180 | 1076.9966 | 2245 | 1168.0034
results167.txt | 6658 LEIRDOLA 400.00 | -0.1175 | 1076.9966 | 2245 | 1168.0034
results167.txt | 6659 ÅROY 400.00 | -0.1123 | 1076.9966 | 2245 | 1168.0034
results167.txt | 6661 FARDAL400 400.00 | -0.1121 | 1076.9966 | 2245 | 1168.0034
results167.txt | 6660 FARDAL300 400.00 | -0.1121 | 1076.9966 | 2245 | 1168.0034
results167.txt | 6663 AURLAND400 400.00 | -0.1095 | 1076.9966 | 2245 | 1168.0034
results167.txt | 6662 AURLAND200 400.00 | -0.1096 | 1076.9966 | 2245 | 1168.0034
results167.txt | 6664 AURLAND2 400.00 | -0.1095 | 1076.9966 | 2245 | 1168.0034
results167.txt | 6665 AURLAND3 400.00 | -0.1076 | 1076.9966 | 2245 | 1168.0034
results167.txt | 6666 SKAGEN-FOTUN400.00 | -0.1203 | 1076.9966 | 2245 | 1168.0034
results167.txt | 6668 ELDFJORD 400.00 | -0.1115 | 1076.9966 | 2245 | 1168.0034
results167.txt | 6669 HOL1 400.00 | -0.1014 | 1076.9966 | 2245 | 1168.0034
results167.txt | 6674 HUSNES 400.00 | -0.1108 | 1076.9966 | 2245 | 1168.0034
results167.txt | 6676 HYDRO PURE S400.00 | -0.1132 | 1076.9966 | 2245 | 1168.0034
results167.txt | 6675 MAURANGER 400.00 | -0.1132 | 1076.9966 | 2245 | 1168.0034
results167.txt | 6677 BLÅFALL 400.00 | -0.1112 | 1076.9966 | 2245 | 1168.0034
results167.txt | 6679 OKSLA 400.00 | -0.1147 | 1076.9966 | 2245 | 1168.0034
results167.txt | 6680 ÅSEN 400.00 | -0.1146 | 1076.9966 | 2245 | 1168.0034
results167.txt | 6682 SAUDA400 400.00 | -0.1101 | 1076.9966 | 2245 | 1168.0034
results167.txt | 6681 SAUDA300 400.00 | -0.1102 | 1076.9966 | 2245 | 1168.0034
results167.txt | 6683 HYLEN 400.00 | -0.1107 | 1076.9966 | 2245 | 1168.0034
results167.txt | 6685 RÖDAL 400.00 | -0.1132 | 1076.9966 | 2245 | 1168.0034
results167.txt | 6686 NOVLE 400.00 | -0.1133 | 1076.9966 | 2245 | 1168.0034
results167.txt | 6687 ULLA-FORRE 400.00 | -0.1112 | 1076.9966 | 2245 | 1168.0034
results167.txt | 6688 STOKKELAND 400.00 | -0.1044 | 1076.9966 | 2245 | 1168.0034
results167.txt | 6690 HOG-JAERN400400.00 | -0.1044 | 1076.9966 | 2245 | 1168.0034
results167.txt | 6689 HOG-JAERN300400.00 | -0.1044 | 1076.9966 | 2245 | 1168.0034
results167.txt | 6691 SUBSTATION 400.00 | -0.1107 | 1076.9966 | 2245 | 1168.0034
results167.txt | 6693 SATURDAL 400.00 | -0.1122 | 1076.9966 | 2245 | 1168.0034
results167.txt | 6692 HYDRO MIXED 400.00 | -0.1123 | 1076.9966 | 2245 | 1168.0034
results167.txt | 6694 FORRE 400.00 | -0.1040 | 1076.9966 | 2245 | 1168.0034
results167.txt | 6695 KVILLDAL 400.00 | -0.1082 | 1076.9966 | 2245 | 1168.0034
results167.txt | 6698 LYSE400 400.00 | -0.1089 | 1076.9966 | 2245 | 1168.0034
results167.txt | 6697 LYSE300 400.00 | -0.1089 | 1076.9966 | 2245 | 1168.0034
results167.txt | 6699 DUGE 301.00 | -0.1080 | 1076.9966 | 2245 | 1168.0034
results167.txt | 6700 TJORHOM 400.00 | -0.1100 | 1076.9966 | 2245 | 1168.0034
results167.txt | 6701 KVANNDAL 400.00 | -0.1100 | 1076.9966 | 2245 | 1168.0034
results167.txt | 6702 KJELA 400.00 | -0.1082 | 1076.9966 | 2245 | 1168.0034
results167.txt | 6703 SONGA 400.00 | -0.1053 | 1076.9966 | 2245 | 1168.0034
results167.txt | 6704 VINJE 400.00 | -0.1050 | 1076.9966 | 2245 | 1168.0034
results167.txt | 6705 HOLEN 400.00 | -0.1052 | 1076.9966 | 2245 | 1168.0034
results167.txt | 6706 ROSKREPP 301.00 | -0.1078 | 1076.9966 | 2245 | 1168.0034
results167.txt | 6707 KVINEN 301.00 | -0.1075 | 1076.9966 | 2245 | 1168.0034
results167.txt | 6708 SOLHOLM300 400.00 | -0.1046 | 1076.9966 | 2245 | 1168.0034
results167.txt | 6710 HEKNI 400.00 | -0.1054 | 1076.9966 | 2245 | 1168.0034
results167.txt | 6711 TOKKE 400.00 | -0.1039 | 1076.9966 | 2245 | 1168.0034
results167.txt | 6743 KOLLSNES 400.00 | -0.1153 | 1076.9966 | 2245 | 1168.0034
results167.txt | 6745 SUBSTATION 400.00 | -0.1157 | 1076.9966 | 2245 | 1168.0034
results167.txt | 6744 LINDÅS 400.00 | -0.1157 | 1076.9966 | 2245 | 1168.0034
results167.txt | 6746 NYGARD 400.00 | -0.1153 | 1076.9966 | 2245 | 1168.0034
results167.txt | 6747 ARNA 400.00 | -0.1157 | 1076.9966 | 2245 | 1168.0034
results167.txt | 6748 BERGEN 400.00 | -0.1153 | 1076.9966 | 2245 | 1168.0034
results167.txt | 6749 STORD 400.00 | -0.1100 | 1076.9966 | 2245 | 1168.0034
results167.txt | 6751 SUBSTATION 301.00 | -0.1092 | 1076.9966 | 2245 | 1168.0034
results167.txt | 6750 HÅVIK 400.00 | -0.1089 | 1076.9966 | 2245 | 1168.0034
results167.txt | 6752 SPANNE 400.00 | -0.1091 | 1076.9966 | 2245 | 1168.0034
results167.txt | 6753 KÅRSTO 400.00 | -0.1082 | 1076.9966 | 2245 | 1168.0034
results167.txt | 6754 STOLAHELA 400.00 | -0.1043 | 1076.9966 | 2245 | 1168.0034
results167.txt | 6778 HIRVISUO 400.00 | -0.1680 | 1076.9966 | 2245 | 1168.0034
results167.txt | 6779 UUSNIVALA 400.00 | -0.1613 | 1076.9966 | 2245 | 1168.0034
results167.txt | 6780 ALAJÄRVI 400.00 | -0.1650 | 1076.9966 | 2245 | 1168.0034
results167.txt | 6781 SEINÄJOKI 400.00 | -0.1703 | 1076.9966 | 2245 | 1168.0034
results167.txt | 6783 PETÄJÄV400 400.00 | -0.1661 | 1076.9966 | 2245 | 1168.0034
results167.txt | 6782 PETÄJÄV220 220.00 | -0.1661 | 1076.9966 | 2245 | 1168.0034
results167.txt | 6784 JÄMSÄ 220.00 | -0.1634 | 1076.9966 | 2245 | 1168.0034
results167.txt | 6785 TOIVILA 400.00 | -0.1685 | 1076.9966 | 2245 | 1168.0034
results167.txt | 6786 HAAPAVESI 220.00 | -0.1708 | 1076.9966 | 2245 | 1168.0034
results167.txt | 6787 VUOLIJOKI 400.00 | -0.1598 | 1076.9966 | 2245 | 1168.0034
results167.txt | 6788 ALAPITKÄ 400.00 | -0.1593 | 1076.9966 | 2245 | 1168.0034
results167.txt | 6789 VIHTAVUORI 400.00 | -0.1628 | 1076.9966 | 2245 | 1168.0034
results167.txt | 6790 HUUTOKOSKI 400.00 | -0.1595 | 1076.9966 | 2245 | 1168.0034
results167.txt | 6809 STORNORRFORS400.00 | -0.1062 | 1076.9966 | 2245 | 1168.0034
results167.txt | 6810 TUOVILA 400.00 | -0.1728 | 1076.9966 | 2245 | 1168.0034
results167.txt | 6811 KRSITINESTAD400.00 | -0.1762 | 1076.9966 | 2245 | 1168.0034
results167.txt | 6903 SEITENOIKEA 220.00 | -0.1799 | 1076.9966 | 2245 | 1168.0034
results167.txt | 6907 DJUPTJÄRN 400.00 | -0.1714 | 1076.9966 | 2245 | 1168.0034
results167.txt | 6908 KEMINMAA 220.00 | -0.1674 | 1076.9966 | 2245 | 1168.0034
results167.txt | 6909 ISOHAARA 400.00 | -0.1678 | 1076.9966 | 2245 | 1168.0034
results167.txt | 6910 SUBSTATION 400.00 | -0.1677 | 1076.9966 | 2245 | 1168.0034
results167.txt | 6911 JYLKKÄ 400.00 | -0.1649 | 1076.9966 | 2245 | 1168.0034
results167.txt | 6912 VALAJASKO 220.00 | -0.1639 | 1076.9966 | 2245 | 1168.0034
results167.txt | 6913 VANTTAUSKOSK220.00 | -0.1643 | 1076.9966 | 2245 | 1168.0034
results167.txt | 6915 PIRITTIK400 400.00 | -0.1638 | 1076.9966 | 2245 | 1168.0034
results167.txt | 6914 PIRITTK220 220.00 | -0.1636 | 1076.9966 | 2245 | 1168.0034
results167.txt | 6916 SEITAKORVA 220.00 | -0.1652 | 1076.9966 | 2245 | 1168.0034
results167.txt | 6917 ISOKANGAS 400.00 | -0.1636 | 1076.9966 | 2245 | 1168.0034
results167.txt | 6918 PIKKARALA 400.00 | -0.1629 | 1076.9966 | 2245 | 1168.0034
results167.txt | 6920 PYHÄNSEL400 400.00 | -0.1623 | 1076.9966 | 2245 | 1168.0034
results167.txt | 6919 PYHÄNSEL220 220.00 | -0.1623 | 1076.9966 | 2245 | 1168.0034
results167.txt | 6921 PYHÄKOSI 220.00 | -0.1685 | 1076.9966 | 2245 | 1168.0034
results167.txt | 6922 UTANEN 220.00 | -0.1716 | 1076.9966 | 2245 | 1168.0034
results167.txt | 6923 NUOJA 220.00 | -0.1749 | 1076.9966 | 2245 | 1168.0034
results167.txt | 6929 TUGGEN 400.00 | -0.2323 | 1076.9966 | 2245 | 1168.0034
results167.txt | 6930 LETSI 400.00 | -0.1516 | 1076.9966 | 2245 | 1168.0034
results167.txt | 6931 SVARTBYN 400.00 | -0.1855 | 1076.9966 | 2245 | 1168.0034
results167.txt | 6932 VAGFORS 400.00 | -0.3042 | 1076.9966 | 2245 | 1168.0034
results167.txt | 6933 RÅBÄCKEN 400.00 | -0.1646 | 1076.9966 | 2245 | 1168.0034
results167.txt | 6936 NEDRERÖS400 400.00 | 0.1030 | 1076.9966 | 2245 | 1168.0034
results167.txt | 6935 NEDRERÖS300 400.00 | 0.1029 | 1076.9966 | 2245 | 1168.0034
results167.txt | 6944 RANA 400.00 | 0.1108 | 1076.9966 | 2245 | 1168.0034
results167.txt | 6990 ISONIEMI 220.00 | -0.1445 | 1076.9966 | 2245 | 1168.0034
results167.txt | 6992 IVALO 220.00 | -0.1203 | 1076.9966 | 2245 | 1168.0034
results167.txt | 6993 KUOLAJÄRVI 220.00 | -0.1414 | 1076.9966 | 2245 | 1168.0034
results167.txt | 6994 VAJUKOSKI 220.00 | -0.1403 | 1076.9966 | 2245 | 1168.0034
results167.txt | 6995 KOKKOSNIVA 220.00 | -0.1454 | 1076.9966 | 2245 | 1168.0034
results167.txt | 6996 OFOTEN 400.00 | 0.2448 | 1076.9966 | 2245 | 1168.0034
results167.txt | 6997 NARVIK 400.00 | 0.2494 | 1076.9966 | 2245 | 1168.0034
results167.txt | 7000 VITAS 400.00 | 0.3099 | 1076.9966 | 2245 | 1168.0034
results167.txt | 7001 SEITEVARE 400.00 | -0.4836 | 1076.9966 | 2245 | 1168.0034
results167.txt | 7002 PORJUS 400.00 | 0.3484 | 1076.9966 | 2245 | 1168.0034
results167.txt | 7003 HARSPÅNGET 400.00 | 0.3732 | 1076.9966 | 2245 | 1168.0034
results167.txt | 7004 LIGGA 400.00 | -0.4836 | 1076.9966 | 2245 | 1168.0034
results167.txt | 7005 MESSAURE 400.00 | -0.2995 | 1076.9966 | 2245 | 1168.0034
results167.txt | 7006 SVARTISEN 400.00 | 0.1296 | 1076.9966 | 2245 | 1168.0034
results167.txt | 7007 KOBBELV 400.00 | 0.1997 | 1076.9966 | 2245 | 1168.0034
results167.txt | 7008 SALTEN 400.00 | 0.1839 | 1076.9966 | 2245 | 1168.0034
results167.txt | 7010 VARANGERBOT 220.00 | -0.1021 | 1076.9966 | 2245 | 1168.0034
results167.txt | 7017 HAMMERFEST 400.00 | 0.2797 | 1076.9966 | 2245 | 1168.0034
results167.txt | 7018 UTSJOKI 220.00 | -0.1056 | 1076.9966 | 2245 | 1168.0034
results167.txt | 7019 BALSFJORD 400.00 | 0.2598 | 1076.9966 | 2245 | 1168.0034
results167.txt | 7020 BARDUFOSS 400.00 | 0.2574 | 1076.9966 | 2245 | 1168.0034
results167.txt | 7054 OSSAUSKOSKI 220.00 | -0.1668 | 1076.9966 | 2245 | 1168.0034
results167.txt | 7056 PETÄJÄSKO 400.00 | -0.1645 | 1076.9966 | 2245 | 1168.0034
results167.txt | 7055 PETÄJÄSKO 220.00 | -0.1647 | 1076.9966 | 2245 | 1168.0034
results167.txt | 7062 RITSEM 400.00 | 0.2981 | 1076.9966 | 2245 | 1168.0034
results167.txt | 8579 JOINT 220.00 | -0.1714 | 1076.9966 | 2245 | 1168.0034
results167.txt | 8448 JOINT 400.00 | -0.1081 | 1076.9966 | 2245 | 1168.0034
results167.txt | 8460 JOINT 400.00 | -0.1100 | 1076.9966 | 2245 | 1168.0034
results167.txt | 7140 JOINT 220.00 | -0.1059 | 1076.9966 | 2245 | 1168.0034
results167.txt | 8256 JOINT 400.00 | -0.4836 | 1076.9966 | 2245 | 1168.0034
results167.txt | 8611 JOINT 400.00 | -0.1083 | 1076.9966 | 2245 | 1168.0034
results167.txt | 9001 SEIDAFJELL 400.00 | 0.2774 | 1076.9966 | 2245 | 1168.0034
results167.txt | 9002 LEBSESBY 400.00 | 0.2780 | 1076.9966 | 2245 | 1168.0034
results167.txt | 9003 HAMMERF 400.00 | 0.2797 | 1076.9966 | 2245 | 1168.0034
results167.txt | 9004 ALTA 400.00 | 0.2727 | 1076.9966 | 2245 | 1168.0034
results167.txt | 9005 BERGHEIM 400.00 | 0.2660 | 1076.9966 | 2245 | 1168.0034
results167.txt | 9010 HAUGSVAER 400.00 | -0.1162 | 1076.9966 | 2245 | 1168.0034
results167.txt | 9011 STEINSLAND 400.00 | -0.1166 | 1076.9966 | 2245 | 1168.0034
results167.txt | 9014 HONNA 400.00 | -0.1015 | 1076.9966 | 2245 | 1168.0034
results167.txt | 9408 HÄLLBERGET 400.00 | -0.1563 | 1076.9966 | 2245 | 1168.0034
results167.txt | 9409 TROLLTJÄRN 400.00 | -0.1471 | 1076.9966 | 2245 | 1168.0034
results167.txt | 9301 KEMIJÄRVI 220.00 | -0.1599 | 1076.9966 | 2245 | 1168.0034
results167.txt | 9302 KEMINMAA 400.00 | -0.1579 | 1076.9966 | 2245 | 1168.0034
results167.txt | 9304 LUMIJÄRVI 400.00 | -0.1645 | 1076.9966 | 2245 | 1168.0034
results167.txt | 9303 MUSALA 400.00 | -0.1709 | 1076.9966 | 2245 | 1168.0034
results167.txt | 9305 KÄRPPIÖN 400.00 | -0.1755 | 1076.9966 | 2245 | 1168.0034
results167.txt | 9306 HONKAJOEN 400.00 | -0.1769 | 1076.9966 | 2245 | 1168.0034
results167.txt | 9307 KONTIOLAHTI 400.00 | -0.1612 | 1076.9966 | 2245 | 1168.0034
results167.txt | 9308 ORIMATTILAN 400.00 | -0.1700 | 1076.9966 | 2245 | 1168.0034
results167.txt | 9309 NAANTALINSAL400.00 | -0.1767 | 1076.9966 | 2245 | 1168.0034
results167.txt | 9019 SAUDA 301.00 | -0.1099 | 1076.9966 | 2245 | 1168.0034
results167.txt | 9020 LYSE 301.00 | -0.1078 | 1076.9966 | 2245 | 1168.0034
results167.txt | 9021 FJOTLAND 301.00 | -0.1057 | 1076.9966 | 2245 | 1168.0034
results168.txt | PTI INTERACTIVE POWER SYSTEM SIMULATOR--PSS(R)E MON, MAY 29 2023 | 16:32 | -1066.708 | 2245 | 1178.292
results168.txt | SENSITIVITY FACTORS ARE CALCULATED WITH AC | NETWORK | -1066.708 | 2245 | 1178.292
results168.txt | SUBSYSTEM 'RESERV' IS USED FOR OPPOSING SYSTEM FOR MW POWER | DISPATCH | -1066.708 | 2245 | 1178.292
results168.txt | SENSITIVITY FACTORS OF BRANCH FLOW (MVA) ON 6859 AURA1 400.00 TO 6860 GRYTTEN 400.00 5 MORE THAN | 0.10000 | -1066.708 | 2245 | 1178.292
results168.txt | <--------- BUS NAME --------> | MW-SENS | -1066.708 | 2245 | 1178.292
results168.txt | 6647 MOSKOG 400.00 | 0.1869 | -1066.708 | 2245 | 1178.292
results168.txt | 6648 HOYANGER 400.00 | 0.1571 | -1066.708 | 2245 | 1178.292
results168.txt | 6812 OGNDAL 400.00 | -0.1266 | -1066.708 | 2245 | 1178.292
results168.txt | 6814 VERDAL400 400.00 | -0.1274 | -1066.708 | 2245 | 1178.292
results168.txt | 6813 VERDAL300 400.00 | -0.1274 | -1066.708 | 2245 | 1178.292
results168.txt | 6872 AURA2300 400.00 | -0.1620 | -1066.708 | 2245 | 1178.292
results168.txt | 6855 FRAERNA 400.00 | 0.1615 | -1066.708 | 2245 | 1178.292
results168.txt | 6856 ORSKOG 400.00 | 0.4568 | -1066.708 | 2245 | 1178.292
results168.txt | 6857 ORSTA 400.00 | 0.3941 | -1066.708 | 2245 | 1178.292
results168.txt | 6858 ISTAD 400.00 | 0.1615 | -1066.708 | 2245 | 1178.292
results168.txt | 6859 AURA1 400.00 | -0.1699 | -1066.708 | 2245 | 1178.292
results168.txt | 6860 GRYTTEN 400.00 | 0.5232 | -1066.708 | 2245 | 1178.292
results168.txt | 6861 SNILLDAL 400.00 | -0.1493 | -1066.708 | 2245 | 1178.292
results168.txt | 6862 SURNA 400.00 | -0.1533 | -1066.708 | 2245 | 1178.292
results168.txt | 6863 HOFSTAD 400.00 | -0.1352 | -1066.708 | 2245 | 1178.292
results168.txt | 6864 ÅFJORD 400.00 | -0.1421 | -1066.708 | 2245 | 1178.292
results168.txt | 6866 ORKDAL400 400.00 | -0.1390 | -1066.708 | 2245 | 1178.292
results168.txt | 6865 ORKDAL300 400.00 | -0.1390 | -1066.708 | 2245 | 1178.292
results168.txt | 6867 STRINDA 400.00 | -0.1292 | -1066.708 | 2245 | 1178.292
results168.txt | 6869 KLAEBU400 400.00 | -0.1294 | -1066.708 | 2245 | 1178.292
results168.txt | 6868 KLAEBU300 400.00 | -0.1294 | -1066.708 | 2245 | 1178.292
results168.txt | 6871 EIDUM400 400.00 | -0.1288 | -1066.708 | 2245 | 1178.292
results168.txt | 6870 EIDUM300 400.00 | -0.1288 | -1066.708 | 2245 | 1178.292
results168.txt | 6874 VÅGÅMO 400.00 | -0.1059 | -1066.708 | 2245 | 1178.292
results168.txt | 6936 NEDRERÖS400 400.00 | -0.1074 | -1066.708 | 2245 | 1178.292
results168.txt | 6935 NEDRERÖS300 400.00 | -0.1075 | -1066.708 | 2245 | 1178.292
results168.txt | 6937 MARKA 400.00 | -0.1103 | -1066.708 | 2245 | 1178.292
results168.txt | 6938 NAMSOS 400.00 | -0.1248 | -1066.708 | 2245 | 1178.292
results168.txt | 6939 KOLSVIK 400.00 | -0.1164 | -1066.708 | 2245 | 1178.292
results168.txt | 6940 NAMSKOGEN 400.00 | -0.1164 | -1066.708 | 2245 | 1178.292
results168.txt | 6942 TUNNSJO400 400.00 | -0.1187 | -1066.708 | 2245 | 1178.292
results168.txt | 6941 TUNNSJO300 400.00 | -0.1187 | -1066.708 | 2245 | 1178.292
results168.txt | 6944 RANA 400.00 | -0.1056 | -1066.708 | 2245 | 1178.292
results168.txt | 7006 SVARTISEN 400.00 | -0.1021 | -1066.708 | 2245 | 1178.292
results168.txt | 7061 NEA 400.00 | -0.1056 | -1066.708 | 2245 | 1178.292
results168.txt | 9006 TROFORS 400.00 | -0.1122 | -1066.708 | 2245 | 1178.292
results168.txt | 9007 TJELDBERGO 400.00 | -0.1514 | -1066.708 | 2245 | 1178.292
results168.txt | 9008 SYLKKYVELN 400.00 | 0.4294 | -1066.708 | 2245 | 1178.292
results168.txt | 9009 ALFOTEN 400.00 | 0.2996 | -1066.708 | 2245 | 1178.292
results169.txt | PTI INTERACTIVE POWER SYSTEM SIMULATOR--PSS(R)E MON, MAY 29 2023 | 16:32 | -1060.7729 | 2245 | 1184.2271
results169.txt | SENSITIVITY FACTORS ARE CALCULATED WITH AC | NETWORK | -1060.7729 | 2245 | 1184.2271
results169.txt | SUBSYSTEM 'RESERV' IS USED FOR OPPOSING SYSTEM FOR MW POWER | DISPATCH | -1060.7729 | 2245 | 1184.2271
results169.txt | SENSITIVITY FACTORS OF BRANCH FLOW (MVA) ON 7019 BALSFJORD 400.00 TO 7020 BARDUFOSS 400.00 4 MORE THAN | 0.10000 | -1060.7729 | 2245 | 1184.2271
results169.txt | <--------- BUS NAME --------> | MW-SENS | -1060.7729 | 2245 | 1184.2271
results169.txt | 7017 HAMMERFEST 400.00 | -0.3452 | -1060.7729 | 2245 | 1184.2271
results169.txt | 7019 BALSFJORD 400.00 | -0.3362 | -1060.7729 | 2245 | 1184.2271
results169.txt | 9001 SEIDAFJELL 400.00 | -0.3442 | -1060.7729 | 2245 | 1184.2271
results169.txt | 9002 LEBSESBY 400.00 | -0.3444 | -1060.7729 | 2245 | 1184.2271
results169.txt | 9003 HAMMERF 400.00 | -0.3452 | -1060.7729 | 2245 | 1184.2271
results169.txt | 9004 ALTA 400.00 | -0.3420 | -1060.7729 | 2245 | 1184.2271
results169.txt | 9005 BERGHEIM 400.00 | -0.3390 | -1060.7729 | 2245 | 1184.2271
results170.txt | PTI INTERACTIVE POWER SYSTEM SIMULATOR--PSS(R)E MON, MAY 29 2023 | 16:32 | -1060.2946 | 2245 | 1184.7056
results170.txt | SENSITIVITY FACTORS ARE CALCULATED WITH AC | NETWORK | -1060.2946 | 2245 | 1184.7056
results170.txt | SUBSYSTEM 'RESERV' IS USED FOR OPPOSING SYSTEM FOR MW POWER | DISPATCH | -1060.2946 | 2245 | 1184.7056
results170.txt | SENSITIVITY FACTORS OF BRANCH FLOW (MVA) ON 7019 BALSFJORD 400.00 TO 7020 BARDUFOSS 400.00 2 MORE THAN | 0.10000 | -1060.2946 | 2245 | 1184.7056
results170.txt | <--------- BUS NAME --------> | MW-SENS | -1060.2946 | 2245 | 1184.7056
results170.txt | 7017 HAMMERFEST 400.00 | -0.6904 | -1060.2946 | 2245 | 1184.7056
results170.txt | 7019 BALSFJORD 400.00 | -0.6724 | -1060.2946 | 2245 | 1184.7056
results170.txt | 9001 SEIDAFJELL 400.00 | -0.6883 | -1060.2946 | 2245 | 1184.7056
results170.txt | 9002 LEBSESBY 400.00 | -0.6889 | -1060.2946 | 2245 | 1184.7056
results170.txt | 9003 HAMMERF 400.00 | -0.6904 | -1060.2946 | 2245 | 1184.7056
results170.txt | 9004 ALTA 400.00 | -0.6841 | -1060.2946 | 2245 | 1184.7056
results170.txt | 9005 BERGHEIM 400.00 | -0.6781 | -1060.2946 | 2245 | 1184.7056
results171.txt | PTI INTERACTIVE POWER SYSTEM SIMULATOR--PSS(R)E MON, MAY 29 2023 | 16:32 | -1053.6785 | 2245 | 1191.3215
results171.txt | SENSITIVITY FACTORS ARE CALCULATED WITH AC | NETWORK | -1053.6785 | 2245 | 1191.3215
results171.txt | SUBSYSTEM 'RESERV' IS USED FOR OPPOSING SYSTEM FOR MW POWER | DISPATCH | -1053.6785 | 2245 | 1191.3215
results171.txt | SENSITIVITY FACTORS OF BRANCH FLOW (MVA) ON 6663 AURLAND400 400.00 TO 6668 ELDFJORD 400.00 5 MORE THAN | 0.10000 | -1053.6785 | 2245 | 1191.3215
results171.txt | <--------- BUS NAME --------> | MW-SENS | -1053.6785 | 2245 | 1191.3215
results171.txt | 6647 MOSKOG 400.00 | -0.1751 | -1053.6785 | 2245 | 1191.3215
results171.txt | 6648 HOYANGER 400.00 | -0.1812 | -1053.6785 | 2245 | 1191.3215
results171.txt | 6650 HOVE 400.00 | -0.1258 | -1053.6785 | 2245 | 1191.3215
results171.txt | 6657 JOSTEDAL 400.00 | -0.1967 | -1053.6785 | 2245 | 1191.3215
results171.txt | 6658 LEIRDOLA 400.00 | -0.1969 | -1053.6785 | 2245 | 1191.3215
results171.txt | 6659 ÅROY 400.00 | -0.1988 | -1053.6785 | 2245 | 1191.3215
results171.txt | 6661 FARDAL400 400.00 | -0.1989 | -1053.6785 | 2245 | 1191.3215
results171.txt | 6660 FARDAL300 400.00 | -0.1989 | -1053.6785 | 2245 | 1191.3215
results171.txt | 6663 AURLAND400 400.00 | -0.3028 | -1053.6785 | 2245 | 1191.3215
results171.txt | 6662 AURLAND200 400.00 | -0.3028 | -1053.6785 | 2245 | 1191.3215
results171.txt | 6664 AURLAND2 400.00 | -0.3028 | -1053.6785 | 2245 | 1191.3215
results171.txt | 6665 AURLAND3 400.00 | -0.2730 | -1053.6785 | 2245 | 1191.3215
results171.txt | 6666 SKAGEN-FOTUN400.00 | -0.1959 | -1053.6785 | 2245 | 1191.3215
results171.txt | 6667 BORGUND 301.00 | -0.1087 | -1053.6785 | 2245 | 1191.3215
results171.txt | 6668 ELDFJORD 400.00 | 0.3113 | -1053.6785 | 2245 | 1191.3215
results171.txt | 6669 HOL1 400.00 | -0.1799 | -1053.6785 | 2245 | 1191.3215
results171.txt | 6670 HOL3 400.00 | -0.1398 | -1053.6785 | 2245 | 1191.3215
results171.txt | 6671 HEMSIL1 301.00 | -0.1088 | -1053.6785 | 2245 | 1191.3215
results171.txt | 6673 USTA400 400.00 | -0.1399 | -1053.6785 | 2245 | 1191.3215
results171.txt | 6672 USTA300 400.00 | -0.1399 | -1053.6785 | 2245 | 1191.3215
results171.txt | 6714 HEMSIL2 400.00 | -0.1092 | -1053.6785 | 2245 | 1191.3215
results171.txt | 6715 NESBYEN 400.00 | -0.1022 | -1053.6785 | 2245 | 1191.3215
results171.txt | 6855 FRAERNA 400.00 | -0.1029 | -1053.6785 | 2245 | 1191.3215
results171.txt | 6856 ORSKOG 400.00 | -0.1214 | -1053.6785 | 2245 | 1191.3215
results171.txt | 6857 ORSTA 400.00 | -0.1341 | -1053.6785 | 2245 | 1191.3215
results171.txt | 6858 ISTAD 400.00 | -0.1029 | -1053.6785 | 2245 | 1191.3215
results171.txt | 6860 GRYTTEN 400.00 | -0.1071 | -1053.6785 | 2245 | 1191.3215
results171.txt | 9008 SYLKKYVELN 400.00 | -0.1270 | -1053.6785 | 2245 | 1191.3215
results171.txt | 9009 ALFOTEN 400.00 | -0.1528 | -1053.6785 | 2245 | 1191.3215
results171.txt | 9015 HEMSIL300 301.00 | -0.1092 | -1053.6785 | 2245 | 1191.3215
results172.txt | PTI INTERACTIVE POWER SYSTEM SIMULATOR--PSS(R)E MON, MAY 29 2023 | 16:32 | -1036.3848 | 2245 | 1208.6152
results172.txt | SENSITIVITY FACTORS ARE CALCULATED WITH AC | NETWORK | -1036.3848 | 2245 | 1208.6152
results172.txt | SUBSYSTEM 'RESERV' IS USED FOR OPPOSING SYSTEM FOR MW POWER | DISPATCH | -1036.3848 | 2245 | 1208.6152
results172.txt | SENSITIVITY FACTORS OF BRANCH FLOW (MVA) ON 6712 OVREVINSTRA 400.00 TO 6718 FÅBERG 400.00 1 MORE THAN | 0.10000 | -1036.3848 | 2245 | 1208.6152
results172.txt | <--------- BUS NAME --------> | MW-SENS | -1036.3848 | 2245 | 1208.6152
results172.txt | 6365 KRISTIANSAND400.00 | 0.1011 | -1036.3848 | 2245 | 1208.6152
results172.txt | 6373 ARENDAL400 400.00 | 0.1032 | -1036.3848 | 2245 | 1208.6152
results172.txt | 6372 ARENDAL300 400.00 | 0.1032 | -1036.3848 | 2245 | 1208.6152
results172.txt | 6626 MINNE 400.00 | 0.1888 | -1036.3848 | 2245 | 1208.6152
results172.txt | 6667 BORGUND 301.00 | 0.1100 | -1036.3848 | 2245 | 1208.6152
results172.txt | 6671 HEMSIL1 301.00 | 0.1104 | -1036.3848 | 2245 | 1208.6152
results172.txt | 6712 OVREVINSTRA 400.00 | -0.5774 | -1036.3848 | 2245 | 1208.6152
results172.txt | 6713 NEDREVINSTRA400.00 | 0.2827 | -1036.3848 | 2245 | 1208.6152
results172.txt | 6714 HEMSIL2 400.00 | 0.1114 | -1036.3848 | 2245 | 1208.6152
results172.txt | 6715 NESBYEN 400.00 | 0.1148 | -1036.3848 | 2245 | 1208.6152
results172.txt | 6716 DAGALI 400.00 | 0.1012 | -1036.3848 | 2245 | 1208.6152
results172.txt | 6717 NEDREVINSTRA400.00 | 0.2826 | -1036.3848 | 2245 | 1208.6152
results172.txt | 6718 FÅBERG 400.00 | 0.2850 | -1036.3848 | 2245 | 1208.6152
results172.txt | 6719 ÅDAL 400.00 | 0.1205 | -1036.3848 | 2245 | 1208.6152
results172.txt | 6720 VARDAL 400.00 | 0.2418 | -1036.3848 | 2245 | 1208.6152
results172.txt | 6721 VANG 400.00 | 0.2345 | -1036.3848 | 2245 | 1208.6152
results172.txt | 6722 VEMORK 400.00 | 0.1021 | -1036.3848 | 2245 | 1208.6152
results172.txt | 6723 SÅHEIM 400.00 | 0.1060 | -1036.3848 | 2245 | 1208.6152
results172.txt | 6724 NORE 400.00 | 0.1062 | -1036.3848 | 2245 | 1208.6152
results172.txt | 6725 SUNDSBARM 400.00 | 0.1047 | -1036.3848 | 2245 | 1208.6152
results172.txt | 6727 ROD400 400.00 | 0.1058 | -1036.3848 | 2245 | 1208.6152
results172.txt | 6726 ROD300 400.00 | 0.1058 | -1036.3848 | 2245 | 1208.6152
results172.txt | 6728 GRENLAND 400.00 | 0.1062 | -1036.3848 | 2245 | 1208.6152
results172.txt | 6730 BAMBLE400 400.00 | 0.1058 | -1036.3848 | 2245 | 1208.6152
results172.txt | 6729 BAMBLE300 400.00 | 0.1058 | -1036.3848 | 2245 | 1208.6152
results172.txt | 6731 RINGERIKE 400.00 | 0.1190 | -1036.3848 | 2245 | 1208.6152
results172.txt | 6732 FLESAKER 400.00 | 0.1113 | -1036.3848 | 2245 | 1208.6152
results172.txt | 6734 SYLLING400 400.00 | 0.1232 | -1036.3848 | 2245 | 1208.6152
results172.txt | 6733 SYLLING300 400.00 | 0.1235 | -1036.3848 | 2245 | 1208.6152
results172.txt | 6736 OSLA400 400.00 | 0.1382 | -1036.3848 | 2245 | 1208.6152
results172.txt | 6735 OSLO300 400.00 | 0.1385 | -1036.3848 | 2245 | 1208.6152
results172.txt | 6737 FOLLO 400.00 | 0.1234 | -1036.3848 | 2245 | 1208.6152
results172.txt | 6738 TVEITEN 400.00 | 0.1091 | -1036.3848 | 2245 | 1208.6152
results172.txt | 6740 TEGNEBY400 400.00 | 0.1101 | -1036.3848 | 2245 | 1208.6152
results172.txt | 6739 TEGNEBY300 400.00 | 0.1100 | -1036.3848 | 2245 | 1208.6152
results172.txt | 6742 HASLE400 400.00 | 0.1029 | -1036.3848 | 2245 | 1208.6152
results172.txt | 6741 HASLE300 400.00 | 0.1031 | -1036.3848 | 2245 | 1208.6152
results172.txt | 6812 OGNDAL 400.00 | -0.1938 | -1036.3848 | 2245 | 1208.6152
results172.txt | 6814 VERDAL400 400.00 | -0.1956 | -1036.3848 | 2245 | 1208.6152
results172.txt | 6813 VERDAL300 400.00 | -0.1956 | -1036.3848 | 2245 | 1208.6152
results172.txt | 6872 AURA2300 400.00 | -0.2794 | -1036.3848 | 2245 | 1208.6152
results172.txt | 6855 FRAERNA 400.00 | -0.2610 | -1036.3848 | 2245 | 1208.6152
results172.txt | 6856 ORSKOG 400.00 | -0.2010 | -1036.3848 | 2245 | 1208.6152
results172.txt | 6857 ORSTA 400.00 | -0.1592 | -1036.3848 | 2245 | 1208.6152
results172.txt | 6858 ISTAD 400.00 | -0.2610 | -1036.3848 | 2245 | 1208.6152
results172.txt | 6859 AURA1 400.00 | -0.2734 | -1036.3848 | 2245 | 1208.6152
results172.txt | 6860 GRYTTEN 400.00 | -0.2463 | -1036.3848 | 2245 | 1208.6152
results172.txt | 6861 SNILLDAL 400.00 | -0.2488 | -1036.3848 | 2245 | 1208.6152
results172.txt | 6862 SURNA 400.00 | -0.2586 | -1036.3848 | 2245 | 1208.6152
results172.txt | 6863 HOFSTAD 400.00 | -0.2145 | -1036.3848 | 2245 | 1208.6152
results172.txt | 6864 ÅFJORD 400.00 | -0.2313 | -1036.3848 | 2245 | 1208.6152
results172.txt | 6866 ORKDAL400 400.00 | -0.2239 | -1036.3848 | 2245 | 1208.6152
results172.txt | 6865 ORKDAL300 400.00 | -0.2238 | -1036.3848 | 2245 | 1208.6152
results172.txt | 6867 STRINDA 400.00 | -0.2000 | -1036.3848 | 2245 | 1208.6152
results172.txt | 6869 KLAEBU400 400.00 | -0.2005 | -1036.3848 | 2245 | 1208.6152
results172.txt | 6868 KLAEBU300 400.00 | -0.2005 | -1036.3848 | 2245 | 1208.6152
results172.txt | 6871 EIDUM400 400.00 | -0.1990 | -1036.3848 | 2245 | 1208.6152
results172.txt | 6870 EIDUM300 400.00 | -0.1990 | -1036.3848 | 2245 | 1208.6152
results172.txt | 6874 VÅGÅMO 400.00 | -0.4791 | -1036.3848 | 2245 | 1208.6152
results172.txt | 6875 RENDALEN 301.00 | 0.2402 | -1036.3848 | 2245 | 1208.6152
results172.txt | 6936 NEDRERÖS400 400.00 | -0.1472 | -1036.3848 | 2245 | 1208.6152
results172.txt | 6935 NEDRERÖS300 400.00 | -0.1473 | -1036.3848 | 2245 | 1208.6152
results172.txt | 6934 NEDRERÖS220 220.00 | -0.1262 | -1036.3848 | 2245 | 1208.6152
results172.txt | 6937 MARKA 400.00 | -0.1543 | -1036.3848 | 2245 | 1208.6152
results172.txt | 6938 NAMSOS 400.00 | -0.1894 | -1036.3848 | 2245 | 1208.6152
results172.txt | 6939 KOLSVIK 400.00 | -0.1689 | -1036.3848 | 2245 | 1208.6152
results172.txt | 6940 NAMSKOGEN 400.00 | -0.1691 | -1036.3848 | 2245 | 1208.6152
results172.txt | 6942 TUNNSJO400 400.00 | -0.1747 | -1036.3848 | 2245 | 1208.6152
results172.txt | 6941 TUNNSJO300 400.00 | -0.1747 | -1036.3848 | 2245 | 1208.6152
results172.txt | 6944 RANA 400.00 | -0.1428 | -1036.3848 | 2245 | 1208.6152
results172.txt | 7006 SVARTISEN 400.00 | -0.1343 | -1036.3848 | 2245 | 1208.6152
results172.txt | 7007 KOBBELV 400.00 | -0.1100 | -1036.3848 | 2245 | 1208.6152
results172.txt | 7008 SALTEN 400.00 | -0.1157 | -1036.3848 | 2245 | 1208.6152
results172.txt | 7061 NEA 400.00 | -0.1428 | -1036.3848 | 2245 | 1208.6152
results172.txt | 9006 TROFORS 400.00 | -0.1588 | -1036.3848 | 2245 | 1208.6152
results172.txt | 9007 TJELDBERGO 400.00 | -0.2539 | -1036.3848 | 2245 | 1208.6152
results172.txt | 9008 SYLKKYVELN 400.00 | -0.1828 | -1036.3848 | 2245 | 1208.6152
results172.txt | 9012 BAMBLE 400.00 | 0.1064 | -1036.3848 | 2245 | 1208.6152
results172.txt | 9013 HOF 400.00 | 0.1104 | -1036.3848 | 2245 | 1208.6152
results172.txt | 9015 HEMSIL300 301.00 | 0.1114 | -1036.3848 | 2245 | 1208.6152
results172.txt | 9016 FÅBER300 301.00 | 0.2438 | -1036.3848 | 2245 | 1208.6152
results172.txt | 9017 OSLO301 301.00 | 0.1551 | -1036.3848 | 2245 | 1208.6152
results172.txt | 9018 TEGNEBY 301.00 | 0.1346 | -1036.3848 | 2245 | 1208.6152
results173.txt | PTI INTERACTIVE POWER SYSTEM SIMULATOR--PSS(R)E MON, MAY 29 2023 | 16:32 | -359.5151 | 1571.5 | 1211.9849
results173.txt | SENSITIVITY FACTORS ARE CALCULATED WITH AC | NETWORK | -359.5151 | 1571.5 | 1211.9849
results173.txt | SUBSYSTEM 'RESERV' IS USED FOR OPPOSING SYSTEM FOR MW POWER | DISPATCH | -359.5151 | 1571.5 | 1211.9849
results173.txt | SENSITIVITY FACTORS OF BRANCH FLOW (MVA) ON 6753 KÅRSTO 400.00 TO 8611 JOINT 400.00 2 MORE THAN | 0.10000 | -359.5151 | 1571.5 | 1211.9849
results173.txt | <--------- BUS NAME --------> | MW-SENS | -359.5151 | 1571.5 | 1211.9849
results173.txt | 6753 KÅRSTO 400.00 | -1.0074 | -359.5151 | 1571.5 | 1211.9849
results174.txt | PTI INTERACTIVE POWER SYSTEM SIMULATOR--PSS(R)E MON, MAY 29 2023 | 16:32 | 352.4198 | 1571.5 | 1219.0802
results174.txt | SENSITIVITY FACTORS ARE CALCULATED WITH AC | NETWORK | 352.4198 | 1571.5 | 1219.0802
results174.txt | SUBSYSTEM 'RESERV' IS USED FOR OPPOSING SYSTEM FOR MW POWER | DISPATCH | 352.4198 | 1571.5 | 1219.0802
results174.txt | SENSITIVITY FACTORS OF BRANCH FLOW (MVA) ON 6750 HÅVIK 400.00 TO 8611 JOINT 400.00 1 MORE THAN | 0.10000 | 352.4198 | 1571.5 | 1219.0802
results174.txt | <--------- BUS NAME --------> | MW-SENS | 352.4198 | 1571.5 | 1219.0802
results174.txt | 6753 KÅRSTO 400.00 | -1.0074 | 352.4198 | 1571.5 | 1219.0802
results174.txt | 8611 JOINT 400.00 | -1.0071 | 352.4198 | 1571.5 | 1219.0802
results175.txt | PTI INTERACTIVE POWER SYSTEM SIMULATOR--PSS(R)E MON, MAY 29 2023 | 16:32 | 1027.9639 | 2245 | 1223.6314
results175.txt | SENSITIVITY FACTORS ARE CALCULATED WITH AC | NETWORK | 1027.9639 | 2245 | 1223.6314
results175.txt | SUBSYSTEM 'RESERV' IS USED FOR OPPOSING SYSTEM FOR MW POWER | DISPATCH | 1027.9639 | 2245 | 1223.6314
results175.txt | SENSITIVITY FACTORS OF BRANCH FLOW (MVA) ON 6926 GRUNDFORS400400.00 TO 7002 PORJUS 400.00 5 MORE THAN | 0.10000 | 1027.9639 | 2245 | 1223.6314
results175.txt | <--------- BUS NAME --------> | MW-SENS | 1027.9639 | 2245 | 1223.6314
results175.txt | 5624 HERSLEV 400.00 | 0.1317 | 1027.9639 | 2245 | 1223.6314
results175.txt | 5642 HOVEGARD 400.00 | 0.1314 | 1027.9639 | 2245 | 1223.6314
results175.txt | 5646 BJAEVERSKOV4400.00 | 0.1312 | 1027.9639 | 2245 | 1223.6314
results175.txt | 5645 BJAEVERSKOV2220.00 | 0.1307 | 1027.9639 | 2245 | 1223.6314
results175.txt | 5657 ISHOJ400 400.00 | 0.1313 | 1027.9639 | 2245 | 1223.6314
results175.txt | 5656 ISHOJ220 220.00 | 0.1318 | 1027.9639 | 2245 | 1223.6314
results175.txt | 5660 AVEDOREVERK 400.00 | 0.1315 | 1027.9639 | 2245 | 1223.6314
results175.txt | 5662 ORSTEDSVERKE400.00 | 0.1318 | 1027.9639 | 2245 | 1223.6314
results175.txt | 5671 SEGE 400.00 | 0.1271 | 1027.9639 | 2245 | 1223.6314
results175.txt | 5672 ARRIE 400.00 | 0.1271 | 1027.9639 | 2245 | 1223.6314
results175.txt | 5673 KRUSEBERG 400.00 | 0.1270 | 1027.9639 | 2245 | 1223.6314
results175.txt | 5676 WIND FARM 220.00 | 0.1264 | 1027.9639 | 2245 | 1223.6314
results175.txt | 5845 ASNAESVERK 400.00 | 0.1315 | 1027.9639 | 2245 | 1223.6314
results175.txt | 6309 STENKULLEN 400.00 | 0.1007 | 1027.9639 | 2245 | 1223.6314
results175.txt | 6311 LINDOME 400.00 | 0.1031 | 1027.9639 | 2245 | 1223.6314
results175.txt | 6312 RINGHALS 400.00 | 0.1044 | 1027.9639 | 2245 | 1223.6314
results175.txt | 6313 STROMMA 400.00 | 0.1043 | 1027.9639 | 2245 | 1223.6314
results175.txt | 6314 TIMMERSDALA 400.00 | 0.1138 | 1027.9639 | 2245 | 1223.6314
results175.txt | 6315 HORRED 400.00 | 0.1080 | 1027.9639 | 2245 | 1223.6314
results175.txt | 6316 UDDEBO 400.00 | 0.1133 | 1027.9639 | 2245 | 1223.6314
results175.txt | 6319 KYNDBYVERKER400.00 | 0.1312 | 1027.9639 | 2245 | 1223.6314
results175.txt | 6324 GORLOSEGARD 400.00 | 0.1302 | 1027.9639 | 2245 | 1223.6314
results175.txt | 6330 GELNTEGARD2 400.00 | 0.1326 | 1027.9639 | 2245 | 1223.6314
results175.txt | 6334 GLENTEGARD 400.00 | 0.1329 | 1027.9639 | 2245 | 1223.6314
results175.txt | 6335 SODERASEN 400.00 | 0.1270 | 1027.9639 | 2245 | 1223.6314
results175.txt | 6337 BARSEBACK 400.00 | 0.1272 | 1027.9639 | 2245 | 1223.6314
results175.txt | 6338 HURVA 400.00 | 0.1278 | 1027.9639 | 2245 | 1223.6314
results175.txt | 6340 MOHOLM 220.00 | 0.1338 | 1027.9639 | 2245 | 1223.6314
results175.txt | 6341 KOLSTAD 400.00 | 0.1234 | 1027.9639 | 2245 | 1223.6314
results175.txt | 6342 TENHULT 400.00 | 0.1211 | 1027.9639 | 2245 | 1223.6314
results175.txt | 6343 BARKERYD 400.00 | 0.1235 | 1027.9639 | 2245 | 1223.6314
results175.txt | 6345 GLAN 400.00 | 0.1191 | 1027.9639 | 2245 | 1223.6314
results175.txt | 6346 KIMSTAD 400.00 | 0.1206 | 1027.9639 | 2245 | 1223.6314
results175.txt | 6348 OSKARSHAMN 400.00 | 0.1240 | 1027.9639 | 2245 | 1223.6314
results175.txt | 6349 ALVESTA 400.00 | 0.1267 | 1027.9639 | 2245 | 1223.6314
results175.txt | 6350 HEMSJO 400.00 | 0.1286 | 1027.9639 | 2245 | 1223.6314
results175.txt | 6351 KARLSHAMN 400.00 | 0.1285 | 1027.9639 | 2245 | 1223.6314
results175.txt | 6354 NYBRO 400.00 | 0.1290 | 1027.9639 | 2245 | 1223.6314
results175.txt | 6571 VISULAHTI 400.00 | -0.1223 | 1027.9639 | 2245 | 1223.6314
results175.txt | 6545 HUITTINEN 400.00 | -0.1240 | 1027.9639 | 2245 | 1223.6314
results175.txt | 6572 KYMI 400.00 | -0.1231 | 1027.9639 | 2245 | 1223.6314
results175.txt | 6546 SALO 400.00 | -0.1238 | 1027.9639 | 2245 | 1223.6314
results175.txt | 6547 FORSSA 400.00 | -0.1238 | 1027.9639 | 2245 | 1223.6314
results175.txt | 6548 KANGASALA 400.00 | -0.1234 | 1027.9639 | 2245 | 1223.6314
results175.txt | 6549 LAVIANVOURI 400.00 | -0.1233 | 1027.9639 | 2245 | 1223.6314
results175.txt | 6550 KOPULA 400.00 | -0.1232 | 1027.9639 | 2245 | 1223.6314
results175.txt | 6551 HIKIÄ 400.00 | -0.1233 | 1027.9639 | 2245 | 1223.6314
results175.txt | 6552 TAMMISTO 400.00 | -0.1236 | 1027.9639 | 2245 | 1223.6314
results175.txt | 6553 NURMIJÄRVI 400.00 | -0.1233 | 1027.9639 | 2245 | 1223.6314
results175.txt | 6554 LÄNSISALMI 400.00 | -0.1235 | 1027.9639 | 2245 | 1223.6314
results175.txt | 6555 INKOO 400.00 | -0.1236 | 1027.9639 | 2245 | 1223.6314
results175.txt | 6556 ESPOO 400.00 | -0.1235 | 1027.9639 | 2245 | 1223.6314
results175.txt | 6567 ANTTILA 400.00 | -0.1234 | 1027.9639 | 2245 | 1223.6314
results175.txt | 6569 KORIA 400.00 | -0.1231 | 1027.9639 | 2245 | 1223.6314
results175.txt | 6570 LOVIISA 400.00 | -0.1237 | 1027.9639 | 2245 | 1223.6314
results175.txt | 6573 YLLIKKÄLÄ 400.00 | -0.1225 | 1027.9639 | 2245 | 1223.6314
results175.txt | 6580 SODERALA 220.00 | 0.1074 | 1027.9639 | 2245 | 1223.6314
results175.txt | 6583 STACKBO400 400.00 | 0.1002 | 1027.9639 | 2245 | 1223.6314
results175.txt | 6582 STACKBO220 220.00 | 0.1013 | 1027.9639 | 2245 | 1223.6314
results175.txt | 6584 VALBO 220.00 | 0.1025 | 1027.9639 | 2245 | 1223.6314
results175.txt | 6585 FINNBOLEHVDC400.00 | 0.1008 | 1027.9639 | 2245 | 1223.6314
results175.txt | 6586 FINNBOLEHVDC400.00 | 0.1014 | 1027.9639 | 2245 | 1223.6314
results175.txt | 6588 UNTRA 220.00 | 0.1041 | 1027.9639 | 2245 | 1223.6314
results175.txt | 6592 STARFORS 220.00 | 0.1114 | 1027.9639 | 2245 | 1223.6314
results175.txt | 6594 HAMRA400 400.00 | 0.1059 | 1027.9639 | 2245 | 1223.6314
results175.txt | 6593 HAMRA220 220.00 | 0.1050 | 1027.9639 | 2245 | 1223.6314
results175.txt | 6595 BREDAKER 220.00 | 0.1068 | 1027.9639 | 2245 | 1223.6314
results175.txt | 6597 TUNA400 400.00 | 0.1031 | 1027.9639 | 2245 | 1223.6314
results175.txt | 6596 TUNA220 220.00 | 0.1066 | 1027.9639 | 2245 | 1223.6314
results175.txt | 6598 BOLANDERNA 220.00 | 0.1094 | 1027.9639 | 2245 | 1223.6314
results175.txt | 6599 PLENNINGE 220.00 | 0.1087 | 1027.9639 | 2245 | 1223.6314
results175.txt | 6600 AKER 400.00 | 0.1120 | 1027.9639 | 2245 | 1223.6314
results175.txt | 6602 KOLBOTTEN400400.00 | 0.1058 | 1027.9639 | 2245 | 1223.6314
results175.txt | 6601 KOLBOTTEN220220.00 | 0.1051 | 1027.9639 | 2245 | 1223.6314
results175.txt | 6603 ODENSALA 400.00 | 0.1031 | 1027.9639 | 2245 | 1223.6314
results175.txt | 6605 STOCKHOLM400400.00 | 0.1035 | 1027.9639 | 2245 | 1223.6314
results175.txt | 6604 STOCKHOLM220220.00 | 0.1046 | 1027.9639 | 2245 | 1223.6314
results175.txt | 6606 HALL 400.00 | 0.1067 | 1027.9639 | 2245 | 1223.6314
results175.txt | 6608 EKUDDEN400 400.00 | 0.1066 | 1027.9639 | 2245 | 1223.6314
results175.txt | 6607 EKUDDEN220 220.00 | 0.1045 | 1027.9639 | 2245 | 1223.6314
results175.txt | 6609 SOLBERGA 220.00 | 0.1046 | 1027.9639 | 2245 | 1223.6314
results175.txt | 6610 GRASKA 220.00 | 0.1093 | 1027.9639 | 2245 | 1223.6314
results175.txt | 6611 HALLSTAVIK 220.00 | 0.1092 | 1027.9639 | 2245 | 1223.6314
results175.txt | 6613 MALSTA 220.00 | 0.1104 | 1027.9639 | 2245 | 1223.6314
results175.txt | 6614 VALLENTUNA 220.00 | 0.1064 | 1027.9639 | 2245 | 1223.6314
results175.txt | 6615 TAHKOLUOTO 400.00 | -0.1245 | 1027.9639 | 2245 | 1223.6314
results175.txt | 6617 OLKILUOTO 400.00 | -0.1246 | 1027.9639 | 2245 | 1223.6314
results175.txt | 6618 RAUMA 400.00 | -0.1246 | 1027.9639 | 2245 | 1223.6314
results175.txt | 6619 ULVILA 400.00 | -0.1242 | 1027.9639 | 2245 | 1223.6314
results175.txt | 6621 LIETO 400.00 | -0.1240 | 1027.9639 | 2245 | 1223.6314
results175.txt | 6631 BASNA 400.00 | 0.1173 | 1027.9639 | 2245 | 1223.6314
results175.txt | 6632 REPBACKEN 400.00 | 0.1172 | 1027.9639 | 2245 | 1223.6314
results175.txt | 6633 DÖNJE 220.00 | 0.1109 | 1027.9639 | 2245 | 1223.6314
results175.txt | 6634 OCKELBO 220.00 | 0.1081 | 1027.9639 | 2245 | 1223.6314
results175.txt | 6635 HOFORS 220.00 | 0.1079 | 1027.9639 | 2245 | 1223.6314
results175.txt | 6636 HORNDAL 220.00 | 0.1060 | 1027.9639 | 2245 | 1223.6314
results175.txt | 6637 MORGARDSH 400.00 | 0.1218 | 1027.9639 | 2245 | 1223.6314
results175.txt | 6639 LINDBACKA400400.00 | 0.1210 | 1027.9639 | 2245 | 1223.6314
results175.txt | 6638 LINDBACKA220220.00 | 0.1166 | 1027.9639 | 2245 | 1223.6314
results175.txt | 6641 HALLSBERG400400.00 | 0.1207 | 1027.9639 | 2245 | 1223.6314
results175.txt | 6640 HALLSBERG220220.00 | 0.1207 | 1027.9639 | 2245 | 1223.6314
results175.txt | 6642 OSTANSJO 400.00 | 0.1213 | 1027.9639 | 2245 | 1223.6314
results175.txt | 6643 FINNSLATTEN 220.00 | 0.1105 | 1027.9639 | 2245 | 1223.6314
results175.txt | 6644 HIMMETA 220.00 | 0.1147 | 1027.9639 | 2245 | 1223.6314
results175.txt | 6645 AROSVERKET 220.00 | 0.1147 | 1027.9639 | 2245 | 1223.6314
results175.txt | 6646 HEDENLUNDA 400.00 | 0.1151 | 1027.9639 | 2245 | 1223.6314
results175.txt | 6778 HIRVISUO 400.00 | -0.1230 | 1027.9639 | 2245 | 1223.6314
results175.txt | 6779 UUSNIVALA 400.00 | -0.1222 | 1027.9639 | 2245 | 1223.6314
results175.txt | 6780 ALAJÄRVI 400.00 | -0.1227 | 1027.9639 | 2245 | 1223.6314
results175.txt | 6781 SEINÄJOKI 400.00 | -0.1233 | 1027.9639 | 2245 | 1223.6314
results175.txt | 6783 PETÄJÄV400 400.00 | -0.1229 | 1027.9639 | 2245 | 1223.6314
results175.txt | 6782 PETÄJÄV220 220.00 | -0.1229 | 1027.9639 | 2245 | 1223.6314
results175.txt | 6784 JÄMSÄ 220.00 | -0.1226 | 1027.9639 | 2245 | 1223.6314
results175.txt | 6785 TOIVILA 400.00 | -0.1231 | 1027.9639 | 2245 | 1223.6314
results175.txt | 6786 HAAPAVESI 220.00 | -0.1235 | 1027.9639 | 2245 | 1223.6314
results175.txt | 6787 VUOLIJOKI 400.00 | -0.1222 | 1027.9639 | 2245 | 1223.6314
results175.txt | 6788 ALAPITKÄ 400.00 | -0.1222 | 1027.9639 | 2245 | 1223.6314
results175.txt | 6789 VIHTAVUORI 400.00 | -0.1225 | 1027.9639 | 2245 | 1223.6314
results175.txt | 6790 HUUTOKOSKI 400.00 | -0.1222 | 1027.9639 | 2245 | 1223.6314
results175.txt | 6791 TRATTBERGET 220.00 | 0.1072 | 1027.9639 | 2245 | 1223.6314
results175.txt | 6792 HÄLLBY 220.00 | 0.1072 | 1027.9639 | 2245 | 1223.6314
results175.txt | 6793 DEGERFORSEN 220.00 | 0.1118 | 1027.9639 | 2245 | 1223.6314
results175.txt | 6794 GUSELE 220.00 | 0.1079 | 1027.9639 | 2245 | 1223.6314
results175.txt | 6795 BETÅSEN220 220.00 | 0.1056 | 1027.9639 | 2245 | 1223.6314
results175.txt | 6797 NÄMFORSEN 220.00 | 0.1014 | 1027.9639 | 2245 | 1223.6314
results175.txt | 6798 MOFORSEN 220.00 | 0.1010 | 1027.9639 | 2245 | 1223.6314
results175.txt | 6810 TUOVILA 400.00 | -0.1236 | 1027.9639 | 2245 | 1223.6314
results175.txt | 6811 KRSITINESTAD400.00 | -0.1240 | 1027.9639 | 2245 | 1223.6314
results175.txt | 6826 KATTSTRUPEF 220.00 | 0.1018 | 1027.9639 | 2245 | 1223.6314
results175.txt | 6828 MIDSKOG400 400.00 | 0.1141 | 1027.9639 | 2245 | 1223.6314
results175.txt | 6827 MIDSKOG220 220.00 | 0.1080 | 1027.9639 | 2245 | 1223.6314
results175.txt | 6829 HAVSNÄS 220.00 | 0.1076 | 1027.9639 | 2245 | 1223.6314
results175.txt | 6830 STORFINNSF 400.00 | 0.1358 | 1027.9639 | 2245 | 1223.6314
results175.txt | 6832 LÅNGBJÖRN400400.00 | 0.1175 | 1027.9639 | 2245 | 1223.6314
results175.txt | 6831 LÅNGBJÖRN220220.00 | 0.1134 | 1027.9639 | 2245 | 1223.6314
results175.txt | 6833 LASELE 220.00 | 0.1043 | 1027.9639 | 2245 | 1223.6314
results175.txt | 6834 STUGUN 220.00 | 0.1028 | 1027.9639 | 2245 | 1223.6314
results175.txt | 6835 NÄVEREDE 220.00 | 0.1050 | 1027.9639 | 2245 | 1223.6314
results175.txt | 6838 RAMSELE 400.00 | 0.1318 | 1027.9639 | 2245 | 1223.6314
results175.txt | 6839 KILFORSEN 400.00 | 0.1086 | 1027.9639 | 2245 | 1223.6314
results175.txt | 6843 RATANSKV400 400.00 | 0.1026 | 1027.9639 | 2245 | 1223.6314
results175.txt | 6844 RATAN 400.00 | 0.1040 | 1027.9639 | 2245 | 1223.6314
results175.txt | 6847 BRACKE 220.00 | 0.1010 | 1027.9639 | 2245 | 1223.6314
results175.txt | 6850 MORTTJARNB 220.00 | 0.1009 | 1027.9639 | 2245 | 1223.6314
results175.txt | 6854 LJUSDAL 220.00 | 0.1158 | 1027.9639 | 2245 | 1223.6314
results175.txt | 6903 SEITENOIKEA 220.00 | -0.1245 | 1027.9639 | 2245 | 1223.6314
results175.txt | 6907 DJUPTJÄRN 400.00 | -0.1119 | 1027.9639 | 2245 | 1223.6314
results175.txt | 6908 KEMINMAA 220.00 | -0.1226 | 1027.9639 | 2245 | 1223.6314
results175.txt | 6909 ISOHAARA 400.00 | -0.1188 | 1027.9639 | 2245 | 1223.6314
results175.txt | 6910 SUBSTATION 400.00 | -0.1188 | 1027.9639 | 2245 | 1223.6314
results175.txt | 6911 JYLKKÄ 400.00 | -0.1227 | 1027.9639 | 2245 | 1223.6314
results175.txt | 6912 VALAJASKO 220.00 | -0.1222 | 1027.9639 | 2245 | 1223.6314
results175.txt | 6913 VANTTAUSKOSK220.00 | -0.1223 | 1027.9639 | 2245 | 1223.6314
results175.txt | 6915 PIRITTIK400 400.00 | -0.1222 | 1027.9639 | 2245 | 1223.6314
results175.txt | 6914 PIRITTK220 220.00 | -0.1222 | 1027.9639 | 2245 | 1223.6314
results175.txt | 6916 SEITAKORVA 220.00 | -0.1224 | 1027.9639 | 2245 | 1223.6314
results175.txt | 6917 ISOKANGAS 400.00 | -0.1225 | 1027.9639 | 2245 | 1223.6314
results175.txt | 6918 PIKKARALA 400.00 | -0.1223 | 1027.9639 | 2245 | 1223.6314
results175.txt | 6920 PYHÄNSEL400 400.00 | -0.1225 | 1027.9639 | 2245 | 1223.6314
results175.txt | 6919 PYHÄNSEL220 220.00 | -0.1225 | 1027.9639 | 2245 | 1223.6314
results175.txt | 6921 PYHÄKOSI 220.00 | -0.1232 | 1027.9639 | 2245 | 1223.6314
results175.txt | 6922 UTANEN 220.00 | -0.1236 | 1027.9639 | 2245 | 1223.6314
results175.txt | 6923 NUOJA 220.00 | -0.1239 | 1027.9639 | 2245 | 1223.6314
results175.txt | 6924 JUKTAN/BLAIK400.00 | 0.3550 | 1027.9639 | 2245 | 1223.6314
results175.txt | 6926 GRUNDFORS400400.00 | 0.3557 | 1027.9639 | 2245 | 1223.6314
results175.txt | 6925 GRUNDFORS220220.00 | 0.3061 | 1027.9639 | 2245 | 1223.6314
results175.txt | 6927 STENKULLAFOR220.00 | 0.1054 | 1027.9639 | 2245 | 1223.6314
results175.txt | 6928 ÅSELE 220.00 | 0.1052 | 1027.9639 | 2245 | 1223.6314
results175.txt | 6930 LETSI 400.00 | -0.1325 | 1027.9639 | 2245 | 1223.6314
results175.txt | 6931 SVARTBYN 400.00 | -0.1081 | 1027.9639 | 2245 | 1223.6314
results175.txt | 6943 LINNVASSELV 220.00 | 0.1018 | 1027.9639 | 2245 | 1223.6314
results175.txt | 6945 GEJMÅN 220.00 | 0.1317 | 1027.9639 | 2245 | 1223.6314
results175.txt | 6946 AJAURE 220.00 | 0.1869 | 1027.9639 | 2245 | 1223.6314
results175.txt | 6947 GARDIKFORS 220.00 | 0.2249 | 1027.9639 | 2245 | 1223.6314
results175.txt | 6948 BLÅSJÖN 220.00 | 0.1022 | 1027.9639 | 2245 | 1223.6314
results175.txt | 6949 JUNSTERF 220.00 | 0.1026 | 1027.9639 | 2245 | 1223.6314
results175.txt | 6950 GÄDDEDE 220.00 | 0.1031 | 1027.9639 | 2245 | 1223.6314
results175.txt | 6951 KORSELBRÄNNA220.00 | 0.1021 | 1027.9639 | 2245 | 1223.6314
results175.txt | 6952 BÅGEDE 220.00 | 0.1049 | 1027.9639 | 2245 | 1223.6314
results175.txt | 6953 STALON 220.00 | 0.1004 | 1027.9639 | 2245 | 1223.6314
results175.txt | 6954 STORBÄCK 220.00 | 0.1017 | 1027.9639 | 2245 | 1223.6314
results175.txt | 6990 ISONIEMI 220.00 | -0.1200 | 1027.9639 | 2245 | 1223.6314
results175.txt | 6992 IVALO 220.00 | -0.1174 | 1027.9639 | 2245 | 1223.6314
results175.txt | 6993 KUOLAJÄRVI 220.00 | -0.1197 | 1027.9639 | 2245 | 1223.6314
results175.txt | 6994 VAJUKOSKI 220.00 | -0.1196 | 1027.9639 | 2245 | 1223.6314
results175.txt | 6995 KOKKOSNIVA 220.00 | -0.1202 | 1027.9639 | 2245 | 1223.6314
results175.txt | 7000 VITAS 400.00 | -0.1470 | 1027.9639 | 2245 | 1223.6314
results175.txt | 7001 SEITEVARE 400.00 | -0.1579 | 1027.9639 | 2245 | 1223.6314
results175.txt | 7002 PORJUS 400.00 | -0.2079 | 1027.9639 | 2245 | 1223.6314
results175.txt | 7003 HARSPÅNGET 400.00 | -0.1776 | 1027.9639 | 2245 | 1223.6314
results175.txt | 7004 LIGGA 400.00 | -0.1579 | 1027.9639 | 2245 | 1223.6314
results175.txt | 7005 MESSAURE 400.00 | -0.1418 | 1027.9639 | 2245 | 1223.6314
results175.txt | 7010 VARANGERBOT 220.00 | -0.1153 | 1027.9639 | 2245 | 1223.6314
results175.txt | 7018 UTSJOKI 220.00 | -0.1157 | 1027.9639 | 2245 | 1223.6314
results175.txt | 7054 OSSAUSKOSKI 220.00 | -0.1225 | 1027.9639 | 2245 | 1223.6314
results175.txt | 7056 PETÄJÄSKO 400.00 | -0.1222 | 1027.9639 | 2245 | 1223.6314
results175.txt | 7055 PETÄJÄSKO 220.00 | -0.1223 | 1027.9639 | 2245 | 1223.6314
results175.txt | 7062 RITSEM 400.00 | -0.1343 | 1027.9639 | 2245 | 1223.6314
results175.txt | 8426 JOINT 220.00 | 0.1017 | 1027.9639 | 2245 | 1223.6314
results175.txt | 8830 JOINT 220.00 | 0.1118 | 1027.9639 | 2245 | 1223.6314
results175.txt | 8424 JOINT 220.00 | 0.1031 | 1027.9639 | 2245 | 1223.6314
results175.txt | 8861 JOINT 400.00 | 0.1051 | 1027.9639 | 2245 | 1223.6314
results175.txt | 8579 JOINT 220.00 | -0.1235 | 1027.9639 | 2245 | 1223.6314
results175.txt | 8284 JOINT 220.00 | 0.1010 | 1027.9639 | 2245 | 1223.6314
results175.txt | 8817 JOINT 220.00 | 0.1056 | 1027.9639 | 2245 | 1223.6314
results175.txt | 7429 JOINT 220.00 | 0.1267 | 1027.9639 | 2245 | 1223.6314
results175.txt | 8526 JOINT 220.00 | 0.1027 | 1027.9639 | 2245 | 1223.6314
results175.txt | 8799 JOINT 220.00 | 0.1025 | 1027.9639 | 2245 | 1223.6314
results175.txt | 7140 JOINT 220.00 | -0.1157 | 1027.9639 | 2245 | 1223.6314
results175.txt | 7799 JOINT 220.00 | 0.1321 | 1027.9639 | 2245 | 1223.6314
results175.txt | 8643 JOINT 220.00 | 0.2251 | 1027.9639 | 2245 | 1223.6314
results175.txt | 8504 JOINT 220.00 | 0.1077 | 1027.9639 | 2245 | 1223.6314
results175.txt | 8682 JOINT 220.00 | 0.1029 | 1027.9639 | 2245 | 1223.6314
results175.txt | 8256 JOINT 400.00 | -0.1579 | 1027.9639 | 2245 | 1223.6314
results175.txt | 8845 JOINT 220.00 | 0.1137 | 1027.9639 | 2245 | 1223.6314
results175.txt | 8691 JOINT 220.00 | 0.1049 | 1027.9639 | 2245 | 1223.6314
results175.txt | 8812 JOINT 220.00 | 0.1031 | 1027.9639 | 2245 | 1223.6314
results175.txt | 8258 JOINT 220.00 | 0.1051 | 1027.9639 | 2245 | 1223.6314
results175.txt | 8723 JOINT 220.00 | 0.1017 | 1027.9639 | 2245 | 1223.6314
results175.txt | 1052 BREARED 400.00 | 0.1167 | 1027.9639 | 2245 | 1223.6314
results175.txt | 1053 HÄRADSBO 400.00 | 0.1179 | 1027.9639 | 2245 | 1223.6314
results175.txt | 9401 HAGESKRUV 400.00 | 0.1251 | 1027.9639 | 2245 | 1223.6314
results175.txt | 9403 TOVÅSEN 400.00 | 0.1143 | 1027.9639 | 2245 | 1223.6314
results175.txt | 9404 GÄDDTJÄRN 400.00 | 0.1137 | 1027.9639 | 2245 | 1223.6314
results175.txt | 9405 GRÖNVIKEN 400.00 | 0.1002 | 1027.9639 | 2245 | 1223.6314
results175.txt | 9406 TANDÖ 400.00 | 0.1016 | 1027.9639 | 2245 | 1223.6314
results175.txt | 9408 HÄLLBERGET 400.00 | -0.1289 | 1027.9639 | 2245 | 1223.6314
results175.txt | 9301 KEMIJÄRVI 220.00 | -0.1218 | 1027.9639 | 2245 | 1223.6314
results175.txt | 9302 KEMINMAA 400.00 | -0.1270 | 1027.9639 | 2245 | 1223.6314
results175.txt | 9304 LUMIJÄRVI 400.00 | -0.1227 | 1027.9639 | 2245 | 1223.6314
results175.txt | 9303 MUSALA 400.00 | -0.1234 | 1027.9639 | 2245 | 1223.6314
results175.txt | 9305 KÄRPPIÖN 400.00 | -0.1239 | 1027.9639 | 2245 | 1223.6314
results175.txt | 9306 HONKAJOEN 400.00 | -0.1240 | 1027.9639 | 2245 | 1223.6314
results175.txt | 9307 KONTIOLAHTI 400.00 | -0.1224 | 1027.9639 | 2245 | 1223.6314
results175.txt | 9308 ORIMATTILAN 400.00 | -0.1233 | 1027.9639 | 2245 | 1223.6314
results175.txt | 9309 NAANTALINSAL400.00 | -0.1240 | 1027.9639 | 2245 | 1223.6314
results175.txt | 9410 HORNDAL 400.00 | 0.1079 | 1027.9639 | 2245 | 1223.6314
results175.txt | 9411 MUNGA 400.00 | 0.1062 | 1027.9639 | 2245 | 1223.6314
results175.txt | 9412 FALLVIKEN 400.00 | 0.1081 | 1027.9639 | 2245 | 1223.6314
results176.txt | PTI INTERACTIVE POWER SYSTEM SIMULATOR--PSS(R)E MON, MAY 29 2023 | 16:32 | 343.1596 | 1571.5 | 1228.3404
results176.txt | SENSITIVITY FACTORS ARE CALCULATED WITH AC | NETWORK | 343.1596 | 1571.5 | 1228.3404
results176.txt | SUBSYSTEM 'RESERV' IS USED FOR OPPOSING SYSTEM FOR MW POWER | DISPATCH | 343.1596 | 1571.5 | 1228.3404
results176.txt | SENSITIVITY FACTORS OF BRANCH FLOW (MVA) ON 6713 NEDREVINSTRA400.00 TO 6718 FÅBERG 400.00 2 MORE THAN | 0.10000 | 343.1596 | 1571.5 | 1228.3404
results176.txt | <--------- BUS NAME --------> | MW-SENS | 343.1596 | 1571.5 | 1228.3404
results176.txt | 6713 NEDREVINSTRA400.00 | 1.0015 | 343.1596 | 1571.5 | 1228.3404
results176.txt | 6717 NEDREVINSTRA400.00 | 1.0013 | 343.1596 | 1571.5 | 1228.3404
results177.txt | PTI INTERACTIVE POWER SYSTEM SIMULATOR--PSS(R)E MON, MAY 29 2023 | 16:32 | 340.6885 | 1571.5 | 1230.8115
results177.txt | SENSITIVITY FACTORS ARE CALCULATED WITH AC | NETWORK | 340.6885 | 1571.5 | 1230.8115
results177.txt | SUBSYSTEM 'RESERV' IS USED FOR OPPOSING SYSTEM FOR MW POWER | DISPATCH | 340.6885 | 1571.5 | 1230.8115
results177.txt | SENSITIVITY FACTORS OF BRANCH FLOW (MVA) ON 5660 AVEDOREVERK 400.00 TO 5662 ORSTEDSVERKE400.00 1 MORE THAN | 0.10000 | 340.6885 | 1571.5 | 1230.8115
results177.txt | <--------- BUS NAME --------> | MW-SENS | 340.6885 | 1571.5 | 1230.8115
results177.txt | 5662 ORSTEDSVERKE400.00 | -1.0078 | 340.6885 | 1571.5 | 1230.8115
results178.txt | PTI INTERACTIVE POWER SYSTEM SIMULATOR--PSS(R)E MON, MAY 29 2023 | 16:32 | 1003.56 | 2245 | 1241.44
results178.txt | SENSITIVITY FACTORS ARE CALCULATED WITH AC | NETWORK | 1003.56 | 2245 | 1241.44
results178.txt | SUBSYSTEM 'RESERV' IS USED FOR OPPOSING SYSTEM FOR MW POWER | DISPATCH | 1003.56 | 2245 | 1241.44
results178.txt | SENSITIVITY FACTORS OF BRANCH FLOW (MVA) ON 6365 KRISTIANSAND400.00 TO 6373 ARENDAL400 400.00 1 MORE THAN | 0.10000 | 1003.56 | 2245 | 1241.44
results178.txt | <--------- BUS NAME --------> | MW-SENS | 1003.56 | 2245 | 1241.44
results178.txt | 6356 BJERKREIM 400.00 | 0.1521 | 1003.56 | 2245 | 1241.44
results178.txt | 6358 TONSTAD400 400.00 | 0.1454 | 1003.56 | 2245 | 1241.44
results178.txt | 6357 TONSTAD300 400.00 | 0.1453 | 1003.56 | 2245 | 1241.44
results178.txt | 6360 KJELLAND 400.00 | 0.1730 | 1003.56 | 2245 | 1241.44
results178.txt | 6363 FEDA400 400.00 | 0.1904 | 1003.56 | 2245 | 1241.44
results178.txt | 6362 FEDA300 400.00 | 0.1901 | 1003.56 | 2245 | 1241.44
results178.txt | 6364 LISTAWIND 400.00 | 0.1901 | 1003.56 | 2245 | 1241.44
results178.txt | 6365 KRISTIANSAND400.00 | 0.4281 | 1003.56 | 2245 | 1241.44
results178.txt | 6373 ARENDAL400 400.00 | -0.2411 | 1003.56 | 2245 | 1241.44
results178.txt | 6372 ARENDAL300 400.00 | -0.2411 | 1003.56 | 2245 | 1241.44
results178.txt | 6688 STOKKELAND 400.00 | 0.1290 | 1003.56 | 2245 | 1241.44
results178.txt | 6690 HOG-JAERN400400.00 | 0.1286 | 1003.56 | 2245 | 1241.44
results178.txt | 6689 HOG-JAERN300400.00 | 0.1290 | 1003.56 | 2245 | 1241.44
results178.txt | 6710 HEKNI 400.00 | 0.2162 | 1003.56 | 2245 | 1241.44
results178.txt | 6728 GRENLAND 400.00 | -0.1016 | 1003.56 | 2245 | 1241.44
results178.txt | 6730 BAMBLE400 400.00 | -0.1287 | 1003.56 | 2245 | 1241.44
results178.txt | 6729 BAMBLE300 400.00 | -0.1287 | 1003.56 | 2245 | 1241.44
results178.txt | 6754 STOLAHELA 400.00 | 0.1290 | 1003.56 | 2245 | 1241.44
results178.txt | 9012 BAMBLE 400.00 | -0.1074 | 1003.56 | 2245 | 1241.44
results179.txt | PTI INTERACTIVE POWER SYSTEM SIMULATOR--PSS(R)E MON, MAY 29 2023 | 16:32 | 1003.4743 | 2245 | 1241.5257
results179.txt | SENSITIVITY FACTORS ARE CALCULATED WITH AC | NETWORK | 1003.4743 | 2245 | 1241.5257
results179.txt | SUBSYSTEM 'RESERV' IS USED FOR OPPOSING SYSTEM FOR MW POWER | DISPATCH | 1003.4743 | 2245 | 1241.5257
results179.txt | SENSITIVITY FACTORS OF BRANCH FLOW (MVA) ON 6997 NARVIK 400.00 TO 7020 BARDUFOSS 400.00 5 MORE THAN | 0.10000 | 1003.4743 | 2245 | 1241.5257
results179.txt | <--------- BUS NAME --------> | MW-SENS | 1003.4743 | 2245 | 1241.5257
results179.txt | 7017 HAMMERFEST 400.00 | -0.3463 | 1003.4743 | 2245 | 1241.5257
results179.txt | 7019 BALSFJORD 400.00 | -0.3373 | 1003.4743 | 2245 | 1241.5257
results179.txt | 7020 BARDUFOSS 400.00 | -0.3362 | 1003.4743 | 2245 | 1241.5257
results179.txt | 9001 SEIDAFJELL 400.00 | -0.3453 | 1003.4743 | 2245 | 1241.5257
results179.txt | 9002 LEBSESBY 400.00 | -0.3455 | 1003.4743 | 2245 | 1241.5257
results179.txt | 9003 HAMMERF 400.00 | -0.3463 | 1003.4743 | 2245 | 1241.5257
results179.txt | 9004 ALTA 400.00 | -0.3431 | 1003.4743 | 2245 | 1241.5257
results179.txt | 9005 BERGHEIM 400.00 | -0.3401 | 1003.4743 | 2245 | 1241.5257
results180.txt | PTI INTERACTIVE POWER SYSTEM SIMULATOR--PSS(R)E MON, MAY 29 2023 | 16:32 | 1001.803 | 2245 | 1243.197
results180.txt | SENSITIVITY FACTORS ARE CALCULATED WITH AC | NETWORK | 1001.803 | 2245 | 1243.197
results180.txt | SUBSYSTEM 'RESERV' IS USED FOR OPPOSING SYSTEM FOR MW POWER | DISPATCH | 1001.803 | 2245 | 1243.197
results180.txt | SENSITIVITY FACTORS OF BRANCH FLOW (MVA) ON 6997 NARVIK 400.00 TO 7020 BARDUFOSS 400.00 3 MORE THAN | 0.10000 | 1001.803 | 2245 | 1243.197
results180.txt | <--------- BUS NAME --------> | MW-SENS | 1001.803 | 2245 | 1243.197
results180.txt | 7017 HAMMERFEST 400.00 | -0.6926 | 1001.803 | 2245 | 1243.197
results180.txt | 7019 BALSFJORD 400.00 | -0.6745 | 1001.803 | 2245 | 1243.197
results180.txt | 7020 BARDUFOSS 400.00 | -0.6724 | 1001.803 | 2245 | 1243.197
results180.txt | 9001 SEIDAFJELL 400.00 | -0.6905 | 1001.803 | 2245 | 1243.197
results180.txt | 9002 LEBSESBY 400.00 | -0.6911 | 1001.803 | 2245 | 1243.197
results180.txt | 9003 HAMMERF 400.00 | -0.6926 | 1001.803 | 2245 | 1243.197
results180.txt | 9004 ALTA 400.00 | -0.6862 | 1001.803 | 2245 | 1243.197
results180.txt | 9005 BERGHEIM 400.00 | -0.6802 | 1001.803 | 2245 | 1243.197
results181.txt | PTI INTERACTIVE POWER SYSTEM SIMULATOR--PSS(R)E MON, MAY 29 2023 | 16:32 | 324.7951 | 1571.5 | 1246.705
results181.txt | SENSITIVITY FACTORS ARE CALCULATED WITH AC | NETWORK | 324.7951 | 1571.5 | 1246.705
results181.txt | SUBSYSTEM 'RESERV' IS USED FOR OPPOSING SYSTEM FOR MW POWER | DISPATCH | 324.7951 | 1571.5 | 1246.705
results181.txt | SENSITIVITY FACTORS OF BRANCH FLOW (MVA) ON 6349 ALVESTA 400.00 TO 6350 HEMSJO 400.00 4 MORE THAN | 0.10000 | 324.7951 | 1571.5 | 1246.705
results181.txt | <--------- BUS NAME --------> | MW-SENS | 324.7951 | 1571.5 | 1246.705
results181.txt | 6348 OSKARSHAMN 400.00 | -0.1028 | 324.7951 | 1571.5 | 1246.705
results181.txt | 6349 ALVESTA 400.00 | 0.2485 | 324.7951 | 1571.5 | 1246.705
results181.txt | 6350 HEMSJO 400.00 | -0.3815 | 324.7951 | 1571.5 | 1246.705
results181.txt | 6351 KARLSHAMN 400.00 | -0.3814 | 324.7951 | 1571.5 | 1246.705
results181.txt | 6354 NYBRO 400.00 | -0.2849 | 324.7951 | 1571.5 | 1246.705
results182.txt | PTI INTERACTIVE POWER SYSTEM SIMULATOR--PSS(R)E MON, MAY 29 2023 | 16:32 | 324.6724 | 1571.5 | 1246.8276
results182.txt | SENSITIVITY FACTORS ARE CALCULATED WITH AC | NETWORK | 324.6724 | 1571.5 | 1246.8276
results182.txt | SUBSYSTEM 'RESERV' IS USED FOR OPPOSING SYSTEM FOR MW POWER | DISPATCH | 324.6724 | 1571.5 | 1246.8276
results182.txt | SENSITIVITY FACTORS OF BRANCH FLOW (MVA) ON 6796 BETÅSEN400 400.00 TO 9404 GÄDDTJÄRN 400.00 4 MORE THAN | 0.10000 | 324.6724 | 1571.5 | 1246.8276
results182.txt | <--------- BUS NAME --------> | MW-SENS | 324.6724 | 1571.5 | 1246.8276
results182.txt | 6631 BASNA 400.00 | -0.2589 | 324.6724 | 1571.5 | 1246.8276
results182.txt | 6632 REPBACKEN 400.00 | -0.2589 | 324.6724 | 1571.5 | 1246.8276
results182.txt | 9404 GÄDDTJÄRN 400.00 | -0.3863 | 324.6724 | 1571.5 | 1246.8276
results183.txt | PTI INTERACTIVE POWER SYSTEM SIMULATOR--PSS(R)E MON, MAY 29 2023 | 16:32 | 323.42 | 1571.5 | 1248.08
results183.txt | SENSITIVITY FACTORS ARE CALCULATED WITH AC | NETWORK | 323.42 | 1571.5 | 1248.08
results183.txt | SUBSYSTEM 'RESERV' IS USED FOR OPPOSING SYSTEM FOR MW POWER | DISPATCH | 323.42 | 1571.5 | 1248.08
results183.txt | SENSITIVITY FACTORS OF BRANCH FLOW (MVA) ON 6548 KANGASALA 400.00 TO 6785 TOIVILA 400.00 5 MORE THAN | 0.10000 | 323.42 | 1571.5 | 1248.08
results183.txt | <--------- BUS NAME --------> | MW-SENS | 323.42 | 1571.5 | 1248.08
results183.txt | 6545 HUITTINEN 400.00 | 0.1781 | 323.42 | 1571.5 | 1248.08
results183.txt | 6546 SALO 400.00 | 0.1403 | 323.42 | 1571.5 | 1248.08
results183.txt | 6547 FORSSA 400.00 | 0.1463 | 323.42 | 1571.5 | 1248.08
results183.txt | 6548 KANGASALA 400.00 | 0.2918 | 323.42 | 1571.5 | 1248.08
results183.txt | 6549 LAVIANVOURI 400.00 | 0.2315 | 323.42 | 1571.5 | 1248.08
results183.txt | 6550 KOPULA 400.00 | 0.1052 | 323.42 | 1571.5 | 1248.08
results183.txt | 6552 TAMMISTO 400.00 | 0.1115 | 323.42 | 1571.5 | 1248.08
results183.txt | 6554 LÄNSISALMI 400.00 | 0.1047 | 323.42 | 1571.5 | 1248.08
results183.txt | 6555 INKOO 400.00 | 0.1252 | 323.42 | 1571.5 | 1248.08
results183.txt | 6556 ESPOO 400.00 | 0.1129 | 323.42 | 1571.5 | 1248.08
results183.txt | 6615 TAHKOLUOTO 400.00 | 0.1746 | 323.42 | 1571.5 | 1248.08
results183.txt | 6617 OLKILUOTO 400.00 | 0.1702 | 323.42 | 1571.5 | 1248.08
results183.txt | 6618 RAUMA 400.00 | 0.1684 | 323.42 | 1571.5 | 1248.08
results183.txt | 6619 ULVILA 400.00 | 0.1760 | 323.42 | 1571.5 | 1248.08
results183.txt | 6621 LIETO 400.00 | 0.1473 | 323.42 | 1571.5 | 1248.08
results183.txt | 6781 SEINÄJOKI 400.00 | 0.1124 | 323.42 | 1571.5 | 1248.08
results183.txt | 6783 PETÄJÄV400 400.00 | -0.1948 | 323.42 | 1571.5 | 1248.08
results183.txt | 6782 PETÄJÄV220 220.00 | -0.1948 | 323.42 | 1571.5 | 1248.08
results183.txt | 6784 JÄMSÄ 220.00 | -0.1964 | 323.42 | 1571.5 | 1248.08
results183.txt | 6785 TOIVILA 400.00 | -0.3053 | 323.42 | 1571.5 | 1248.08
results183.txt | 6810 TUOVILA 400.00 | 0.1100 | 323.42 | 1571.5 | 1248.08
results183.txt | 6811 KRSITINESTAD400.00 | 0.1456 | 323.42 | 1571.5 | 1248.08
results183.txt | 9305 KÄRPPIÖN 400.00 | 0.1344 | 323.42 | 1571.5 | 1248.08
results183.txt | 9306 HONKAJOEN 400.00 | 0.1633 | 323.42 | 1571.5 | 1248.08
results183.txt | 9309 NAANTALINSAL400.00 | 0.1473 | 323.42 | 1571.5 | 1248.08
results184.txt | PTI INTERACTIVE POWER SYSTEM SIMULATOR--PSS(R)E MON, MAY 29 2023 | 16:32 | -750.3136 | 2000 | 1249.6864
results184.txt | SENSITIVITY FACTORS ARE CALCULATED WITH AC | NETWORK | -750.3136 | 2000 | 1249.6864
results184.txt | SUBSYSTEM 'RESERV' IS USED FOR OPPOSING SYSTEM FOR MW POWER | DISPATCH | -750.3136 | 2000 | 1249.6864
results184.txt | SENSITIVITY FACTORS OF BRANCH FLOW (MVA) ON 6831 LÅNGBJÖRN220220.00 TO 6832 LÅNGBJÖRN400400.00 1 MORE THAN | 0.10000 | -750.3136 | 2000 | 1249.6864
results184.txt | <--------- BUS NAME --------> | MW-SENS | -750.3136 | 2000 | 1249.6864
results184.txt | 6791 TRATTBERGET 220.00 | 0.5279 | -750.3136 | 2000 | 1249.6864
results184.txt | 6792 HÄLLBY 220.00 | 0.5279 | -750.3136 | 2000 | 1249.6864
results184.txt | 6793 DEGERFORSEN 220.00 | 0.6546 | -750.3136 | 2000 | 1249.6864
results184.txt | 6794 GUSELE 220.00 | 0.5293 | -750.3136 | 2000 | 1249.6864
results184.txt | 6795 BETÅSEN220 220.00 | 0.2082 | -750.3136 | 2000 | 1249.6864
results184.txt | 6797 NÄMFORSEN 220.00 | 0.2054 | -750.3136 | 2000 | 1249.6864
results184.txt | 6798 MOFORSEN 220.00 | 0.1928 | -750.3136 | 2000 | 1249.6864
results184.txt | 6800 FORSMO 220.00 | 0.1669 | -750.3136 | 2000 | 1249.6864
results184.txt | 6829 HAVSNÄS 220.00 | 0.6929 | -750.3136 | 2000 | 1249.6864
results184.txt | 6831 LÅNGBJÖRN220220.00 | 0.7083 | -750.3136 | 2000 | 1249.6864
results184.txt | 6833 LASELE 220.00 | 0.2381 | -750.3136 | 2000 | 1249.6864
results184.txt | 6927 STENKULLAFOR220.00 | 0.5242 | -750.3136 | 2000 | 1249.6864
results184.txt | 6928 ÅSELE 220.00 | 0.5238 | -750.3136 | 2000 | 1249.6864
results184.txt | 6943 LINNVASSELV 220.00 | 0.6779 | -750.3136 | 2000 | 1249.6864
results184.txt | 6948 BLÅSJÖN 220.00 | 0.6788 | -750.3136 | 2000 | 1249.6864
results184.txt | 6949 JUNSTERF 220.00 | 0.6800 | -750.3136 | 2000 | 1249.6864
results184.txt | 6950 GÄDDEDE 220.00 | 0.6811 | -750.3136 | 2000 | 1249.6864
results184.txt | 6951 KORSELBRÄNNA220.00 | 0.6786 | -750.3136 | 2000 | 1249.6864
results184.txt | 6952 BÅGEDE 220.00 | 0.6859 | -750.3136 | 2000 | 1249.6864
results184.txt | 6953 STALON 220.00 | 0.6742 | -750.3136 | 2000 | 1249.6864
results184.txt | 6954 STORBÄCK 220.00 | 0.6775 | -750.3136 | 2000 | 1249.6864
results184.txt | 8426 JOINT 220.00 | 0.2058 | -750.3136 | 2000 | 1249.6864
results184.txt | 8830 JOINT 220.00 | 0.6546 | -750.3136 | 2000 | 1249.6864
results184.txt | 8424 JOINT 220.00 | 0.6813 | -750.3136 | 2000 | 1249.6864
results184.txt | 8284 JOINT 220.00 | 0.1928 | -750.3136 | 2000 | 1249.6864
results184.txt | 8817 JOINT 220.00 | 0.5246 | -750.3136 | 2000 | 1249.6864
results184.txt | 8526 JOINT 220.00 | 0.6802 | -750.3136 | 2000 | 1249.6864
results184.txt | 8799 JOINT 220.00 | 0.6797 | -750.3136 | 2000 | 1249.6864
results184.txt | 8504 JOINT 220.00 | 0.6934 | -750.3136 | 2000 | 1249.6864
results184.txt | 8691 JOINT 220.00 | 0.6860 | -750.3136 | 2000 | 1249.6864
results184.txt | 8723 JOINT 220.00 | 0.6775 | -750.3136 | 2000 | 1249.6864
results185.txt | PTI INTERACTIVE POWER SYSTEM SIMULATOR--PSS(R)E MON, MAY 29 2023 | 16:32 | 993.4684 | 2245 | 1251.5316
results185.txt | SENSITIVITY FACTORS ARE CALCULATED WITH AC | NETWORK | 993.4684 | 2245 | 1251.5316
results185.txt | SUBSYSTEM 'RESERV' IS USED FOR OPPOSING SYSTEM FOR MW POWER | DISPATCH | 993.4684 | 2245 | 1251.5316
results185.txt | SENSITIVITY FACTORS OF BRANCH FLOW (MVA) ON 6830 STORFINNSF 400.00 TO 6832 LÅNGBJÖRN400400.00 7 MORE THAN | 0.10000 | 993.4684 | 2245 | 1251.5316
results185.txt | <--------- BUS NAME --------> | MW-SENS | 993.4684 | 2245 | 1251.5316
results185.txt | 6791 TRATTBERGET 220.00 | -0.2253 | 993.4684 | 2245 | 1251.5316
results185.txt | 6792 HÄLLBY 220.00 | -0.2253 | 993.4684 | 2245 | 1251.5316
results185.txt | 6793 DEGERFORSEN 220.00 | -0.2675 | 993.4684 | 2245 | 1251.5316
results185.txt | 6794 GUSELE 220.00 | -0.2258 | 993.4684 | 2245 | 1251.5316
results185.txt | 6796 BETÅSEN400 400.00 | -0.1096 | 993.4684 | 2245 | 1251.5316
results185.txt | 6795 BETÅSEN220 220.00 | -0.1277 | 993.4684 | 2245 | 1251.5316
results185.txt | 6797 NÄMFORSEN 220.00 | -0.1015 | 993.4684 | 2245 | 1251.5316
results185.txt | 6829 HAVSNÄS 220.00 | -0.2797 | 993.4684 | 2245 | 1251.5316
results185.txt | 6830 STORFINNSF 400.00 | 0.1882 | 993.4684 | 2245 | 1251.5316
results185.txt | 6832 LÅNGBJÖRN400400.00 | -0.3781 | 993.4684 | 2245 | 1251.5316
results185.txt | 6831 LÅNGBJÖRN220220.00 | -0.2854 | 993.4684 | 2245 | 1251.5316
results185.txt | 6833 LASELE 220.00 | -0.1294 | 993.4684 | 2245 | 1251.5316
results185.txt | 6839 KILFORSEN 400.00 | -0.1189 | 993.4684 | 2245 | 1251.5316
results185.txt | 6927 STENKULLAFOR220.00 | -0.2238 | 993.4684 | 2245 | 1251.5316
results185.txt | 6928 ÅSELE 220.00 | -0.2237 | 993.4684 | 2245 | 1251.5316
results185.txt | 6943 LINNVASSELV 220.00 | -0.2741 | 993.4684 | 2245 | 1251.5316
results185.txt | 6948 BLÅSJÖN 220.00 | -0.2744 | 993.4684 | 2245 | 1251.5316
results185.txt | 6949 JUNSTERF 220.00 | -0.2749 | 993.4684 | 2245 | 1251.5316
results185.txt | 6950 GÄDDEDE 220.00 | -0.2753 | 993.4684 | 2245 | 1251.5316
results185.txt | 6951 KORSELBRÄNNA220.00 | -0.2743 | 993.4684 | 2245 | 1251.5316
results185.txt | 6952 BÅGEDE 220.00 | -0.2771 | 993.4684 | 2245 | 1251.5316
results185.txt | 6953 STALON 220.00 | -0.2727 | 993.4684 | 2245 | 1251.5316
results185.txt | 6954 STORBÄCK 220.00 | -0.2739 | 993.4684 | 2245 | 1251.5316
results185.txt | 8426 JOINT 220.00 | -0.1017 | 993.4684 | 2245 | 1251.5316
results185.txt | 8830 JOINT 220.00 | -0.2675 | 993.4684 | 2245 | 1251.5316
results185.txt | 8424 JOINT 220.00 | -0.2753 | 993.4684 | 2245 | 1251.5316
results185.txt | 8817 JOINT 220.00 | -0.2240 | 993.4684 | 2245 | 1251.5316
results185.txt | 8526 JOINT 220.00 | -0.2749 | 993.4684 | 2245 | 1251.5316
results185.txt | 8799 JOINT 220.00 | -0.2747 | 993.4684 | 2245 | 1251.5316
results185.txt | 8504 JOINT 220.00 | -0.2798 | 993.4684 | 2245 | 1251.5316
results185.txt | 8691 JOINT 220.00 | -0.2771 | 993.4684 | 2245 | 1251.5316
results185.txt | 8723 JOINT 220.00 | -0.2739 | 993.4684 | 2245 | 1251.5316
results186.txt | PTI INTERACTIVE POWER SYSTEM SIMULATOR--PSS(R)E MON, MAY 29 2023 | 16:32 | -311.1591 | 1571.5 | 1260.3409
results186.txt | SENSITIVITY FACTORS ARE CALCULATED WITH AC | NETWORK | -311.1591 | 1571.5 | 1260.3409
results186.txt | SUBSYSTEM 'RESERV' IS USED FOR OPPOSING SYSTEM FOR MW POWER | DISPATCH | -311.1591 | 1571.5 | 1260.3409
results186.txt | SENSITIVITY FACTORS OF BRANCH FLOW (MVA) ON 6307 KILANDA 400.00 TO 6308 HISINGEN 400.00 1 MORE THAN | 0.10000 | -311.1591 | 1571.5 | 1260.3409
results186.txt | <--------- BUS NAME --------> | MW-SENS | -311.1591 | 1571.5 | 1260.3409
results186.txt | 6308 HISINGEN 400.00 | 1.0046 | -311.1591 | 1571.5 | 1260.3409
results187.txt | PTI INTERACTIVE POWER SYSTEM SIMULATOR--PSS(R)E MON, MAY 29 2023 | 16:32 | -984.5107 | 2245 | 1260.4893
results187.txt | SENSITIVITY FACTORS ARE CALCULATED WITH AC | NETWORK | -984.5107 | 2245 | 1260.4893
results187.txt | SUBSYSTEM 'RESERV' IS USED FOR OPPOSING SYSTEM FOR MW POWER | DISPATCH | -984.5107 | 2245 | 1260.4893
results187.txt | SENSITIVITY FACTORS OF BRANCH FLOW (MVA) ON 6858 ISTAD 400.00 TO 6860 GRYTTEN 400.00 3 MORE THAN | 0.10000 | -984.5107 | 2245 | 1260.4893
results187.txt | <--------- BUS NAME --------> | MW-SENS | -984.5107 | 2245 | 1260.4893
results187.txt | 6855 FRAERNA 400.00 | -0.4177 | -984.5107 | 2245 | 1260.4893
results187.txt | 6856 ORSKOG 400.00 | 0.1743 | -984.5107 | 2245 | 1260.4893
results187.txt | 6857 ORSTA 400.00 | 0.1504 | -984.5107 | 2245 | 1260.4893
results187.txt | 6858 ISTAD 400.00 | -0.4176 | -984.5107 | 2245 | 1260.4893
results187.txt | 6860 GRYTTEN 400.00 | 0.1997 | -984.5107 | 2245 | 1260.4893
results187.txt | 9008 SYLKKYVELN 400.00 | 0.1639 | -984.5107 | 2245 | 1260.4893
results187.txt | 9009 ALFOTEN 400.00 | 0.1143 | -984.5107 | 2245 | 1260.4893
results188.txt | PTI INTERACTIVE POWER SYSTEM SIMULATOR--PSS(R)E MON, MAY 29 2023 | 16:32 | -984.0759 | 2245 | 1260.9241
results188.txt | SENSITIVITY FACTORS ARE CALCULATED WITH AC | NETWORK | -984.0759 | 2245 | 1260.9241
results188.txt | SUBSYSTEM 'RESERV' IS USED FOR OPPOSING SYSTEM FOR MW POWER | DISPATCH | -984.0759 | 2245 | 1260.9241
results188.txt | SENSITIVITY FACTORS OF BRANCH FLOW (MVA) ON 6863 HOFSTAD 400.00 TO 6864 ÅFJORD 400.00 1 MORE THAN | 0.10000 | -984.0759 | 2245 | 1260.9241
results188.txt | <--------- BUS NAME --------> | MW-SENS | -984.0759 | 2245 | 1260.9241
results188.txt | 6812 OGNDAL 400.00 | -0.1794 | -984.0759 | 2245 | 1260.9241
results188.txt | 6814 VERDAL400 400.00 | -0.1301 | -984.0759 | 2245 | 1260.9241
results188.txt | 6813 VERDAL300 400.00 | -0.1301 | -984.0759 | 2245 | 1260.9241
results188.txt | 6872 AURA2300 400.00 | 0.1535 | -984.0759 | 2245 | 1260.9241
results188.txt | 6855 FRAERNA 400.00 | 0.1480 | -984.0759 | 2245 | 1260.9241
results188.txt | 6856 ORSKOG 400.00 | 0.1283 | -984.0759 | 2245 | 1260.9241
results188.txt | 6857 ORSTA 400.00 | 0.1142 | -984.0759 | 2245 | 1260.9241
results188.txt | 6858 ISTAD 400.00 | 0.1480 | -984.0759 | 2245 | 1260.9241
results188.txt | 6859 AURA1 400.00 | 0.1518 | -984.0759 | 2245 | 1260.9241
results188.txt | 6860 GRYTTEN 400.00 | 0.1428 | -984.0759 | 2245 | 1260.9241
results188.txt | 6861 SNILLDAL 400.00 | 0.2426 | -984.0759 | 2245 | 1260.9241
results188.txt | 6862 SURNA 400.00 | 0.1659 | -984.0759 | 2245 | 1260.9241
results188.txt | 6863 HOFSTAD 400.00 | -0.4937 | -984.0759 | 2245 | 1260.9241
results188.txt | 6864 ÅFJORD 400.00 | 0.3802 | -984.0759 | 2245 | 1260.9241
results188.txt | 6874 VÅGÅMO 400.00 | 0.1148 | -984.0759 | 2245 | 1260.9241
results188.txt | 6936 NEDRERÖS400 400.00 | -0.2389 | -984.0759 | 2245 | 1260.9241
results188.txt | 6935 NEDRERÖS300 400.00 | -0.2390 | -984.0759 | 2245 | 1260.9241
results188.txt | 6934 NEDRERÖS220 220.00 | -0.2091 | -984.0759 | 2245 | 1260.9241
results188.txt | 6937 MARKA 400.00 | -0.2489 | -984.0759 | 2245 | 1260.9241
results188.txt | 6938 NAMSOS 400.00 | -0.2984 | -984.0759 | 2245 | 1260.9241
results188.txt | 6939 KOLSVIK 400.00 | -0.2694 | -984.0759 | 2245 | 1260.9241
results188.txt | 6940 NAMSKOGEN 400.00 | -0.2697 | -984.0759 | 2245 | 1260.9241
results188.txt | 6942 TUNNSJO400 400.00 | -0.2776 | -984.0759 | 2245 | 1260.9241
results188.txt | 6941 TUNNSJO300 400.00 | -0.2776 | -984.0759 | 2245 | 1260.9241
results188.txt | 6944 RANA 400.00 | -0.2327 | -984.0759 | 2245 | 1260.9241
results188.txt | 6945 GEJMÅN 220.00 | -0.1627 | -984.0759 | 2245 | 1260.9241
results188.txt | 6946 AJAURE 220.00 | -0.1331 | -984.0759 | 2245 | 1260.9241
results188.txt | 6947 GARDIKFORS 220.00 | -0.1138 | -984.0759 | 2245 | 1260.9241
results188.txt | 6996 OFOTEN 400.00 | -0.1667 | -984.0759 | 2245 | 1260.9241
results188.txt | 6997 NARVIK 400.00 | -0.1674 | -984.0759 | 2245 | 1260.9241
results188.txt | 7000 VITAS 400.00 | -0.1213 | -984.0759 | 2245 | 1260.9241
results188.txt | 7006 SVARTISEN 400.00 | -0.2207 | -984.0759 | 2245 | 1260.9241
results188.txt | 7007 KOBBELV 400.00 | -0.1865 | -984.0759 | 2245 | 1260.9241
results188.txt | 7008 SALTEN 400.00 | -0.1946 | -984.0759 | 2245 | 1260.9241
results188.txt | 7017 HAMMERFEST 400.00 | -0.1718 | -984.0759 | 2245 | 1260.9241
results188.txt | 7019 BALSFJORD 400.00 | -0.1689 | -984.0759 | 2245 | 1260.9241
results188.txt | 7020 BARDUFOSS 400.00 | -0.1685 | -984.0759 | 2245 | 1260.9241
results188.txt | 7062 RITSEM 400.00 | -0.1320 | -984.0759 | 2245 | 1260.9241
results188.txt | 7799 JOINT 220.00 | -0.1627 | -984.0759 | 2245 | 1260.9241
results188.txt | 8643 JOINT 220.00 | -0.1138 | -984.0759 | 2245 | 1260.9241
results188.txt | 9001 SEIDAFJELL 400.00 | -0.1714 | -984.0759 | 2245 | 1260.9241
results188.txt | 9002 LEBSESBY 400.00 | -0.1715 | -984.0759 | 2245 | 1260.9241
results188.txt | 9003 HAMMERF 400.00 | -0.1718 | -984.0759 | 2245 | 1260.9241
results188.txt | 9004 ALTA 400.00 | -0.1708 | -984.0759 | 2245 | 1260.9241
results188.txt | 9005 BERGHEIM 400.00 | -0.1698 | -984.0759 | 2245 | 1260.9241
results188.txt | 9006 TROFORS 400.00 | -0.2552 | -984.0759 | 2245 | 1260.9241
results188.txt | 9007 TJELDBERGO 400.00 | 0.2045 | -984.0759 | 2245 | 1260.9241
results188.txt | 9008 SYLKKYVELN 400.00 | 0.1222 | -984.0759 | 2245 | 1260.9241
results189.txt | PTI INTERACTIVE POWER SYSTEM SIMULATOR--PSS(R)E MON, MAY 29 2023 | 16:32 | -294.797 | 1571.5 | 1276.703
results189.txt | SENSITIVITY FACTORS ARE CALCULATED WITH AC | NETWORK | -294.797 | 1571.5 | 1276.703
results189.txt | SUBSYSTEM 'RESERV' IS USED FOR OPPOSING SYSTEM FOR MW POWER | DISPATCH | -294.797 | 1571.5 | 1276.703
results189.txt | SENSITIVITY FACTORS OF BRANCH FLOW (MVA) ON 6631 BASNA 400.00 TO 9404 GÄDDTJÄRN 400.00 9 MORE THAN | 0.10000 | -294.797 | 1571.5 | 1276.703
results189.txt | <--------- BUS NAME --------> | MW-SENS | -294.797 | 1571.5 | 1276.703
results189.txt | 6340 MOHOLM 220.00 | -0.1030 | -294.797 | 1571.5 | 1276.703
results189.txt | 6631 BASNA 400.00 | -0.2683 | -294.797 | 1571.5 | 1276.703
results189.txt | 6632 REPBACKEN 400.00 | -0.2683 | -294.797 | 1571.5 | 1276.703
results189.txt | 9404 GÄDDTJÄRN 400.00 | 0.6019 | -294.797 | 1571.5 | 1276.703
results190.txt | PTI INTERACTIVE POWER SYSTEM SIMULATOR--PSS(R)E MON, MAY 29 2023 | 16:32 | 962.2461 | 2245 | 1282.7538
results190.txt | SENSITIVITY FACTORS ARE CALCULATED WITH AC | NETWORK | 962.2461 | 2245 | 1282.7538
results190.txt | SUBSYSTEM 'RESERV' IS USED FOR OPPOSING SYSTEM FOR MW POWER | DISPATCH | 962.2461 | 2245 | 1282.7538
results190.txt | SENSITIVITY FACTORS OF BRANCH FLOW (MVA) ON 6703 SONGA 400.00 TO 6704 VINJE 400.00 1 MORE THAN | 0.10000 | 962.2461 | 2245 | 1282.7538
results190.txt | <--------- BUS NAME --------> | MW-SENS | 962.2461 | 2245 | 1282.7538
results190.txt | 6656 SAMNAGER400 400.00 | 0.1026 | 962.2461 | 2245 | 1282.7538
results190.txt | 6655 SAMNAGER300 400.00 | 0.1029 | 962.2461 | 2245 | 1282.7538
results190.txt | 6674 HUSNES 400.00 | 0.1709 | 962.2461 | 2245 | 1282.7538
results190.txt | 6676 HYDRO PURE S400.00 | 0.1428 | 962.2461 | 2245 | 1282.7538
results190.txt | 6675 MAURANGER 400.00 | 0.1428 | 962.2461 | 2245 | 1282.7538
results190.txt | 6677 BLÅFALL 400.00 | 0.1703 | 962.2461 | 2245 | 1282.7538
results190.txt | 6679 OKSLA 400.00 | 0.2853 | 962.2461 | 2245 | 1282.7538
results190.txt | 6680 ÅSEN 400.00 | 0.2853 | 962.2461 | 2245 | 1282.7538
results190.txt | 6682 SAUDA400 400.00 | 0.1918 | 962.2461 | 2245 | 1282.7538
results190.txt | 6681 SAUDA300 400.00 | 0.1931 | 962.2461 | 2245 | 1282.7538
results190.txt | 6683 HYLEN 400.00 | 0.1929 | 962.2461 | 2245 | 1282.7538
results190.txt | 6685 RÖDAL 400.00 | 0.2864 | 962.2461 | 2245 | 1282.7538
results190.txt | 6686 NOVLE 400.00 | 0.2863 | 962.2461 | 2245 | 1282.7538
results190.txt | 6687 ULLA-FORRE 400.00 | 0.2879 | 962.2461 | 2245 | 1282.7538
results190.txt | 6691 SUBSTATION 400.00 | 0.1929 | 962.2461 | 2245 | 1282.7538
results190.txt | 6694 FORRE 400.00 | -0.1119 | 962.2461 | 2245 | 1282.7538
results190.txt | 6695 KVILLDAL 400.00 | -0.1143 | 962.2461 | 2245 | 1282.7538
results190.txt | 6701 KVANNDAL 400.00 | 0.3255 | 962.2461 | 2245 | 1282.7538
results190.txt | 6702 KJELA 400.00 | 0.3861 | 962.2461 | 2245 | 1282.7538
results190.txt | 6703 SONGA 400.00 | 0.4703 | 962.2461 | 2245 | 1282.7538
results190.txt | 6704 VINJE 400.00 | -0.4185 | 962.2461 | 2245 | 1282.7538
results190.txt | 6705 HOLEN 400.00 | -0.1654 | 962.2461 | 2245 | 1282.7538
results190.txt | 6710 HEKNI 400.00 | -0.1299 | 962.2461 | 2245 | 1282.7538
results190.txt | 6711 TOKKE 400.00 | -0.2798 | 962.2461 | 2245 | 1282.7538
results190.txt | 6722 VEMORK 400.00 | 0.3131 | 962.2461 | 2245 | 1282.7538
results190.txt | 6725 SUNDSBARM 400.00 | -0.1176 | 962.2461 | 2245 | 1282.7538
results190.txt | 6749 STORD 400.00 | 0.1729 | 962.2461 | 2245 | 1282.7538
results190.txt | 6751 SUBSTATION 301.00 | 0.1815 | 962.2461 | 2245 | 1282.7538
results190.txt | 6750 HÅVIK 400.00 | 0.1770 | 962.2461 | 2245 | 1282.7538
results190.txt | 6752 SPANNE 400.00 | 0.1751 | 962.2461 | 2245 | 1282.7538
results190.txt | 6753 KÅRSTO 400.00 | 0.1774 | 962.2461 | 2245 | 1282.7538
results190.txt | 8448 JOINT 400.00 | 0.3861 | 962.2461 | 2245 | 1282.7538
results190.txt | 8460 JOINT 400.00 | 0.3255 | 962.2461 | 2245 | 1282.7538
results190.txt | 8611 JOINT 400.00 | 0.1773 | 962.2461 | 2245 | 1282.7538
results190.txt | 9019 SAUDA 301.00 | 0.1873 | 962.2461 | 2245 | 1282.7538
results191.txt | PTI INTERACTIVE POWER SYSTEM SIMULATOR--PSS(R)E MON, MAY 29 2023 | 16:32 | 286.035 | 1571.5 | 1285.465
results191.txt | SENSITIVITY FACTORS ARE CALCULATED WITH AC | NETWORK | 286.035 | 1571.5 | 1285.465
results191.txt | SUBSYSTEM 'RESERV' IS USED FOR OPPOSING SYSTEM FOR MW POWER | DISPATCH | 286.035 | 1571.5 | 1285.465
results191.txt | SENSITIVITY FACTORS OF BRANCH FLOW (MVA) ON 6330 GELNTEGARD2 400.00 TO 6334 GLENTEGARD 400.00 1 MORE THAN | 0.10000 | 286.035 | 1571.5 | 1285.465
results191.txt | <--------- BUS NAME --------> | MW-SENS | 286.035 | 1571.5 | 1285.465
results191.txt | 6334 GLENTEGARD 400.00 | -1.0078 | 286.035 | 1571.5 | 1285.465
results192.txt | PTI INTERACTIVE POWER SYSTEM SIMULATOR--PSS(R)E MON, MAY 29 2023 | 16:32 | 280.3801 | 1571.5 | 1291.1199
results192.txt | SENSITIVITY FACTORS ARE CALCULATED WITH AC | NETWORK | 280.3801 | 1571.5 | 1291.1199
results192.txt | SUBSYSTEM 'RESERV' IS USED FOR OPPOSING SYSTEM FOR MW POWER | DISPATCH | 280.3801 | 1571.5 | 1291.1199
results192.txt | SENSITIVITY FACTORS OF BRANCH FLOW (MVA) ON 6546 SALO 400.00 TO 6555 INKOO 400.00 1 MORE THAN | 0.10000 | 280.3801 | 1571.5 | 1291.1199
results192.txt | <--------- BUS NAME --------> | MW-SENS | 280.3801 | 1571.5 | 1291.1199
results192.txt | 6546 SALO 400.00 | 0.3448 | 280.3801 | 1571.5 | 1291.1199
results192.txt | 6550 KOPULA 400.00 | -0.1463 | 280.3801 | 1571.5 | 1291.1199
results192.txt | 6552 TAMMISTO 400.00 | -0.1343 | 280.3801 | 1571.5 | 1291.1199
results192.txt | 6554 LÄNSISALMI 400.00 | -0.1173 | 280.3801 | 1571.5 | 1291.1199
results192.txt | 6555 INKOO 400.00 | -0.4010 | 280.3801 | 1571.5 | 1291.1199
results192.txt | 6556 ESPOO 400.00 | -0.1978 | 280.3801 | 1571.5 | 1291.1199
results192.txt | 6621 LIETO 400.00 | 0.2183 | 280.3801 | 1571.5 | 1291.1199
results192.txt | 9309 NAANTALINSAL400.00 | 0.2183 | 280.3801 | 1571.5 | 1291.1199
results193.txt | PTI INTERACTIVE POWER SYSTEM SIMULATOR--PSS(R)E MON, MAY 29 2023 | 16:32 | 280.1513 | 1571.5 | 1291.3487
results193.txt | SENSITIVITY FACTORS ARE CALCULATED WITH AC | NETWORK | 280.1513 | 1571.5 | 1291.3487
results193.txt | SUBSYSTEM 'RESERV' IS USED FOR OPPOSING SYSTEM FOR MW POWER | DISPATCH | 280.1513 | 1571.5 | 1291.3487
results193.txt | SENSITIVITY FACTORS OF BRANCH FLOW (MVA) ON 6657 JOSTEDAL 400.00 TO 6658 LEIRDOLA 400.00 1 MORE THAN | 0.10000 | 280.1513 | 1571.5 | 1291.3487
results193.txt | <--------- BUS NAME --------> | MW-SENS | 280.1513 | 1571.5 | 1291.3487
results193.txt | 6657 JOSTEDAL 400.00 | 1.0064 | 280.1513 | 1571.5 | 1291.3487
results194.txt | PTI INTERACTIVE POWER SYSTEM SIMULATOR--PSS(R)E MON, MAY 29 2023 | 16:32 | 952.1064 | 2245 | 1292.8936
results194.txt | SENSITIVITY FACTORS ARE CALCULATED WITH AC | NETWORK | 952.1064 | 2245 | 1292.8936
results194.txt | SUBSYSTEM 'RESERV' IS USED FOR OPPOSING SYSTEM FOR MW POWER | DISPATCH | 952.1064 | 2245 | 1292.8936
results194.txt | SENSITIVITY FACTORS OF BRANCH FLOW (MVA) ON 6602 KOLBOTTEN400400.00 TO 6606 HALL 400.00 1 MORE THAN | 0.10000 | 952.1064 | 2245 | 1292.8936
results194.txt | <--------- BUS NAME --------> | MW-SENS | 952.1064 | 2245 | 1292.8936
results194.txt | 5624 HERSLEV 400.00 | -0.1279 | 952.1064 | 2245 | 1292.8936
results194.txt | 5642 HOVEGARD 400.00 | -0.1277 | 952.1064 | 2245 | 1292.8936
results194.txt | 5646 BJAEVERSKOV4400.00 | -0.1277 | 952.1064 | 2245 | 1292.8936
results194.txt | 5645 BJAEVERSKOV2220.00 | -0.1274 | 952.1064 | 2245 | 1292.8936
results194.txt | 5657 ISHOJ400 400.00 | -0.1277 | 952.1064 | 2245 | 1292.8936
results194.txt | 5656 ISHOJ220 220.00 | -0.1280 | 952.1064 | 2245 | 1292.8936
results194.txt | 5660 AVEDOREVERK 400.00 | -0.1278 | 952.1064 | 2245 | 1292.8936
results194.txt | 5662 ORSTEDSVERKE400.00 | -0.1280 | 952.1064 | 2245 | 1292.8936
results194.txt | 5671 SEGE 400.00 | -0.1395 | 952.1064 | 2245 | 1292.8936
results194.txt | 5672 ARRIE 400.00 | -0.1395 | 952.1064 | 2245 | 1292.8936
results194.txt | 5673 KRUSEBERG 400.00 | -0.1395 | 952.1064 | 2245 | 1292.8936
results194.txt | 5676 WIND FARM 220.00 | -0.1252 | 952.1064 | 2245 | 1292.8936
results194.txt | 5845 ASNAESVERK 400.00 | -0.1278 | 952.1064 | 2245 | 1292.8936
results194.txt | 6316 UDDEBO 400.00 | -0.1086 | 952.1064 | 2245 | 1292.8936
results194.txt | 6319 KYNDBYVERKER400.00 | -0.1277 | 952.1064 | 2245 | 1292.8936
results194.txt | 6324 GORLOSEGARD 400.00 | -0.1272 | 952.1064 | 2245 | 1292.8936
results194.txt | 6330 GELNTEGARD2 400.00 | -0.1284 | 952.1064 | 2245 | 1292.8936
results194.txt | 6334 GLENTEGARD 400.00 | -0.1285 | 952.1064 | 2245 | 1292.8936
results194.txt | 6335 SODERASEN 400.00 | -0.1255 | 952.1064 | 2245 | 1292.8936
results194.txt | 6337 BARSEBACK 400.00 | -0.1377 | 952.1064 | 2245 | 1292.8936
results194.txt | 6338 HURVA 400.00 | -0.1442 | 952.1064 | 2245 | 1292.8936
results194.txt | 6341 KOLSTAD 400.00 | -0.1843 | 952.1064 | 2245 | 1292.8936
results194.txt | 6342 TENHULT 400.00 | -0.1328 | 952.1064 | 2245 | 1292.8936
results194.txt | 6343 BARKERYD 400.00 | -0.1414 | 952.1064 | 2245 | 1292.8936
results194.txt | 6345 GLAN 400.00 | -0.2405 | 952.1064 | 2245 | 1292.8936
results194.txt | 6346 KIMSTAD 400.00 | -0.1983 | 952.1064 | 2245 | 1292.8936
results194.txt | 6348 OSKARSHAMN 400.00 | -0.1844 | 952.1064 | 2245 | 1292.8936
results194.txt | 6349 ALVESTA 400.00 | -0.1554 | 952.1064 | 2245 | 1292.8936
results194.txt | 6350 HEMSJO 400.00 | -0.1622 | 952.1064 | 2245 | 1292.8936
results194.txt | 6351 KARLSHAMN 400.00 | -0.1621 | 952.1064 | 2245 | 1292.8936
results194.txt | 6354 NYBRO 400.00 | -0.1713 | 952.1064 | 2245 | 1292.8936
results194.txt | 6600 AKER 400.00 | -0.1483 | 952.1064 | 2245 | 1292.8936
results194.txt | 6602 KOLBOTTEN400400.00 | 0.1814 | 952.1064 | 2245 | 1292.8936
results194.txt | 6603 ODENSALA 400.00 | 0.1102 | 952.1064 | 2245 | 1292.8936
results194.txt | 6606 HALL 400.00 | -0.7519 | 952.1064 | 2245 | 1292.8936
results194.txt | 6608 EKUDDEN400 400.00 | -0.7109 | 952.1064 | 2245 | 1292.8936
results194.txt | 6607 EKUDDEN220 220.00 | -0.1557 | 952.1064 | 2245 | 1292.8936
results194.txt | 6609 SOLBERGA 220.00 | -0.1557 | 952.1064 | 2245 | 1292.8936
results194.txt | 6646 HEDENLUNDA 400.00 | -0.2991 | 952.1064 | 2245 | 1292.8936
results194.txt | 8861 JOINT 400.00 | 0.1357 | 952.1064 | 2245 | 1292.8936
results194.txt | 7429 JOINT 220.00 | -0.1254 | 952.1064 | 2245 | 1292.8936
results194.txt | 1052 BREARED 400.00 | -0.1063 | 952.1064 | 2245 | 1292.8936
results194.txt | 1053 HÄRADSBO 400.00 | -0.1110 | 952.1064 | 2245 | 1292.8936
results194.txt | 9401 HAGESKRUV 400.00 | -0.1697 | 952.1064 | 2245 | 1292.8936
results195.txt | PTI INTERACTIVE POWER SYSTEM SIMULATOR--PSS(R)E MON, MAY 29 2023 | 16:32 | -934.2635 | 2245 | 1310.7365
results195.txt | SENSITIVITY FACTORS ARE CALCULATED WITH AC | NETWORK | -934.2635 | 2245 | 1310.7365
results195.txt | SUBSYSTEM 'RESERV' IS USED FOR OPPOSING SYSTEM FOR MW POWER | DISPATCH | -934.2635 | 2245 | 1310.7365
results195.txt | SENSITIVITY FACTORS OF BRANCH FLOW (MVA) ON 6690 HOG-JAERN400400.00 TO 6698 LYSE400 400.00 1 MORE THAN | 0.10000 | -934.2635 | 2245 | 1310.7365
results195.txt | <--------- BUS NAME --------> | MW-SENS | -934.2635 | 2245 | 1310.7365
results195.txt | 6356 BJERKREIM 400.00 | -0.4684 | -934.2635 | 2245 | 1310.7365
results195.txt | 6358 TONSTAD400 400.00 | -0.3537 | -934.2635 | 2245 | 1310.7365
results195.txt | 6357 TONSTAD300 400.00 | -0.3536 | -934.2635 | 2245 | 1310.7365
results195.txt | 6360 KJELLAND 400.00 | -0.4020 | -934.2635 | 2245 | 1310.7365
results195.txt | 6363 FEDA400 400.00 | -0.3487 | -934.2635 | 2245 | 1310.7365
results195.txt | 6362 FEDA300 400.00 | -0.3496 | -934.2635 | 2245 | 1310.7365
results195.txt | 6364 LISTAWIND 400.00 | -0.3496 | -934.2635 | 2245 | 1310.7365
results195.txt | 6365 KRISTIANSAND400.00 | -0.1991 | -934.2635 | 2245 | 1310.7365
results195.txt | 6373 ARENDAL400 400.00 | -0.1532 | -934.2635 | 2245 | 1310.7365
results195.txt | 6372 ARENDAL300 400.00 | -0.1532 | -934.2635 | 2245 | 1310.7365
results195.txt | 6688 STOKKELAND 400.00 | -0.5359 | -934.2635 | 2245 | 1310.7365
results195.txt | 6690 HOG-JAERN400400.00 | -0.5381 | -934.2635 | 2245 | 1310.7365
results195.txt | 6689 HOG-JAERN300400.00 | -0.5358 | -934.2635 | 2245 | 1310.7365
results195.txt | 6694 FORRE 400.00 | 0.1347 | -934.2635 | 2245 | 1310.7365
results195.txt | 6698 LYSE400 400.00 | 0.1883 | -934.2635 | 2245 | 1310.7365
results195.txt | 6697 LYSE300 400.00 | 0.1875 | -934.2635 | 2245 | 1310.7365
results195.txt | 6700 TJORHOM 400.00 | 0.1869 | -934.2635 | 2245 | 1310.7365
results195.txt | 6708 SOLHOLM300 400.00 | -0.2816 | -934.2635 | 2245 | 1310.7365
results195.txt | 6754 STOLAHELA 400.00 | -0.5359 | -934.2635 | 2245 | 1310.7365
results195.txt | 9014 HONNA 400.00 | -0.2450 | -934.2635 | 2245 | 1310.7365
results196.txt | PTI INTERACTIVE POWER SYSTEM SIMULATOR--PSS(R)E MON, MAY 29 2023 | 16:32 | 933.8453 | 2245 | 1311.1547
results196.txt | SENSITIVITY FACTORS ARE CALCULATED WITH AC | NETWORK | 933.8453 | 2245 | 1311.1547
results196.txt | SUBSYSTEM 'RESERV' IS USED FOR OPPOSING SYSTEM FOR MW POWER | DISPATCH | 933.8453 | 2245 | 1311.1547
results196.txt | SENSITIVITY FACTORS OF BRANCH FLOW (MVA) ON 6617 OLKILUOTO 400.00 TO 6619 ULVILA 400.00 7 MORE THAN | 0.10000 | 933.8453 | 2245 | 1311.1547
results196.txt | <--------- BUS NAME --------> | MW-SENS | 933.8453 | 2245 | 1311.1547
results196.txt | 6545 HUITTINEN 400.00 | 0.1039 | 933.8453 | 2245 | 1311.1547
results196.txt | 6546 SALO 400.00 | 0.1542 | 933.8453 | 2245 | 1311.1547
results196.txt | 6547 FORSSA 400.00 | 0.1098 | 933.8453 | 2245 | 1311.1547
results196.txt | 6555 INKOO 400.00 | 0.1257 | 933.8453 | 2245 | 1311.1547
results196.txt | 6556 ESPOO 400.00 | 0.1027 | 933.8453 | 2245 | 1311.1547
results196.txt | 6615 TAHKOLUOTO 400.00 | -0.1159 | 933.8453 | 2245 | 1311.1547
results196.txt | 6617 OLKILUOTO 400.00 | 0.2817 | 933.8453 | 2245 | 1311.1547
results196.txt | 6618 RAUMA 400.00 | 0.2739 | 933.8453 | 2245 | 1311.1547
results196.txt | 6619 ULVILA 400.00 | -0.1168 | 933.8453 | 2245 | 1311.1547
results196.txt | 6621 LIETO 400.00 | 0.1675 | 933.8453 | 2245 | 1311.1547
results196.txt | 9306 HONKAJOEN 400.00 | -0.1046 | 933.8453 | 2245 | 1311.1547
results196.txt | 9309 NAANTALINSAL400.00 | 0.1675 | 933.8453 | 2245 | 1311.1547
results197.txt | PTI INTERACTIVE POWER SYSTEM SIMULATOR--PSS(R)E MON, MAY 29 2023 | 16:32 | -929.4142 | 2245 | 1315.5858
results197.txt | SENSITIVITY FACTORS ARE CALCULATED WITH AC | NETWORK | -929.4142 | 2245 | 1315.5858
results197.txt | SUBSYSTEM 'RESERV' IS USED FOR OPPOSING SYSTEM FOR MW POWER | DISPATCH | -929.4142 | 2245 | 1315.5858
results197.txt | SENSITIVITY FACTORS OF BRANCH FLOW (MVA) ON 6648 HOYANGER 400.00 TO 6660 FARDAL300 400.00 5 MORE THAN | 0.10000 | -929.4142 | 2245 | 1315.5858
results197.txt | <--------- BUS NAME --------> | MW-SENS | -929.4142 | 2245 | 1315.5858
results197.txt | 6647 MOSKOG 400.00 | -0.6710 | -929.4142 | 2245 | 1315.5858
results197.txt | 6648 HOYANGER 400.00 | -0.7082 | -929.4142 | 2245 | 1315.5858
results197.txt | 6649 REFSDAL 400.00 | 0.1616 | -929.4142 | 2245 | 1315.5858
results197.txt | 6650 HOVE 400.00 | 0.1695 | -929.4142 | 2245 | 1315.5858
results197.txt | 6651 MODALEN 400.00 | 0.1410 | -929.4142 | 2245 | 1315.5858
results197.txt | 6653 DALE 400.00 | 0.1327 | -929.4142 | 2245 | 1315.5858
results197.txt | 6654 EVANGER 400.00 | 0.1336 | -929.4142 | 2245 | 1315.5858
results197.txt | 6656 SAMNAGER400 400.00 | 0.1283 | -929.4142 | 2245 | 1315.5858
results197.txt | 6655 SAMNAGER300 400.00 | 0.1283 | -929.4142 | 2245 | 1315.5858
results197.txt | 6657 JOSTEDAL 400.00 | 0.1810 | -929.4142 | 2245 | 1315.5858
results197.txt | 6658 LEIRDOLA 400.00 | 0.1813 | -929.4142 | 2245 | 1315.5858
results197.txt | 6659 ÅROY 400.00 | 0.1843 | -929.4142 | 2245 | 1315.5858
results197.txt | 6661 FARDAL400 400.00 | 0.1844 | -929.4142 | 2245 | 1315.5858
results197.txt | 6660 FARDAL300 400.00 | 0.1844 | -929.4142 | 2245 | 1315.5858
results197.txt | 6663 AURLAND400 400.00 | 0.1408 | -929.4142 | 2245 | 1315.5858
results197.txt | 6662 AURLAND200 400.00 | 0.1407 | -929.4142 | 2245 | 1315.5858
results197.txt | 6664 AURLAND2 400.00 | 0.1408 | -929.4142 | 2245 | 1315.5858
results197.txt | 6665 AURLAND3 400.00 | 0.1352 | -929.4142 | 2245 | 1315.5858
results197.txt | 6666 SKAGEN-FOTUN400.00 | 0.1797 | -929.4142 | 2245 | 1315.5858
results197.txt | 6668 ELDFJORD 400.00 | 0.1250 | -929.4142 | 2245 | 1315.5858
results197.txt | 6669 HOL1 400.00 | 0.1179 | -929.4142 | 2245 | 1315.5858
results197.txt | 6670 HOL3 400.00 | 0.1103 | -929.4142 | 2245 | 1315.5858
results197.txt | 6673 USTA400 400.00 | 0.1106 | -929.4142 | 2245 | 1315.5858
results197.txt | 6672 USTA300 400.00 | 0.1106 | -929.4142 | 2245 | 1315.5858
results197.txt | 6676 HYDRO PURE S400.00 | 0.1105 | -929.4142 | 2245 | 1315.5858
results197.txt | 6675 MAURANGER 400.00 | 0.1105 | -929.4142 | 2245 | 1315.5858
results197.txt | 6716 DAGALI 400.00 | 0.1015 | -929.4142 | 2245 | 1315.5858
results197.txt | 6743 KOLLSNES 400.00 | 0.1332 | -929.4142 | 2245 | 1315.5858
results197.txt | 6745 SUBSTATION 400.00 | 0.1357 | -929.4142 | 2245 | 1315.5858
results197.txt | 6744 LINDÅS 400.00 | 0.1357 | -929.4142 | 2245 | 1315.5858
results197.txt | 6746 NYGARD 400.00 | 0.1321 | -929.4142 | 2245 | 1315.5858
results197.txt | 6747 ARNA 400.00 | 0.1317 | -929.4142 | 2245 | 1315.5858
results197.txt | 6748 BERGEN 400.00 | 0.1315 | -929.4142 | 2245 | 1315.5858
results197.txt | 6812 OGNDAL 400.00 | -0.1408 | -929.4142 | 2245 | 1315.5858
results197.txt | 6814 VERDAL400 400.00 | -0.1420 | -929.4142 | 2245 | 1315.5858
results197.txt | 6813 VERDAL300 400.00 | -0.1420 | -929.4142 | 2245 | 1315.5858
results197.txt | 6872 AURA2300 400.00 | -0.1966 | -929.4142 | 2245 | 1315.5858
results197.txt | 6855 FRAERNA 400.00 | -0.2337 | -929.4142 | 2245 | 1315.5858
results197.txt | 6856 ORSKOG 400.00 | -0.3461 | -929.4142 | 2245 | 1315.5858
results197.txt | 6857 ORSTA 400.00 | -0.4225 | -929.4142 | 2245 | 1315.5858
results197.txt | 6858 ISTAD 400.00 | -0.2337 | -929.4142 | 2245 | 1315.5858
results197.txt | 6859 AURA1 400.00 | -0.2092 | -929.4142 | 2245 | 1315.5858
results197.txt | 6860 GRYTTEN 400.00 | -0.2595 | -929.4142 | 2245 | 1315.5858
results197.txt | 6861 SNILLDAL 400.00 | -0.1767 | -929.4142 | 2245 | 1315.5858
results197.txt | 6862 SURNA 400.00 | -0.1830 | -929.4142 | 2245 | 1315.5858
results197.txt | 6863 HOFSTAD 400.00 | -0.1543 | -929.4142 | 2245 | 1315.5858
results197.txt | 6864 ÅFJORD 400.00 | -0.1653 | -929.4142 | 2245 | 1315.5858
results197.txt | 6866 ORKDAL400 400.00 | -0.1604 | -929.4142 | 2245 | 1315.5858
results197.txt | 6865 ORKDAL300 400.00 | -0.1604 | -929.4142 | 2245 | 1315.5858
results197.txt | 6867 STRINDA 400.00 | -0.1449 | -929.4142 | 2245 | 1315.5858
results197.txt | 6869 KLAEBU400 400.00 | -0.1452 | -929.4142 | 2245 | 1315.5858
results197.txt | 6868 KLAEBU300 400.00 | -0.1452 | -929.4142 | 2245 | 1315.5858
results197.txt | 6871 EIDUM400 400.00 | -0.1442 | -929.4142 | 2245 | 1315.5858
results197.txt | 6870 EIDUM300 400.00 | -0.1442 | -929.4142 | 2245 | 1315.5858
results197.txt | 6874 VÅGÅMO 400.00 | -0.1080 | -929.4142 | 2245 | 1315.5858
results197.txt | 6936 NEDRERÖS400 400.00 | -0.1105 | -929.4142 | 2245 | 1315.5858
results197.txt | 6935 NEDRERÖS300 400.00 | -0.1105 | -929.4142 | 2245 | 1315.5858
results197.txt | 6937 MARKA 400.00 | -0.1151 | -929.4142 | 2245 | 1315.5858
results197.txt | 6938 NAMSOS 400.00 | -0.1380 | -929.4142 | 2245 | 1315.5858
results197.txt | 6939 KOLSVIK 400.00 | -0.1246 | -929.4142 | 2245 | 1315.5858
results197.txt | 6940 NAMSKOGEN 400.00 | -0.1247 | -929.4142 | 2245 | 1315.5858
results197.txt | 6942 TUNNSJO400 400.00 | -0.1284 | -929.4142 | 2245 | 1315.5858
results197.txt | 6941 TUNNSJO300 400.00 | -0.1284 | -929.4142 | 2245 | 1315.5858
results197.txt | 6944 RANA 400.00 | -0.1076 | -929.4142 | 2245 | 1315.5858
results197.txt | 7006 SVARTISEN 400.00 | -0.1021 | -929.4142 | 2245 | 1315.5858
results197.txt | 7061 NEA 400.00 | -0.1076 | -929.4142 | 2245 | 1315.5858
results197.txt | 9006 TROFORS 400.00 | -0.1180 | -929.4142 | 2245 | 1315.5858
results197.txt | 9007 TJELDBERGO 400.00 | -0.1800 | -929.4142 | 2245 | 1315.5858
results197.txt | 9008 SYLKKYVELN 400.00 | -0.3795 | -929.4142 | 2245 | 1315.5858
results197.txt | 9009 ALFOTEN 400.00 | -0.5361 | -929.4142 | 2245 | 1315.5858
results197.txt | 9010 HAUGSVAER 400.00 | 0.1383 | -929.4142 | 2245 | 1315.5858
results197.txt | 9011 STEINSLAND 400.00 | 0.1404 | -929.4142 | 2245 | 1315.5858
results198.txt | PTI INTERACTIVE POWER SYSTEM SIMULATOR--PSS(R)E MON, MAY 29 2023 | 16:32 | 923.6856 | 2245 | 1321.3143
results198.txt | SENSITIVITY FACTORS ARE CALCULATED WITH AC | NETWORK | 923.6856 | 2245 | 1321.3143
results198.txt | SUBSYSTEM 'RESERV' IS USED FOR OPPOSING SYSTEM FOR MW POWER | DISPATCH | 923.6856 | 2245 | 1321.3143
results198.txt | SENSITIVITY FACTORS OF BRANCH FLOW (MVA) ON 6358 TONSTAD400 400.00 TO 6363 FEDA400 400.00 1 MORE THAN | 0.10000 | 923.6856 | 2245 | 1321.3143
results198.txt | <--------- BUS NAME --------> | MW-SENS | 923.6856 | 2245 | 1321.3143
results198.txt | 6358 TONSTAD400 400.00 | 0.2925 | 923.6856 | 2245 | 1321.3143
results198.txt | 6357 TONSTAD300 400.00 | 0.2925 | 923.6856 | 2245 | 1321.3143
results198.txt | 6360 KJELLAND 400.00 | -0.1924 | 923.6856 | 2245 | 1321.3143
results198.txt | 6363 FEDA400 400.00 | -0.2894 | 923.6856 | 2245 | 1321.3143
results198.txt | 6362 FEDA300 400.00 | -0.2877 | 923.6856 | 2245 | 1321.3143
results198.txt | 6364 LISTAWIND 400.00 | -0.2876 | 923.6856 | 2245 | 1321.3143
results198.txt | 6365 KRISTIANSAND400.00 | -0.1119 | 923.6856 | 2245 | 1321.3143
results198.txt | 6699 DUGE 301.00 | 0.1160 | 923.6856 | 2245 | 1321.3143
results198.txt | 6706 ROSKREPP 301.00 | 0.1213 | 923.6856 | 2245 | 1321.3143
results198.txt | 6707 KVINEN 301.00 | 0.1262 | 923.6856 | 2245 | 1321.3143
results198.txt | 6708 SOLHOLM300 400.00 | 0.2155 | 923.6856 | 2245 | 1321.3143
results198.txt | 9014 HONNA 400.00 | 0.1546 | 923.6856 | 2245 | 1321.3143
results198.txt | 9020 LYSE 301.00 | 0.1028 | 923.6856 | 2245 | 1321.3143
results198.txt | 9021 FJOTLAND 301.00 | 0.1445 | 923.6856 | 2245 | 1321.3143
results199.txt | PTI INTERACTIVE POWER SYSTEM SIMULATOR--PSS(R)E MON, MAY 29 2023 | 16:32 | 921.928 | 2245 | 1323.072
results199.txt | SENSITIVITY FACTORS ARE CALCULATED WITH AC | NETWORK | 921.928 | 2245 | 1323.072
results199.txt | SUBSYSTEM 'RESERV' IS USED FOR OPPOSING SYSTEM FOR MW POWER | DISPATCH | 921.928 | 2245 | 1323.072
results199.txt | SENSITIVITY FACTORS OF BRANCH FLOW (MVA) ON 6675 MAURANGER 400.00 TO 6677 BLÅFALL 400.00 2 MORE THAN | 0.10000 | 921.928 | 2245 | 1323.072
results199.txt | <--------- BUS NAME --------> | MW-SENS | 921.928 | 2245 | 1323.072
results199.txt | 6356 BJERKREIM 400.00 | -0.1874 | 921.928 | 2245 | 1323.072
results199.txt | 6358 TONSTAD400 400.00 | -0.1753 | 921.928 | 2245 | 1323.072
results199.txt | 6357 TONSTAD300 400.00 | -0.1753 | 921.928 | 2245 | 1323.072
results199.txt | 6360 KJELLAND 400.00 | -0.1803 | 921.928 | 2245 | 1323.072
results199.txt | 6363 FEDA400 400.00 | -0.1748 | 921.928 | 2245 | 1323.072
results199.txt | 6362 FEDA300 400.00 | -0.1749 | 921.928 | 2245 | 1323.072
results199.txt | 6364 LISTAWIND 400.00 | -0.1749 | 921.928 | 2245 | 1323.072
results199.txt | 6365 KRISTIANSAND400.00 | -0.1573 | 921.928 | 2245 | 1323.072
results199.txt | 6373 ARENDAL400 400.00 | -0.1402 | 921.928 | 2245 | 1323.072
results199.txt | 6372 ARENDAL300 400.00 | -0.1402 | 921.928 | 2245 | 1323.072
results199.txt | 6647 MOSKOG 400.00 | 0.1389 | 921.928 | 2245 | 1323.072
results199.txt | 6648 HOYANGER 400.00 | 0.1476 | 921.928 | 2245 | 1323.072
results199.txt | 6649 REFSDAL 400.00 | 0.2284 | 921.928 | 2245 | 1323.072
results199.txt | 6650 HOVE 400.00 | 0.2090 | 921.928 | 2245 | 1323.072
results199.txt | 6651 MODALEN 400.00 | 0.2826 | 921.928 | 2245 | 1323.072
results199.txt | 6653 DALE 400.00 | 0.3047 | 921.928 | 2245 | 1323.072
results199.txt | 6654 EVANGER 400.00 | 0.3035 | 921.928 | 2245 | 1323.072
results199.txt | 6656 SAMNAGER400 400.00 | 0.3215 | 921.928 | 2245 | 1323.072
results199.txt | 6655 SAMNAGER300 400.00 | 0.3225 | 921.928 | 2245 | 1323.072
results199.txt | 6657 JOSTEDAL 400.00 | 0.1696 | 921.928 | 2245 | 1323.072
results199.txt | 6658 LEIRDOLA 400.00 | 0.1698 | 921.928 | 2245 | 1323.072
results199.txt | 6659 ÅROY 400.00 | 0.1726 | 921.928 | 2245 | 1323.072
results199.txt | 6661 FARDAL400 400.00 | 0.1727 | 921.928 | 2245 | 1323.072
results199.txt | 6660 FARDAL300 400.00 | 0.1727 | 921.928 | 2245 | 1323.072
results199.txt | 6663 AURLAND400 400.00 | 0.1439 | 921.928 | 2245 | 1323.072
results199.txt | 6662 AURLAND200 400.00 | 0.1438 | 921.928 | 2245 | 1323.072
results199.txt | 6664 AURLAND2 400.00 | 0.1439 | 921.928 | 2245 | 1323.072
results199.txt | 6665 AURLAND3 400.00 | 0.1338 | 921.928 | 2245 | 1323.072
results199.txt | 6666 SKAGEN-FOTUN400.00 | 0.1683 | 921.928 | 2245 | 1323.072
results199.txt | 6668 ELDFJORD 400.00 | 0.1838 | 921.928 | 2245 | 1323.072
results199.txt | 6669 HOL1 400.00 | 0.1025 | 921.928 | 2245 | 1323.072
results199.txt | 6674 HUSNES 400.00 | -0.4259 | 921.928 | 2245 | 1323.072
results199.txt | 6676 HYDRO PURE S400.00 | 0.4774 | 921.928 | 2245 | 1323.072
results199.txt | 6675 MAURANGER 400.00 | 0.4774 | 921.928 | 2245 | 1323.072
results199.txt | 6677 BLÅFALL 400.00 | -0.4268 | 921.928 | 2245 | 1323.072
results199.txt | 6679 OKSLA 400.00 | -0.2894 | 921.928 | 2245 | 1323.072
results199.txt | 6680 ÅSEN 400.00 | -0.2894 | 921.928 | 2245 | 1323.072
results199.txt | 6682 SAUDA400 400.00 | -0.3427 | 921.928 | 2245 | 1323.072
results199.txt | 6681 SAUDA300 400.00 | -0.3434 | 921.928 | 2245 | 1323.072
results199.txt | 6683 HYLEN 400.00 | -0.3429 | 921.928 | 2245 | 1323.072
results199.txt | 6685 RÖDAL 400.00 | -0.2905 | 921.928 | 2245 | 1323.072
results199.txt | 6686 NOVLE 400.00 | -0.2904 | 921.928 | 2245 | 1323.072
results199.txt | 6687 ULLA-FORRE 400.00 | -0.2919 | 921.928 | 2245 | 1323.072
results199.txt | 6688 STOKKELAND 400.00 | -0.1940 | 921.928 | 2245 | 1323.072
results199.txt | 6690 HOG-JAERN400400.00 | -0.1942 | 921.928 | 2245 | 1323.072
results199.txt | 6689 HOG-JAERN300400.00 | -0.1940 | 921.928 | 2245 | 1323.072
results199.txt | 6691 SUBSTATION 400.00 | -0.3429 | 921.928 | 2245 | 1323.072
results199.txt | 6693 SATURDAL 400.00 | -0.1809 | 921.928 | 2245 | 1323.072
results199.txt | 6692 HYDRO MIXED 400.00 | -0.1808 | 921.928 | 2245 | 1323.072
results199.txt | 6694 FORRE 400.00 | -0.2049 | 921.928 | 2245 | 1323.072
results199.txt | 6695 KVILLDAL 400.00 | -0.1678 | 921.928 | 2245 | 1323.072
results199.txt | 6698 LYSE400 400.00 | -0.2213 | 921.928 | 2245 | 1323.072
results199.txt | 6697 LYSE300 400.00 | -0.2211 | 921.928 | 2245 | 1323.072
results199.txt | 6699 DUGE 301.00 | -0.1968 | 921.928 | 2245 | 1323.072
results199.txt | 6700 TJORHOM 400.00 | -0.2205 | 921.928 | 2245 | 1323.072
results199.txt | 6701 KVANNDAL 400.00 | -0.2731 | 921.928 | 2245 | 1323.072
results199.txt | 6702 KJELA 400.00 | -0.2430 | 921.928 | 2245 | 1323.072
results199.txt | 6703 SONGA 400.00 | -0.2015 | 921.928 | 2245 | 1323.072
results199.txt | 6704 VINJE 400.00 | -0.1867 | 921.928 | 2245 | 1323.072
results199.txt | 6705 HOLEN 400.00 | -0.1616 | 921.928 | 2245 | 1323.072
results199.txt | 6706 ROSKREPP 301.00 | -0.1953 | 921.928 | 2245 | 1323.072
results199.txt | 6707 KVINEN 301.00 | -0.1940 | 921.928 | 2245 | 1323.072
results199.txt | 6708 SOLHOLM300 400.00 | -0.1692 | 921.928 | 2245 | 1323.072
results199.txt | 6710 HEKNI 400.00 | -0.1588 | 921.928 | 2245 | 1323.072
results199.txt | 6711 TOKKE 400.00 | -0.1694 | 921.928 | 2245 | 1323.072
results199.txt | 6722 VEMORK 400.00 | -0.1587 | 921.928 | 2245 | 1323.072
results199.txt | 6723 SÅHEIM 400.00 | -0.1058 | 921.928 | 2245 | 1323.072
results199.txt | 6725 SUNDSBARM 400.00 | -0.1200 | 921.928 | 2245 | 1323.072
results199.txt | 6727 ROD400 400.00 | -0.1093 | 921.928 | 2245 | 1323.072
results199.txt | 6726 ROD300 400.00 | -0.1093 | 921.928 | 2245 | 1323.072
results199.txt | 6728 GRENLAND 400.00 | -0.1144 | 921.928 | 2245 | 1323.072
results199.txt | 6730 BAMBLE400 400.00 | -0.1187 | 921.928 | 2245 | 1323.072
results199.txt | 6729 BAMBLE300 400.00 | -0.1187 | 921.928 | 2245 | 1323.072
results199.txt | 6743 KOLLSNES 400.00 | 0.3068 | 921.928 | 2245 | 1323.072
results199.txt | 6745 SUBSTATION 400.00 | 0.2992 | 921.928 | 2245 | 1323.072
results199.txt | 6744 LINDÅS 400.00 | 0.2992 | 921.928 | 2245 | 1323.072
results199.txt | 6746 NYGARD 400.00 | 0.3098 | 921.928 | 2245 | 1323.072
results199.txt | 6747 ARNA 400.00 | 0.3099 | 921.928 | 2245 | 1323.072
results199.txt | 6748 BERGEN 400.00 | 0.3113 | 921.928 | 2245 | 1323.072
results199.txt | 6749 STORD 400.00 | -0.4204 | 921.928 | 2245 | 1323.072
results199.txt | 6751 SUBSTATION 301.00 | -0.3882 | 921.928 | 2245 | 1323.072
results199.txt | 6750 HÅVIK 400.00 | -0.4074 | 921.928 | 2245 | 1323.072
results199.txt | 6752 SPANNE 400.00 | -0.4144 | 921.928 | 2245 | 1323.072
results199.txt | 6753 KÅRSTO 400.00 | -0.4082 | 921.928 | 2245 | 1323.072
results199.txt | 6754 STOLAHELA 400.00 | -0.1940 | 921.928 | 2245 | 1323.072
results199.txt | 8448 JOINT 400.00 | -0.2430 | 921.928 | 2245 | 1323.072
results199.txt | 8460 JOINT 400.00 | -0.2731 | 921.928 | 2245 | 1323.072
results199.txt | 8611 JOINT 400.00 | -0.4081 | 921.928 | 2245 | 1323.072
results199.txt | 9009 ALFOTEN 400.00 | 0.1073 | 921.928 | 2245 | 1323.072
results199.txt | 9010 HAUGSVAER 400.00 | 0.2908 | 921.928 | 2245 | 1323.072
results199.txt | 9011 STEINSLAND 400.00 | 0.2842 | 921.928 | 2245 | 1323.072
results199.txt | 9012 BAMBLE 400.00 | -0.1136 | 921.928 | 2245 | 1323.072
results199.txt | 9014 HONNA 400.00 | -0.1609 | 921.928 | 2245 | 1323.072
results199.txt | 9019 SAUDA 301.00 | -0.3620 | 921.928 | 2245 | 1323.072
results199.txt | 9020 LYSE 301.00 | -0.2008 | 921.928 | 2245 | 1323.072
results199.txt | 9021 FJOTLAND 301.00 | -0.1896 | 921.928 | 2245 | 1323.072
results200.txt | PTI INTERACTIVE POWER SYSTEM SIMULATOR--PSS(R)E MON, MAY 29 2023 | 16:32 | 245.5432 | 1571.5 | 1325.9568
results200.txt | SENSITIVITY FACTORS ARE CALCULATED WITH AC | NETWORK | 245.5432 | 1571.5 | 1325.9568
results200.txt | SUBSYSTEM 'RESERV' IS USED FOR OPPOSING SYSTEM FOR MW POWER | DISPATCH | 245.5432 | 1571.5 | 1325.9568
results200.txt | SENSITIVITY FACTORS OF BRANCH FLOW (MVA) ON 6802 HJÄLTA 400.00 TO 6809 STORNORRFORS400.00 1 MORE THAN | 0.10000 | 245.5432 | 1571.5 | 1325.9568
results200.txt | <--------- BUS NAME --------> | MW-SENS | 245.5432 | 1571.5 | 1325.9568
results200.txt | 6802 HJÄLTA 400.00 | 0.1349 | 245.5432 | 1571.5 | 1325.9568
results200.txt | 6803 MOLIDEN 400.00 | -0.2206 | 245.5432 | 1571.5 | 1325.9568
results200.txt | 6805 NYSATER 400.00 | 0.1345 | 245.5432 | 1571.5 | 1325.9568
results200.txt | 6807 BANDSJO 400.00 | 0.1344 | 245.5432 | 1571.5 | 1325.9568
results200.txt | 6809 STORNORRFORS400.00 | -0.3654 | 245.5432 | 1571.5 | 1325.9568
results200.txt | 6933 RÅBÄCKEN 400.00 | -0.1659 | 245.5432 | 1571.5 | 1325.9568
results200.txt | 9409 TROLLTJÄRN 400.00 | -0.2281 | 245.5432 | 1571.5 | 1325.9568
results201.txt | PTI INTERACTIVE POWER SYSTEM SIMULATOR--PSS(R)E MON, MAY 29 2023 | 16:32 | 916.2226 | 2245 | 1328.7773
results201.txt | SENSITIVITY FACTORS ARE CALCULATED WITH AC | NETWORK | 916.2226 | 2245 | 1328.7773
results201.txt | SUBSYSTEM 'RESERV' IS USED FOR OPPOSING SYSTEM FOR MW POWER | DISPATCH | 916.2226 | 2245 | 1328.7773
results201.txt | SENSITIVITY FACTORS OF BRANCH FLOW (MVA) ON 6820 JÄRPSTR400 400.00 TO 6828 MIDSKOG400 400.00 2 MORE THAN | 0.10000 | 916.2226 | 2245 | 1328.7773
results201.txt | <--------- BUS NAME --------> | MW-SENS | 916.2226 | 2245 | 1328.7773
results201.txt | 6340 MOHOLM 220.00 | -0.1142 | 916.2226 | 2245 | 1328.7773
results201.txt | 6341 KOLSTAD 400.00 | -0.1056 | 916.2226 | 2245 | 1328.7773
results201.txt | 6343 BARKERYD 400.00 | -0.1031 | 916.2226 | 2245 | 1328.7773
results201.txt | 6345 GLAN 400.00 | -0.1086 | 916.2226 | 2245 | 1328.7773
results201.txt | 6346 KIMSTAD 400.00 | -0.1088 | 916.2226 | 2245 | 1328.7773
results201.txt | 6348 OSKARSHAMN 400.00 | -0.1042 | 916.2226 | 2245 | 1328.7773
results201.txt | 6349 ALVESTA 400.00 | -0.1006 | 916.2226 | 2245 | 1328.7773
results201.txt | 6350 HEMSJO 400.00 | -0.1012 | 916.2226 | 2245 | 1328.7773
results201.txt | 6351 KARLSHAMN 400.00 | -0.1012 | 916.2226 | 2245 | 1328.7773
results201.txt | 6354 NYBRO 400.00 | -0.1025 | 916.2226 | 2245 | 1328.7773
results201.txt | 6580 SODERALA 220.00 | -0.1130 | 916.2226 | 2245 | 1328.7773
results201.txt | 6581 ANGSBERG 400.00 | -0.1116 | 916.2226 | 2245 | 1328.7773
results201.txt | 6583 STACKBO400 400.00 | -0.1119 | 916.2226 | 2245 | 1328.7773
results201.txt | 6582 STACKBO220 220.00 | -0.1120 | 916.2226 | 2245 | 1328.7773
results201.txt | 6584 VALBO 220.00 | -0.1122 | 916.2226 | 2245 | 1328.7773
results201.txt | 6585 FINNBOLEHVDC400.00 | -0.1119 | 916.2226 | 2245 | 1328.7773
results201.txt | 6586 FINNBOLEHVDC400.00 | -0.1120 | 916.2226 | 2245 | 1328.7773
results201.txt | 6588 UNTRA 220.00 | -0.1125 | 916.2226 | 2245 | 1328.7773
results201.txt | 6589 DANNEBO 400.00 | -0.1114 | 916.2226 | 2245 | 1328.7773
results201.txt | 6591 FORSMARK 400.00 | -0.1113 | 916.2226 | 2245 | 1328.7773
results201.txt | 6592 STARFORS 220.00 | -0.1140 | 916.2226 | 2245 | 1328.7773
results201.txt | 6594 HAMRA400 400.00 | -0.1124 | 916.2226 | 2245 | 1328.7773
results201.txt | 6593 HAMRA220 220.00 | -0.1121 | 916.2226 | 2245 | 1328.7773
results201.txt | 6595 BREDAKER 220.00 | -0.1127 | 916.2226 | 2245 | 1328.7773
results201.txt | 6597 TUNA400 400.00 | -0.1120 | 916.2226 | 2245 | 1328.7773
results201.txt | 6596 TUNA220 220.00 | -0.1126 | 916.2226 | 2245 | 1328.7773
results201.txt | 6598 BOLANDERNA 220.00 | -0.1130 | 916.2226 | 2245 | 1328.7773
results201.txt | 6599 PLENNINGE 220.00 | -0.1129 | 916.2226 | 2245 | 1328.7773
results201.txt | 6600 AKER 400.00 | -0.1111 | 916.2226 | 2245 | 1328.7773
results201.txt | 6602 KOLBOTTEN400400.00 | -0.1119 | 916.2226 | 2245 | 1328.7773
results201.txt | 6601 KOLBOTTEN220220.00 | -0.1120 | 916.2226 | 2245 | 1328.7773
results201.txt | 6603 ODENSALA 400.00 | -0.1119 | 916.2226 | 2245 | 1328.7773
results201.txt | 6605 STOCKHOLM400400.00 | -0.1120 | 916.2226 | 2245 | 1328.7773
results201.txt | 6604 STOCKHOLM220220.00 | -0.1119 | 916.2226 | 2245 | 1328.7773
results201.txt | 6606 HALL 400.00 | -0.1118 | 916.2226 | 2245 | 1328.7773
results201.txt | 6608 EKUDDEN400 400.00 | -0.1118 | 916.2226 | 2245 | 1328.7773
results201.txt | 6607 EKUDDEN220 220.00 | -0.1119 | 916.2226 | 2245 | 1328.7773
results201.txt | 6609 SOLBERGA 220.00 | -0.1119 | 916.2226 | 2245 | 1328.7773
results201.txt | 6610 GRASKA 220.00 | -0.1131 | 916.2226 | 2245 | 1328.7773
results201.txt | 6611 HALLSTAVIK 220.00 | -0.1131 | 916.2226 | 2245 | 1328.7773
results201.txt | 6613 MALSTA 220.00 | -0.1132 | 916.2226 | 2245 | 1328.7773
results201.txt | 6614 VALLENTUNA 220.00 | -0.1122 | 916.2226 | 2245 | 1328.7773
results201.txt | 6631 BASNA 400.00 | -0.1136 | 916.2226 | 2245 | 1328.7773
results201.txt | 6632 REPBACKEN 400.00 | -0.1136 | 916.2226 | 2245 | 1328.7773
results201.txt | 6633 DÖNJE 220.00 | -0.1136 | 916.2226 | 2245 | 1328.7773
results201.txt | 6634 OCKELBO 220.00 | -0.1134 | 916.2226 | 2245 | 1328.7773
results201.txt | 6635 HOFORS 220.00 | -0.1137 | 916.2226 | 2245 | 1328.7773
results201.txt | 6636 HORNDAL 220.00 | -0.1131 | 916.2226 | 2245 | 1328.7773
results201.txt | 6637 MORGARDSH 400.00 | -0.1215 | 916.2226 | 2245 | 1328.7773
results201.txt | 6639 LINDBACKA400400.00 | -0.1140 | 916.2226 | 2245 | 1328.7773
results201.txt | 6638 LINDBACKA220220.00 | -0.1136 | 916.2226 | 2245 | 1328.7773
results201.txt | 6641 HALLSBERG400400.00 | -0.1122 | 916.2226 | 2245 | 1328.7773
results201.txt | 6640 HALLSBERG220220.00 | -0.1122 | 916.2226 | 2245 | 1328.7773
results201.txt | 6642 OSTANSJO 400.00 | -0.1121 | 916.2226 | 2245 | 1328.7773
results201.txt | 6643 FINNSLATTEN 220.00 | -0.1132 | 916.2226 | 2245 | 1328.7773
results201.txt | 6644 HIMMETA 220.00 | -0.1137 | 916.2226 | 2245 | 1328.7773
results201.txt | 6645 AROSVERKET 220.00 | -0.1137 | 916.2226 | 2245 | 1328.7773
results201.txt | 6646 HEDENLUNDA 400.00 | -0.1100 | 916.2226 | 2245 | 1328.7773
results201.txt | 6791 TRATTBERGET 220.00 | -0.1100 | 916.2226 | 2245 | 1328.7773
results201.txt | 6792 HÄLLBY 220.00 | -0.1100 | 916.2226 | 2245 | 1328.7773
results201.txt | 6793 DEGERFORSEN 220.00 | -0.1127 | 916.2226 | 2245 | 1328.7773
results201.txt | 6794 GUSELE 220.00 | -0.1101 | 916.2226 | 2245 | 1328.7773
results201.txt | 6796 BETÅSEN400 400.00 | -0.1138 | 916.2226 | 2245 | 1328.7773
results201.txt | 6795 BETÅSEN220 220.00 | -0.1061 | 916.2226 | 2245 | 1328.7773
results201.txt | 6802 HJÄLTA 400.00 | -0.1107 | 916.2226 | 2245 | 1328.7773
results201.txt | 6803 MOLIDEN 400.00 | -0.1042 | 916.2226 | 2245 | 1328.7773
results201.txt | 6805 NYSATER 400.00 | -0.1106 | 916.2226 | 2245 | 1328.7773
results201.txt | 6807 BANDSJO 400.00 | -0.1106 | 916.2226 | 2245 | 1328.7773
results201.txt | 6809 STORNORRFORS400.00 | -0.1002 | 916.2226 | 2245 | 1328.7773
results201.txt | 6812 OGNDAL 400.00 | 0.2130 | 916.2226 | 2245 | 1328.7773
results201.txt | 6814 VERDAL400 400.00 | 0.2272 | 916.2226 | 2245 | 1328.7773
results201.txt | 6813 VERDAL300 400.00 | 0.2272 | 916.2226 | 2245 | 1328.7773
results201.txt | 6815 HÖGÅSEN 400.00 | 0.5064 | 916.2226 | 2245 | 1328.7773
results201.txt | 6816 JUVLEN 220.00 | 0.3831 | 916.2226 | 2245 | 1328.7773
results201.txt | 6817 STENSJÖN 220.00 | 0.3792 | 916.2226 | 2245 | 1328.7773
results201.txt | 6818 OLDEN 220.00 | 0.3793 | 916.2226 | 2245 | 1328.7773
results201.txt | 6820 JÄRPSTR400 400.00 | 0.5874 | 916.2226 | 2245 | 1328.7773
results201.txt | 6819 JÄRPSTR220 220.00 | 0.3873 | 916.2226 | 2245 | 1328.7773
results201.txt | 6821 MÖRSIL 220.00 | 0.3271 | 916.2226 | 2245 | 1328.7773
results201.txt | 6822 SÄLLSJÖ 220.00 | 0.3264 | 916.2226 | 2245 | 1328.7773
results201.txt | 6828 MIDSKOG400 400.00 | -0.1496 | 916.2226 | 2245 | 1328.7773
results201.txt | 6829 HAVSNÄS 220.00 | -0.1129 | 916.2226 | 2245 | 1328.7773
results201.txt | 6830 STORFINNSF 400.00 | -0.1250 | 916.2226 | 2245 | 1328.7773
results201.txt | 6832 LÅNGBJÖRN400400.00 | -0.1193 | 916.2226 | 2245 | 1328.7773
results201.txt | 6831 LÅNGBJÖRN220220.00 | -0.1139 | 916.2226 | 2245 | 1328.7773
results201.txt | 6833 LASELE 220.00 | -0.1045 | 916.2226 | 2245 | 1328.7773
results201.txt | 6872 AURA2300 400.00 | 0.1646 | 916.2226 | 2245 | 1328.7773
results201.txt | 6838 RAMSELE 400.00 | -0.1233 | 916.2226 | 2245 | 1328.7773
results201.txt | 6839 KILFORSEN 400.00 | -0.1169 | 916.2226 | 2245 | 1328.7773
results201.txt | 6843 RATANSKV400 400.00 | -0.1172 | 916.2226 | 2245 | 1328.7773
results201.txt | 6844 RATAN 400.00 | -0.1197 | 916.2226 | 2245 | 1328.7773
results201.txt | 6854 LJUSDAL 220.00 | -0.1144 | 916.2226 | 2245 | 1328.7773
results201.txt | 6855 FRAERNA 400.00 | 0.1554 | 916.2226 | 2245 | 1328.7773
results201.txt | 6856 ORSKOG 400.00 | 0.1242 | 916.2226 | 2245 | 1328.7773
results201.txt | 6857 ORSTA 400.00 | 0.1021 | 916.2226 | 2245 | 1328.7773
results201.txt | 6858 ISTAD 400.00 | 0.1554 | 916.2226 | 2245 | 1328.7773
results201.txt | 6859 AURA1 400.00 | 0.1617 | 916.2226 | 2245 | 1328.7773
results201.txt | 6860 GRYTTEN 400.00 | 0.1474 | 916.2226 | 2245 | 1328.7773
results201.txt | 6861 SNILLDAL 400.00 | 0.1840 | 916.2226 | 2245 | 1328.7773
results201.txt | 6862 SURNA 400.00 | 0.1852 | 916.2226 | 2245 | 1328.7773
results201.txt | 6863 HOFSTAD 400.00 | 0.1803 | 916.2226 | 2245 | 1328.7773
results201.txt | 6864 ÅFJORD 400.00 | 0.1819 | 916.2226 | 2245 | 1328.7773
results201.txt | 6866 ORKDAL400 400.00 | 0.2359 | 916.2226 | 2245 | 1328.7773
results201.txt | 6865 ORKDAL300 400.00 | 0.2359 | 916.2226 | 2245 | 1328.7773
results201.txt | 6867 STRINDA 400.00 | 0.2643 | 916.2226 | 2245 | 1328.7773
results201.txt | 6869 KLAEBU400 400.00 | 0.2684 | 916.2226 | 2245 | 1328.7773
results201.txt | 6868 KLAEBU300 400.00 | 0.2684 | 916.2226 | 2245 | 1328.7773
results201.txt | 6871 EIDUM400 400.00 | 0.2557 | 916.2226 | 2245 | 1328.7773
results201.txt | 6870 EIDUM300 400.00 | 0.2557 | 916.2226 | 2245 | 1328.7773
results201.txt | 6927 STENKULLAFOR220.00 | -0.1097 | 916.2226 | 2245 | 1328.7773
results201.txt | 6928 ÅSELE 220.00 | -0.1096 | 916.2226 | 2245 | 1328.7773
results201.txt | 6936 NEDRERÖS400 400.00 | 0.1162 | 916.2226 | 2245 | 1328.7773
results201.txt | 6935 NEDRERÖS300 400.00 | 0.1163 | 916.2226 | 2245 | 1328.7773
results201.txt | 6937 MARKA 400.00 | 0.1267 | 916.2226 | 2245 | 1328.7773
results201.txt | 6938 NAMSOS 400.00 | 0.1786 | 916.2226 | 2245 | 1328.7773
results201.txt | 6939 KOLSVIK 400.00 | 0.1483 | 916.2226 | 2245 | 1328.7773
results201.txt | 6940 NAMSKOGEN 400.00 | 0.1486 | 916.2226 | 2245 | 1328.7773
results201.txt | 6942 TUNNSJO400 400.00 | 0.1568 | 916.2226 | 2245 | 1328.7773
results201.txt | 6941 TUNNSJO300 400.00 | 0.1568 | 916.2226 | 2245 | 1328.7773
results201.txt | 6943 LINNVASSELV 220.00 | -0.1120 | 916.2226 | 2245 | 1328.7773
results201.txt | 6944 RANA 400.00 | 0.1097 | 916.2226 | 2245 | 1328.7773
results201.txt | 6948 BLÅSJÖN 220.00 | -0.1120 | 916.2226 | 2245 | 1328.7773
results201.txt | 6949 JUNSTERF 220.00 | -0.1121 | 916.2226 | 2245 | 1328.7773
results201.txt | 6950 GÄDDEDE 220.00 | -0.1122 | 916.2226 | 2245 | 1328.7773
results201.txt | 6951 KORSELBRÄNNA220.00 | -0.1120 | 916.2226 | 2245 | 1328.7773
results201.txt | 6952 BÅGEDE 220.00 | -0.1125 | 916.2226 | 2245 | 1328.7773
results201.txt | 6953 STALON 220.00 | -0.1118 | 916.2226 | 2245 | 1328.7773
results201.txt | 6954 STORBÄCK 220.00 | -0.1120 | 916.2226 | 2245 | 1328.7773
results201.txt | 7061 NEA 400.00 | 0.3981 | 916.2226 | 2245 | 1328.7773
results201.txt | 8830 JOINT 220.00 | -0.1127 | 916.2226 | 2245 | 1328.7773
results201.txt | 8424 JOINT 220.00 | -0.1122 | 916.2226 | 2245 | 1328.7773
results201.txt | 8861 JOINT 400.00 | -0.1120 | 916.2226 | 2245 | 1328.7773
results201.txt | 8817 JOINT 220.00 | -0.1097 | 916.2226 | 2245 | 1328.7773
results201.txt | 8411 JOINT 220.00 | 0.3807 | 916.2226 | 2245 | 1328.7773
results201.txt | 8526 JOINT 220.00 | -0.1121 | 916.2226 | 2245 | 1328.7773
results201.txt | 8799 JOINT 220.00 | -0.1121 | 916.2226 | 2245 | 1328.7773
results201.txt | 8857 JOINT 220.00 | 0.3835 | 916.2226 | 2245 | 1328.7773
results201.txt | 8504 JOINT 220.00 | -0.1129 | 916.2226 | 2245 | 1328.7773
results201.txt | 8845 JOINT 220.00 | -0.1136 | 916.2226 | 2245 | 1328.7773
results201.txt | 8691 JOINT 220.00 | -0.1125 | 916.2226 | 2245 | 1328.7773
results201.txt | 8723 JOINT 220.00 | -0.1120 | 916.2226 | 2245 | 1328.7773
results201.txt | 1051 SUBSTATION 400.00 | -0.1113 | 916.2226 | 2245 | 1328.7773
results201.txt | 9006 TROFORS 400.00 | 0.1333 | 916.2226 | 2245 | 1328.7773
results201.txt | 9007 TJELDBERGO 400.00 | 0.1849 | 916.2226 | 2245 | 1328.7773
results201.txt | 9008 SYLKKYVELN 400.00 | 0.1145 | 916.2226 | 2245 | 1328.7773
results201.txt | 9401 HAGESKRUV 400.00 | -0.1024 | 916.2226 | 2245 | 1328.7773
results201.txt | 9403 TOVÅSEN 400.00 | -0.1389 | 916.2226 | 2245 | 1328.7773
results201.txt | 9404 GÄDDTJÄRN 400.00 | -0.1138 | 916.2226 | 2245 | 1328.7773
results201.txt | 9405 GRÖNVIKEN 400.00 | -0.1120 | 916.2226 | 2245 | 1328.7773
results201.txt | 9406 TANDÖ 400.00 | -0.1182 | 916.2226 | 2245 | 1328.7773
results201.txt | 9407 HAGFORS 400.00 | -0.1014 | 916.2226 | 2245 | 1328.7773
results201.txt | 9410 HORNDAL 400.00 | -0.1137 | 916.2226 | 2245 | 1328.7773
results201.txt | 9411 MUNGA 400.00 | -0.1128 | 916.2226 | 2245 | 1328.7773
results201.txt | 9412 FALLVIKEN 400.00 | -0.1141 | 916.2226 | 2245 | 1328.7773
results202.txt | PTI INTERACTIVE POWER SYSTEM SIMULATOR--PSS(R)E MON, MAY 29 2023 | 16:32 | -909.783 | 2245 | 1335.2169
results202.txt | SENSITIVITY FACTORS ARE CALCULATED WITH AC | NETWORK | -909.783 | 2245 | 1335.2169
results202.txt | SUBSYSTEM 'RESERV' IS USED FOR OPPOSING SYSTEM FOR MW POWER | DISPATCH | -909.783 | 2245 | 1335.2169
results202.txt | SENSITIVITY FACTORS OF BRANCH FLOW (MVA) ON 6796 BETÅSEN400 400.00 TO 6839 KILFORSEN 400.00 1 MORE THAN | 0.10000 | -909.783 | 2245 | 1335.2169
results202.txt | <--------- BUS NAME --------> | MW-SENS | -909.783 | 2245 | 1335.2169
results202.txt | 6571 VISULAHTI 400.00 | -0.1491 | -909.783 | 2245 | 1335.2169
results202.txt | 6545 HUITTINEN 400.00 | -0.1479 | -909.783 | 2245 | 1335.2169
results202.txt | 6572 KYMI 400.00 | -0.1485 | -909.783 | 2245 | 1335.2169
results202.txt | 6546 SALO 400.00 | -0.1480 | -909.783 | 2245 | 1335.2169
results202.txt | 6547 FORSSA 400.00 | -0.1480 | -909.783 | 2245 | 1335.2169
results202.txt | 6548 KANGASALA 400.00 | -0.1483 | -909.783 | 2245 | 1335.2169
results202.txt | 6549 LAVIANVOURI 400.00 | -0.1483 | -909.783 | 2245 | 1335.2169
results202.txt | 6550 KOPULA 400.00 | -0.1484 | -909.783 | 2245 | 1335.2169
results202.txt | 6551 HIKIÄ 400.00 | -0.1484 | -909.783 | 2245 | 1335.2169
results202.txt | 6552 TAMMISTO 400.00 | -0.1482 | -909.783 | 2245 | 1335.2169
results202.txt | 6553 NURMIJÄRVI 400.00 | -0.1484 | -909.783 | 2245 | 1335.2169
results202.txt | 6554 LÄNSISALMI 400.00 | -0.1482 | -909.783 | 2245 | 1335.2169
results202.txt | 6555 INKOO 400.00 | -0.1482 | -909.783 | 2245 | 1335.2169
results202.txt | 6556 ESPOO 400.00 | -0.1482 | -909.783 | 2245 | 1335.2169
results202.txt | 6567 ANTTILA 400.00 | -0.1483 | -909.783 | 2245 | 1335.2169
results202.txt | 6569 KORIA 400.00 | -0.1485 | -909.783 | 2245 | 1335.2169
results202.txt | 6570 LOVIISA 400.00 | -0.1481 | -909.783 | 2245 | 1335.2169
results202.txt | 6573 YLLIKKÄLÄ 400.00 | -0.1489 | -909.783 | 2245 | 1335.2169
results202.txt | 6580 SODERALA 220.00 | 0.1115 | -909.783 | 2245 | 1335.2169
results202.txt | 6581 ANGSBERG 400.00 | 0.1031 | -909.783 | 2245 | 1335.2169
results202.txt | 6583 STACKBO400 400.00 | 0.1047 | -909.783 | 2245 | 1335.2169
results202.txt | 6582 STACKBO220 220.00 | 0.1060 | -909.783 | 2245 | 1335.2169
results202.txt | 6584 VALBO 220.00 | 0.1072 | -909.783 | 2245 | 1335.2169
results202.txt | 6585 FINNBOLEHVDC400.00 | 0.1045 | -909.783 | 2245 | 1335.2169
results202.txt | 6586 FINNBOLEHVDC400.00 | 0.1049 | -909.783 | 2245 | 1335.2169
results202.txt | 6588 UNTRA 220.00 | 0.1088 | -909.783 | 2245 | 1335.2169
results202.txt | 6589 DANNEBO 400.00 | 0.1010 | -909.783 | 2245 | 1335.2169
results202.txt | 6591 FORSMARK 400.00 | 0.1003 | -909.783 | 2245 | 1335.2169
results202.txt | 6592 STARFORS 220.00 | 0.1189 | -909.783 | 2245 | 1335.2169
results202.txt | 6594 HAMRA400 400.00 | 0.1039 | -909.783 | 2245 | 1335.2169
results202.txt | 6593 HAMRA220 220.00 | 0.1030 | -909.783 | 2245 | 1335.2169
results202.txt | 6595 BREDAKER 220.00 | 0.1087 | -909.783 | 2245 | 1335.2169
results202.txt | 6597 TUNA400 400.00 | 0.1043 | -909.783 | 2245 | 1335.2169
results202.txt | 6596 TUNA220 220.00 | 0.1081 | -909.783 | 2245 | 1335.2169
results202.txt | 6598 BOLANDERNA 220.00 | 0.1096 | -909.783 | 2245 | 1335.2169
results202.txt | 6599 PLENNINGE 220.00 | 0.1090 | -909.783 | 2245 | 1335.2169
results202.txt | 6602 KOLBOTTEN400400.00 | 0.1018 | -909.783 | 2245 | 1335.2169
results202.txt | 6601 KOLBOTTEN220220.00 | 0.1027 | -909.783 | 2245 | 1335.2169
results202.txt | 6603 ODENSALA 400.00 | 0.1034 | -909.783 | 2245 | 1335.2169
results202.txt | 6605 STOCKHOLM400400.00 | 0.1037 | -909.783 | 2245 | 1335.2169
results202.txt | 6604 STOCKHOLM220220.00 | 0.1026 | -909.783 | 2245 | 1335.2169
results202.txt | 6606 HALL 400.00 | 0.1003 | -909.783 | 2245 | 1335.2169
results202.txt | 6608 EKUDDEN400 400.00 | 0.1004 | -909.783 | 2245 | 1335.2169
results202.txt | 6607 EKUDDEN220 220.00 | 0.1021 | -909.783 | 2245 | 1335.2169
results202.txt | 6609 SOLBERGA 220.00 | 0.1021 | -909.783 | 2245 | 1335.2169
results202.txt | 6610 GRASKA 220.00 | 0.1106 | -909.783 | 2245 | 1335.2169
results202.txt | 6611 HALLSTAVIK 220.00 | 0.1105 | -909.783 | 2245 | 1335.2169
results202.txt | 6613 MALSTA 220.00 | 0.1115 | -909.783 | 2245 | 1335.2169
results202.txt | 6614 VALLENTUNA 220.00 | 0.1041 | -909.783 | 2245 | 1335.2169
results202.txt | 6615 TAHKOLUOTO 400.00 | -0.1476 | -909.783 | 2245 | 1335.2169
results202.txt | 6617 OLKILUOTO 400.00 | -0.1475 | -909.783 | 2245 | 1335.2169
results202.txt | 6618 RAUMA 400.00 | -0.1475 | -909.783 | 2245 | 1335.2169
results202.txt | 6619 ULVILA 400.00 | -0.1478 | -909.783 | 2245 | 1335.2169
results202.txt | 6621 LIETO 400.00 | -0.1479 | -909.783 | 2245 | 1335.2169
results202.txt | 6631 BASNA 400.00 | -0.1357 | -909.783 | 2245 | 1335.2169
results202.txt | 6632 REPBACKEN 400.00 | -0.1357 | -909.783 | 2245 | 1335.2169
results202.txt | 6633 DÖNJE 220.00 | 0.1147 | -909.783 | 2245 | 1335.2169
results202.txt | 6634 OCKELBO 220.00 | 0.1158 | -909.783 | 2245 | 1335.2169
results202.txt | 6635 HOFORS 220.00 | 0.1195 | -909.783 | 2245 | 1335.2169
results202.txt | 6636 HORNDAL 220.00 | 0.1140 | -909.783 | 2245 | 1335.2169
results202.txt | 6778 HIRVISUO 400.00 | -0.1485 | -909.783 | 2245 | 1335.2169
results202.txt | 6779 UUSNIVALA 400.00 | -0.1488 | -909.783 | 2245 | 1335.2169
results202.txt | 6780 ALAJÄRVI 400.00 | -0.1487 | -909.783 | 2245 | 1335.2169
results202.txt | 6781 SEINÄJOKI 400.00 | -0.1483 | -909.783 | 2245 | 1335.2169
results202.txt | 6783 PETÄJÄV400 400.00 | -0.1487 | -909.783 | 2245 | 1335.2169
results202.txt | 6782 PETÄJÄV220 220.00 | -0.1487 | -909.783 | 2245 | 1335.2169
results202.txt | 6784 JÄMSÄ 220.00 | -0.1489 | -909.783 | 2245 | 1335.2169
results202.txt | 6785 TOIVILA 400.00 | -0.1485 | -909.783 | 2245 | 1335.2169
results202.txt | 6786 HAAPAVESI 220.00 | -0.1485 | -909.783 | 2245 | 1335.2169
results202.txt | 6787 VUOLIJOKI 400.00 | -0.1492 | -909.783 | 2245 | 1335.2169
results202.txt | 6788 ALAPITKÄ 400.00 | -0.1492 | -909.783 | 2245 | 1335.2169
results202.txt | 6789 VIHTAVUORI 400.00 | -0.1489 | -909.783 | 2245 | 1335.2169
results202.txt | 6790 HUUTOKOSKI 400.00 | -0.1492 | -909.783 | 2245 | 1335.2169
results202.txt | 6791 TRATTBERGET 220.00 | -0.1576 | -909.783 | 2245 | 1335.2169
results202.txt | 6792 HÄLLBY 220.00 | -0.1576 | -909.783 | 2245 | 1335.2169
results202.txt | 6794 GUSELE 220.00 | -0.1577 | -909.783 | 2245 | 1335.2169
results202.txt | 6796 BETÅSEN400 400.00 | -0.7332 | -909.783 | 2245 | 1335.2169
results202.txt | 6795 BETÅSEN220 220.00 | -0.4030 | -909.783 | 2245 | 1335.2169
results202.txt | 6797 NÄMFORSEN 220.00 | -0.2919 | -909.783 | 2245 | 1335.2169
results202.txt | 6798 MOFORSEN 220.00 | -0.2703 | -909.783 | 2245 | 1335.2169
results202.txt | 6800 FORSMO 220.00 | -0.2265 | -909.783 | 2245 | 1335.2169
results202.txt | 6801 FORSSE 220.00 | -0.1023 | -909.783 | 2245 | 1335.2169
results202.txt | 6802 HJÄLTA 400.00 | 0.1167 | -909.783 | 2245 | 1335.2169
results202.txt | 6805 NYSATER 400.00 | 0.1161 | -909.783 | 2245 | 1335.2169
results202.txt | 6807 BANDSJO 400.00 | 0.1159 | -909.783 | 2245 | 1335.2169
results202.txt | 6810 TUOVILA 400.00 | -0.1481 | -909.783 | 2245 | 1335.2169
results202.txt | 6811 KRSITINESTAD400.00 | -0.1479 | -909.783 | 2245 | 1335.2169
results202.txt | 6830 STORFINNSF 400.00 | 0.1070 | -909.783 | 2245 | 1335.2169
results202.txt | 6832 LÅNGBJÖRN400400.00 | 0.1343 | -909.783 | 2245 | 1335.2169
results202.txt | 6833 LASELE 220.00 | -0.3466 | -909.783 | 2245 | 1335.2169
results202.txt | 6838 RAMSELE 400.00 | 0.1289 | -909.783 | 2245 | 1335.2169
results202.txt | 6839 KILFORSEN 400.00 | 0.1788 | -909.783 | 2245 | 1335.2169
results202.txt | 6854 LJUSDAL 220.00 | 0.1190 | -909.783 | 2245 | 1335.2169
results202.txt | 6903 SEITENOIKEA 220.00 | -0.1478 | -909.783 | 2245 | 1335.2169
results202.txt | 6907 DJUPTJÄRN 400.00 | -0.1329 | -909.783 | 2245 | 1335.2169
results202.txt | 6908 KEMINMAA 220.00 | -0.1480 | -909.783 | 2245 | 1335.2169
results202.txt | 6909 ISOHAARA 400.00 | -0.1429 | -909.783 | 2245 | 1335.2169
results202.txt | 6910 SUBSTATION 400.00 | -0.1429 | -909.783 | 2245 | 1335.2169
results202.txt | 6911 JYLKKÄ 400.00 | -0.1487 | -909.783 | 2245 | 1335.2169
results202.txt | 6912 VALAJASKO 220.00 | -0.1483 | -909.783 | 2245 | 1335.2169
results202.txt | 6913 VANTTAUSKOSK220.00 | -0.1483 | -909.783 | 2245 | 1335.2169
results202.txt | 6915 PIRITTIK400 400.00 | -0.1483 | -909.783 | 2245 | 1335.2169
results202.txt | 6914 PIRITTK220 220.00 | -0.1484 | -909.783 | 2245 | 1335.2169
results202.txt | 6916 SEITAKORVA 220.00 | -0.1482 | -909.783 | 2245 | 1335.2169
results202.txt | 6917 ISOKANGAS 400.00 | -0.1488 | -909.783 | 2245 | 1335.2169
results202.txt | 6918 PIKKARALA 400.00 | -0.1486 | -909.783 | 2245 | 1335.2169
results202.txt | 6920 PYHÄNSEL400 400.00 | -0.1491 | -909.783 | 2245 | 1335.2169
results202.txt | 6919 PYHÄNSEL220 220.00 | -0.1491 | -909.783 | 2245 | 1335.2169
results202.txt | 6921 PYHÄKOSI 220.00 | -0.1486 | -909.783 | 2245 | 1335.2169
results202.txt | 6922 UTANEN 220.00 | -0.1484 | -909.783 | 2245 | 1335.2169
results202.txt | 6923 NUOJA 220.00 | -0.1481 | -909.783 | 2245 | 1335.2169
results202.txt | 6927 STENKULLAFOR220.00 | -0.1574 | -909.783 | 2245 | 1335.2169
results202.txt | 6928 ÅSELE 220.00 | -0.1574 | -909.783 | 2245 | 1335.2169
results202.txt | 6930 LETSI 400.00 | -0.1648 | -909.783 | 2245 | 1335.2169
results202.txt | 6931 SVARTBYN 400.00 | -0.1247 | -909.783 | 2245 | 1335.2169
results202.txt | 6990 ISONIEMI 220.00 | -0.1497 | -909.783 | 2245 | 1335.2169
results202.txt | 6992 IVALO 220.00 | -0.1514 | -909.783 | 2245 | 1335.2169
results202.txt | 6993 KUOLAJÄRVI 220.00 | -0.1499 | -909.783 | 2245 | 1335.2169
results202.txt | 6994 VAJUKOSKI 220.00 | -0.1500 | -909.783 | 2245 | 1335.2169
results202.txt | 6995 KOKKOSNIVA 220.00 | -0.1496 | -909.783 | 2245 | 1335.2169
results202.txt | 7001 SEITEVARE 400.00 | -0.1256 | -909.783 | 2245 | 1335.2169
results202.txt | 7002 PORJUS 400.00 | -0.1029 | -909.783 | 2245 | 1335.2169
results202.txt | 7003 HARSPÅNGET 400.00 | -0.1195 | -909.783 | 2245 | 1335.2169
results202.txt | 7004 LIGGA 400.00 | -0.1256 | -909.783 | 2245 | 1335.2169
results202.txt | 7005 MESSAURE 400.00 | -0.1447 | -909.783 | 2245 | 1335.2169
results202.txt | 7010 VARANGERBOT 220.00 | -0.1527 | -909.783 | 2245 | 1335.2169
results202.txt | 7018 UTSJOKI 220.00 | -0.1524 | -909.783 | 2245 | 1335.2169
results202.txt | 7054 OSSAUSKOSKI 220.00 | -0.1481 | -909.783 | 2245 | 1335.2169
results202.txt | 7056 PETÄJÄSKO 400.00 | -0.1482 | -909.783 | 2245 | 1335.2169
results202.txt | 7055 PETÄJÄSKO 220.00 | -0.1482 | -909.783 | 2245 | 1335.2169
results202.txt | 8426 JOINT 220.00 | -0.2923 | -909.783 | 2245 | 1335.2169
results202.txt | 8861 JOINT 400.00 | 0.1027 | -909.783 | 2245 | 1335.2169
results202.txt | 8579 JOINT 220.00 | -0.1484 | -909.783 | 2245 | 1335.2169
results202.txt | 8284 JOINT 220.00 | -0.2703 | -909.783 | 2245 | 1335.2169
results202.txt | 8817 JOINT 220.00 | -0.1574 | -909.783 | 2245 | 1335.2169
results202.txt | 7140 JOINT 220.00 | -0.1524 | -909.783 | 2245 | 1335.2169
results202.txt | 8777 JOINT 220.00 | -0.1023 | -909.783 | 2245 | 1335.2169
results202.txt | 8256 JOINT 400.00 | -0.1256 | -909.783 | 2245 | 1335.2169
results202.txt | 1051 SUBSTATION 400.00 | 0.1003 | -909.783 | 2245 | 1335.2169
results202.txt | 9404 GÄDDTJÄRN 400.00 | -0.2596 | -909.783 | 2245 | 1335.2169
results202.txt | 9405 GRÖNVIKEN 400.00 | 0.1061 | -909.783 | 2245 | 1335.2169
results202.txt | 9408 HÄLLBERGET 400.00 | -0.1589 | -909.783 | 2245 | 1335.2169
results202.txt | 9301 KEMIJÄRVI 220.00 | -0.1486 | -909.783 | 2245 | 1335.2169
results202.txt | 9302 KEMINMAA 400.00 | -0.1560 | -909.783 | 2245 | 1335.2169
results202.txt | 9304 LUMIJÄRVI 400.00 | -0.1488 | -909.783 | 2245 | 1335.2169
results202.txt | 9303 MUSALA 400.00 | -0.1483 | -909.783 | 2245 | 1335.2169
results202.txt | 9305 KÄRPPIÖN 400.00 | -0.1480 | -909.783 | 2245 | 1335.2169
results202.txt | 9306 HONKAJOEN 400.00 | -0.1479 | -909.783 | 2245 | 1335.2169
results202.txt | 9307 KONTIOLAHTI 400.00 | -0.1491 | -909.783 | 2245 | 1335.2169
results202.txt | 9308 ORIMATTILAN 400.00 | -0.1484 | -909.783 | 2245 | 1335.2169
results202.txt | 9309 NAANTALINSAL400.00 | -0.1479 | -909.783 | 2245 | 1335.2169
results202.txt | 9410 HORNDAL 400.00 | 0.1195 | -909.783 | 2245 | 1335.2169
results202.txt | 9411 MUNGA 400.00 | 0.1063 | -909.783 | 2245 | 1335.2169
results202.txt | 9412 FALLVIKEN 400.00 | 0.1269 | -909.783 | 2245 | 1335.2169
results203.txt | PTI INTERACTIVE POWER SYSTEM SIMULATOR--PSS(R)E MON, MAY 29 2023 | 16:32 | -904.2332 | 2245 | 1340.7668
results203.txt | SENSITIVITY FACTORS ARE CALCULATED WITH AC | NETWORK | -904.2332 | 2245 | 1340.7668
results203.txt | SUBSYSTEM 'RESERV' IS USED FOR OPPOSING SYSTEM FOR MW POWER | DISPATCH | -904.2332 | 2245 | 1340.7668
results203.txt | SENSITIVITY FACTORS OF BRANCH FLOW (MVA) ON 6872 AURA2300 400.00 TO 6874 VÅGÅMO 400.00 3 MORE THAN | 0.10000 | -904.2332 | 2245 | 1340.7668
results203.txt | <--------- BUS NAME --------> | MW-SENS | -904.2332 | 2245 | 1340.7668
results203.txt | 6373 ARENDAL400 400.00 | 0.1000 | -904.2332 | 2245 | 1340.7668
results203.txt | 6372 ARENDAL300 400.00 | 0.1000 | -904.2332 | 2245 | 1340.7668
results203.txt | 6626 MINNE 400.00 | 0.1829 | -904.2332 | 2245 | 1340.7668
results203.txt | 6667 BORGUND 301.00 | 0.1066 | -904.2332 | 2245 | 1340.7668
results203.txt | 6671 HEMSIL1 301.00 | 0.1070 | -904.2332 | 2245 | 1340.7668
results203.txt | 6712 OVREVINSTRA 400.00 | 0.4215 | -904.2332 | 2245 | 1340.7668
results203.txt | 6713 NEDREVINSTRA400.00 | 0.2740 | -904.2332 | 2245 | 1340.7668
results203.txt | 6714 HEMSIL2 400.00 | 0.1080 | -904.2332 | 2245 | 1340.7668
results203.txt | 6715 NESBYEN 400.00 | 0.1113 | -904.2332 | 2245 | 1340.7668
results203.txt | 6717 NEDREVINSTRA400.00 | 0.2739 | -904.2332 | 2245 | 1340.7668
results203.txt | 6718 FÅBERG 400.00 | 0.2762 | -904.2332 | 2245 | 1340.7668
results203.txt | 6719 ÅDAL 400.00 | 0.1168 | -904.2332 | 2245 | 1340.7668
results203.txt | 6720 VARDAL 400.00 | 0.2344 | -904.2332 | 2245 | 1340.7668
results203.txt | 6721 VANG 400.00 | 0.2272 | -904.2332 | 2245 | 1340.7668
results203.txt | 6723 SÅHEIM 400.00 | 0.1027 | -904.2332 | 2245 | 1340.7668
results203.txt | 6724 NORE 400.00 | 0.1029 | -904.2332 | 2245 | 1340.7668
results203.txt | 6725 SUNDSBARM 400.00 | 0.1015 | -904.2332 | 2245 | 1340.7668
results203.txt | 6727 ROD400 400.00 | 0.1025 | -904.2332 | 2245 | 1340.7668
results203.txt | 6726 ROD300 400.00 | 0.1025 | -904.2332 | 2245 | 1340.7668
results203.txt | 6728 GRENLAND 400.00 | 0.1029 | -904.2332 | 2245 | 1340.7668
results203.txt | 6730 BAMBLE400 400.00 | 0.1025 | -904.2332 | 2245 | 1340.7668
results203.txt | 6729 BAMBLE300 400.00 | 0.1025 | -904.2332 | 2245 | 1340.7668
results203.txt | 6731 RINGERIKE 400.00 | 0.1153 | -904.2332 | 2245 | 1340.7668
results203.txt | 6732 FLESAKER 400.00 | 0.1079 | -904.2332 | 2245 | 1340.7668
results203.txt | 6734 SYLLING400 400.00 | 0.1194 | -904.2332 | 2245 | 1340.7668
results203.txt | 6733 SYLLING300 400.00 | 0.1196 | -904.2332 | 2245 | 1340.7668
results203.txt | 6736 OSLA400 400.00 | 0.1339 | -904.2332 | 2245 | 1340.7668
results203.txt | 6735 OSLO300 400.00 | 0.1343 | -904.2332 | 2245 | 1340.7668
results203.txt | 6737 FOLLO 400.00 | 0.1196 | -904.2332 | 2245 | 1340.7668
results203.txt | 6738 TVEITEN 400.00 | 0.1057 | -904.2332 | 2245 | 1340.7668
results203.txt | 6740 TEGNEBY400 400.00 | 0.1067 | -904.2332 | 2245 | 1340.7668
results203.txt | 6739 TEGNEBY300 400.00 | 0.1066 | -904.2332 | 2245 | 1340.7668
results203.txt | 6812 OGNDAL 400.00 | -0.1878 | -904.2332 | 2245 | 1340.7668
results203.txt | 6814 VERDAL400 400.00 | -0.1896 | -904.2332 | 2245 | 1340.7668
results203.txt | 6813 VERDAL300 400.00 | -0.1896 | -904.2332 | 2245 | 1340.7668
results203.txt | 6872 AURA2300 400.00 | -0.2708 | -904.2332 | 2245 | 1340.7668
results203.txt | 6855 FRAERNA 400.00 | -0.2530 | -904.2332 | 2245 | 1340.7668
results203.txt | 6856 ORSKOG 400.00 | -0.1949 | -904.2332 | 2245 | 1340.7668
results203.txt | 6857 ORSTA 400.00 | -0.1543 | -904.2332 | 2245 | 1340.7668
results203.txt | 6858 ISTAD 400.00 | -0.2529 | -904.2332 | 2245 | 1340.7668
results203.txt | 6859 AURA1 400.00 | -0.2650 | -904.2332 | 2245 | 1340.7668
results203.txt | 6860 GRYTTEN 400.00 | -0.2387 | -904.2332 | 2245 | 1340.7668
results203.txt | 6861 SNILLDAL 400.00 | -0.2411 | -904.2332 | 2245 | 1340.7668
results203.txt | 6862 SURNA 400.00 | -0.2506 | -904.2332 | 2245 | 1340.7668
results203.txt | 6863 HOFSTAD 400.00 | -0.2079 | -904.2332 | 2245 | 1340.7668
results203.txt | 6864 ÅFJORD 400.00 | -0.2242 | -904.2332 | 2245 | 1340.7668
results203.txt | 6866 ORKDAL400 400.00 | -0.2169 | -904.2332 | 2245 | 1340.7668
results203.txt | 6865 ORKDAL300 400.00 | -0.2169 | -904.2332 | 2245 | 1340.7668
results203.txt | 6867 STRINDA 400.00 | -0.1938 | -904.2332 | 2245 | 1340.7668
results203.txt | 6869 KLAEBU400 400.00 | -0.1943 | -904.2332 | 2245 | 1340.7668
results203.txt | 6868 KLAEBU300 400.00 | -0.1943 | -904.2332 | 2245 | 1340.7668
results203.txt | 6871 EIDUM400 400.00 | -0.1929 | -904.2332 | 2245 | 1340.7668
results203.txt | 6870 EIDUM300 400.00 | -0.1929 | -904.2332 | 2245 | 1340.7668
results203.txt | 6874 VÅGÅMO 400.00 | 0.5311 | -904.2332 | 2245 | 1340.7668
results203.txt | 6875 RENDALEN 301.00 | 0.2328 | -904.2332 | 2245 | 1340.7668
results203.txt | 6936 NEDRERÖS400 400.00 | -0.1427 | -904.2332 | 2245 | 1340.7668
results203.txt | 6935 NEDRERÖS300 400.00 | -0.1427 | -904.2332 | 2245 | 1340.7668
results203.txt | 6934 NEDRERÖS220 220.00 | -0.1223 | -904.2332 | 2245 | 1340.7668
results203.txt | 6937 MARKA 400.00 | -0.1495 | -904.2332 | 2245 | 1340.7668
results203.txt | 6938 NAMSOS 400.00 | -0.1835 | -904.2332 | 2245 | 1340.7668
results203.txt | 6939 KOLSVIK 400.00 | -0.1637 | -904.2332 | 2245 | 1340.7668
results203.txt | 6940 NAMSKOGEN 400.00 | -0.1639 | -904.2332 | 2245 | 1340.7668
results203.txt | 6942 TUNNSJO400 400.00 | -0.1693 | -904.2332 | 2245 | 1340.7668
results203.txt | 6941 TUNNSJO300 400.00 | -0.1693 | -904.2332 | 2245 | 1340.7668
results203.txt | 6944 RANA 400.00 | -0.1384 | -904.2332 | 2245 | 1340.7668
results203.txt | 7006 SVARTISEN 400.00 | -0.1301 | -904.2332 | 2245 | 1340.7668
results203.txt | 7007 KOBBELV 400.00 | -0.1066 | -904.2332 | 2245 | 1340.7668
results203.txt | 7008 SALTEN 400.00 | -0.1121 | -904.2332 | 2245 | 1340.7668
results203.txt | 7061 NEA 400.00 | -0.1384 | -904.2332 | 2245 | 1340.7668
results203.txt | 9006 TROFORS 400.00 | -0.1539 | -904.2332 | 2245 | 1340.7668
results203.txt | 9007 TJELDBERGO 400.00 | -0.2461 | -904.2332 | 2245 | 1340.7668
results203.txt | 9008 SYLKKYVELN 400.00 | -0.1771 | -904.2332 | 2245 | 1340.7668
results203.txt | 9012 BAMBLE 400.00 | 0.1031 | -904.2332 | 2245 | 1340.7668
results203.txt | 9013 HOF 400.00 | 0.1070 | -904.2332 | 2245 | 1340.7668
results203.txt | 9015 HEMSIL300 301.00 | 0.1080 | -904.2332 | 2245 | 1340.7668
results203.txt | 9016 FÅBER300 301.00 | 0.2363 | -904.2332 | 2245 | 1340.7668
results203.txt | 9017 OSLO301 301.00 | 0.1503 | -904.2332 | 2245 | 1340.7668
results203.txt | 9018 TEGNEBY 301.00 | 0.1304 | -904.2332 | 2245 | 1340.7668
results204.txt | PTI INTERACTIVE POWER SYSTEM SIMULATOR--PSS(R)E MON, MAY 29 2023 | 16:32 | 226.1031 | 1571.5 | 1345.3969
results204.txt | SENSITIVITY FACTORS ARE CALCULATED WITH AC | NETWORK | 226.1031 | 1571.5 | 1345.3969
results204.txt | SUBSYSTEM 'RESERV' IS USED FOR OPPOSING SYSTEM FOR MW POWER | DISPATCH | 226.1031 | 1571.5 | 1345.3969
results204.txt | SENSITIVITY FACTORS OF BRANCH FLOW (MVA) ON 6670 HOL3 400.00 TO 6673 USTA400 400.00 1 MORE THAN | 0.10000 | 226.1031 | 1571.5 | 1345.3969
results204.txt | <--------- BUS NAME --------> | MW-SENS | 226.1031 | 1571.5 | 1345.3969
results204.txt | 6670 HOL3 400.00 | 1.0059 | 226.1031 | 1571.5 | 1345.3969
results205.txt | PTI INTERACTIVE POWER SYSTEM SIMULATOR--PSS(R)E MON, MAY 29 2023 | 16:32 | -896.8996 | 2245 | 1348.1004
results205.txt | SENSITIVITY FACTORS ARE CALCULATED WITH AC | NETWORK | -896.8996 | 2245 | 1348.1004
results205.txt | SUBSYSTEM 'RESERV' IS USED FOR OPPOSING SYSTEM FOR MW POWER | DISPATCH | -896.8996 | 2245 | 1348.1004
results205.txt | SENSITIVITY FACTORS OF BRANCH FLOW (MVA) ON 6828 MIDSKOG400 400.00 TO 6844 RATAN 400.00 4 MORE THAN | 0.10000 | -896.8996 | 2245 | 1348.1004
results205.txt | <--------- BUS NAME --------> | MW-SENS | -896.8996 | 2245 | 1348.1004
results205.txt | 6797 NÄMFORSEN 220.00 | 0.1206 | -896.8996 | 2245 | 1348.1004
results205.txt | 6798 MOFORSEN 220.00 | 0.1376 | -896.8996 | 2245 | 1348.1004
results205.txt | 6799 HJÄLTA220 220.00 | 0.2999 | -896.8996 | 2245 | 1348.1004
results205.txt | 6800 FORSMO 220.00 | 0.1716 | -896.8996 | 2245 | 1348.1004
results205.txt | 6801 FORSSE 220.00 | 0.2709 | -896.8996 | 2245 | 1348.1004
results205.txt | 6804 JARKVISSLE 220.00 | 0.2977 | -896.8996 | 2245 | 1348.1004
results205.txt | 6806 HALLSJO 220.00 | 0.2974 | -896.8996 | 2245 | 1348.1004
results205.txt | 6808 VAPLE 220.00 | 0.2960 | -896.8996 | 2245 | 1348.1004
results205.txt | 6823 LANGA 220.00 | 0.2808 | -896.8996 | 2245 | 1348.1004
results205.txt | 6824 TRANGFARS 220.00 | 0.2931 | -896.8996 | 2245 | 1348.1004
results205.txt | 6825 NORDIASEN 220.00 | 0.2902 | -896.8996 | 2245 | 1348.1004
results205.txt | 6834 STUGUN 220.00 | 0.1451 | -896.8996 | 2245 | 1348.1004
results205.txt | 6835 NÄVEREDE 220.00 | 0.1041 | -896.8996 | 2245 | 1348.1004
results205.txt | 6836 GAMMALÄNGE 220.00 | 0.2045 | -896.8996 | 2245 | 1348.1004
results205.txt | 6837 KRÅNGEDE 220.00 | 0.2047 | -896.8996 | 2245 | 1348.1004
results205.txt | 6840 SVARTHÅLSF 220.00 | 0.2328 | -896.8996 | 2245 | 1348.1004
results205.txt | 6841 STADSFORSEN 220.00 | 0.2999 | -896.8996 | 2245 | 1348.1004
results205.txt | 6843 RATANSKV400 400.00 | 0.5870 | -896.8996 | 2245 | 1348.1004
results205.txt | 6842 RATANSKV220 220.00 | 0.3007 | -896.8996 | 2245 | 1348.1004
results205.txt | 6844 RATAN 400.00 | 0.6069 | -896.8996 | 2245 | 1348.1004
results205.txt | 6845 TURINGE 220.00 | 0.2997 | -896.8996 | 2245 | 1348.1004
results205.txt | 6846 SVEG 220.00 | 0.2918 | -896.8996 | 2245 | 1348.1004
results205.txt | 6847 BRACKE 220.00 | 0.2055 | -896.8996 | 2245 | 1348.1004
results205.txt | 6848 JARNVAGSFOR 220.00 | 0.2991 | -896.8996 | 2245 | 1348.1004
results205.txt | 6849 ANGE 220.00 | 0.2989 | -896.8996 | 2245 | 1348.1004
results205.txt | 6850 MORTTJARNB 220.00 | 0.2055 | -896.8996 | 2245 | 1348.1004
results205.txt | 6851 HOLLEFORSEN 220.00 | 0.2988 | -896.8996 | 2245 | 1348.1004
results205.txt | 6852 TORPSHAMMAR 220.00 | 0.2976 | -896.8996 | 2245 | 1348.1004
results205.txt | 6853 DONJE 220.00 | 0.2977 | -896.8996 | 2245 | 1348.1004
results205.txt | 8619 JOINT 220.00 | 0.2979 | -896.8996 | 2245 | 1348.1004
results205.txt | 8426 JOINT 220.00 | 0.1206 | -896.8996 | 2245 | 1348.1004
results205.txt | 8750 JOINT 220.00 | 0.2331 | -896.8996 | 2245 | 1348.1004
results205.txt | 8271 JOINT 220.00 | 0.2981 | -896.8996 | 2245 | 1348.1004
results205.txt | 8284 JOINT 220.00 | 0.1376 | -896.8996 | 2245 | 1348.1004
results205.txt | 8777 JOINT 220.00 | 0.2709 | -896.8996 | 2245 | 1348.1004
results205.txt | 8682 JOINT 220.00 | 0.1450 | -896.8996 | 2245 | 1348.1004
results205.txt | 8258 JOINT 220.00 | 0.1041 | -896.8996 | 2245 | 1348.1004
results205.txt | 8606 JOINT 220.00 | 0.2966 | -896.8996 | 2245 | 1348.1004
results205.txt | 8693 JOINT 220.00 | 0.2977 | -896.8996 | 2245 | 1348.1004
results205.txt | 8613 JOINT 220.00 | 0.2983 | -896.8996 | 2245 | 1348.1004
results206.txt | PTI INTERACTIVE POWER SYSTEM SIMULATOR--PSS(R)E MON, MAY 29 2023 | 16:32 | 895.9933 | 2245 | 1349.0067
results206.txt | SENSITIVITY FACTORS ARE CALCULATED WITH AC | NETWORK | 895.9933 | 2245 | 1349.0067
results206.txt | SUBSYSTEM 'RESERV' IS USED FOR OPPOSING SYSTEM FOR MW POWER | DISPATCH | 895.9933 | 2245 | 1349.0067
results206.txt | SENSITIVITY FACTORS OF BRANCH FLOW (MVA) ON 6342 TENHULT 400.00 TO 6343 BARKERYD 400.00 1 MORE THAN | 0.10000 | 895.9933 | 2245 | 1349.0067
results206.txt | <--------- BUS NAME --------> | MW-SENS | 895.9933 | 2245 | 1349.0067
results206.txt | 5624 HERSLEV 400.00 | 0.2106 | 895.9933 | 2245 | 1349.0067
results206.txt | 5642 HOVEGARD 400.00 | 0.2103 | 895.9933 | 2245 | 1349.0067
results206.txt | 5646 BJAEVERSKOV4400.00 | 0.2102 | 895.9933 | 2245 | 1349.0067
results206.txt | 5645 BJAEVERSKOV2220.00 | 0.2098 | 895.9933 | 2245 | 1349.0067
results206.txt | 5657 ISHOJ400 400.00 | 0.2103 | 895.9933 | 2245 | 1349.0067
results206.txt | 5656 ISHOJ220 220.00 | 0.2107 | 895.9933 | 2245 | 1349.0067
results206.txt | 5660 AVEDOREVERK 400.00 | 0.2105 | 895.9933 | 2245 | 1349.0067
results206.txt | 5662 ORSTEDSVERKE400.00 | 0.2108 | 895.9933 | 2245 | 1349.0067
results206.txt | 5671 SEGE 400.00 | 0.2029 | 895.9933 | 2245 | 1349.0067
results206.txt | 5672 ARRIE 400.00 | 0.2028 | 895.9933 | 2245 | 1349.0067
results206.txt | 5673 KRUSEBERG 400.00 | 0.2028 | 895.9933 | 2245 | 1349.0067
results206.txt | 5676 WIND FARM 220.00 | 0.2060 | 895.9933 | 2245 | 1349.0067
results206.txt | 5845 ASNAESVERK 400.00 | 0.2104 | 895.9933 | 2245 | 1349.0067
results206.txt | 6306 TROLLHATTAN 400.00 | 0.1212 | 895.9933 | 2245 | 1349.0067
results206.txt | 6307 KILANDA 400.00 | 0.1385 | 895.9933 | 2245 | 1349.0067
results206.txt | 6308 HISINGEN 400.00 | 0.1378 | 895.9933 | 2245 | 1349.0067
results206.txt | 6309 STENKULLEN 400.00 | 0.1376 | 895.9933 | 2245 | 1349.0067
results206.txt | 6311 LINDOME 400.00 | 0.1566 | 895.9933 | 2245 | 1349.0067
results206.txt | 6312 RINGHALS 400.00 | 0.1951 | 895.9933 | 2245 | 1349.0067
results206.txt | 6313 STROMMA 400.00 | 0.1721 | 895.9933 | 2245 | 1349.0067
results206.txt | 6315 HORRED 400.00 | 0.2173 | 895.9933 | 2245 | 1349.0067
results206.txt | 6316 UDDEBO 400.00 | 0.2843 | 895.9933 | 2245 | 1349.0067
results206.txt | 6319 KYNDBYVERKER400.00 | 0.2102 | 895.9933 | 2245 | 1349.0067
results206.txt | 6324 GORLOSEGARD 400.00 | 0.2093 | 895.9933 | 2245 | 1349.0067
results206.txt | 6330 GELNTEGARD2 400.00 | 0.2114 | 895.9933 | 2245 | 1349.0067
results206.txt | 6334 GLENTEGARD 400.00 | 0.2117 | 895.9933 | 2245 | 1349.0067
results206.txt | 6335 SODERASEN 400.00 | 0.2066 | 895.9933 | 2245 | 1349.0067
results206.txt | 6337 BARSEBACK 400.00 | 0.2035 | 895.9933 | 2245 | 1349.0067
results206.txt | 6338 HURVA 400.00 | 0.2022 | 895.9933 | 2245 | 1349.0067
results206.txt | 6341 KOLSTAD 400.00 | -0.2939 | 895.9933 | 2245 | 1349.0067
results206.txt | 6342 TENHULT 400.00 | 0.4223 | 895.9933 | 2245 | 1349.0067
results206.txt | 6343 BARKERYD 400.00 | -0.4305 | 895.9933 | 2245 | 1349.0067
results206.txt | 6345 GLAN 400.00 | -0.1016 | 895.9933 | 2245 | 1349.0067
results206.txt | 6349 ALVESTA 400.00 | 0.2254 | 895.9933 | 2245 | 1349.0067
results206.txt | 6350 HEMSJO 400.00 | 0.1770 | 895.9933 | 2245 | 1349.0067
results206.txt | 6351 KARLSHAMN 400.00 | 0.1770 | 895.9933 | 2245 | 1349.0067
results206.txt | 6354 NYBRO 400.00 | 0.1418 | 895.9933 | 2245 | 1349.0067
results206.txt | 6642 OSTANSJO 400.00 | -0.1111 | 895.9933 | 2245 | 1349.0067
results206.txt | 7429 JOINT 220.00 | 0.2064 | 895.9933 | 2245 | 1349.0067
results206.txt | 1052 BREARED 400.00 | 0.1901 | 895.9933 | 2245 | 1349.0067
results206.txt | 1053 HÄRADSBO 400.00 | 0.2126 | 895.9933 | 2245 | 1349.0067
results206.txt | 9401 HAGESKRUV 400.00 | 0.1493 | 895.9933 | 2245 | 1349.0067
results206.txt | 9402 INGELKÄRR 400.00 | 0.1293 | 895.9933 | 2245 | 1349.0067
results207.txt | PTI INTERACTIVE POWER SYSTEM SIMULATOR--PSS(R)E MON, MAY 29 2023 | 16:32 | 893.989 | 2245 | 1351.011
results207.txt | SENSITIVITY FACTORS ARE CALCULATED WITH AC | NETWORK | 893.989 | 2245 | 1351.011
results207.txt | SUBSYSTEM 'RESERV' IS USED FOR OPPOSING SYSTEM FOR MW POWER | DISPATCH | 893.989 | 2245 | 1351.011
results207.txt | SENSITIVITY FACTORS OF BRANCH FLOW (MVA) ON 6373 ARENDAL400 400.00 TO 6730 BAMBLE400 400.00 4 MORE THAN | 0.10000 | 893.989 | 2245 | 1351.011
results207.txt | <--------- BUS NAME --------> | MW-SENS | 893.989 | 2245 | 1351.011
results207.txt | 6356 BJERKREIM 400.00 | 0.1702 | 893.989 | 2245 | 1351.011
results207.txt | 6358 TONSTAD400 400.00 | 0.1953 | 893.989 | 2245 | 1351.011
results207.txt | 6357 TONSTAD300 400.00 | 0.1953 | 893.989 | 2245 | 1351.011
results207.txt | 6360 KJELLAND 400.00 | 0.1845 | 893.989 | 2245 | 1351.011
results207.txt | 6363 FEDA400 400.00 | 0.1965 | 893.989 | 2245 | 1351.011
results207.txt | 6362 FEDA300 400.00 | 0.1963 | 893.989 | 2245 | 1351.011
results207.txt | 6364 LISTAWIND 400.00 | 0.1963 | 893.989 | 2245 | 1351.011
results207.txt | 6365 KRISTIANSAND400.00 | 0.2250 | 893.989 | 2245 | 1351.011
results207.txt | 6373 ARENDAL400 400.00 | 0.3177 | 893.989 | 2245 | 1351.011
results207.txt | 6372 ARENDAL300 400.00 | 0.3177 | 893.989 | 2245 | 1351.011
results207.txt | 6688 STOKKELAND 400.00 | 0.1541 | 893.989 | 2245 | 1351.011
results207.txt | 6690 HOG-JAERN400400.00 | 0.1536 | 893.989 | 2245 | 1351.011
results207.txt | 6689 HOG-JAERN300400.00 | 0.1541 | 893.989 | 2245 | 1351.011
results207.txt | 6699 DUGE 301.00 | 0.1465 | 893.989 | 2245 | 1351.011
results207.txt | 6706 ROSKREPP 301.00 | 0.1502 | 893.989 | 2245 | 1351.011
results207.txt | 6707 KVINEN 301.00 | 0.1536 | 893.989 | 2245 | 1351.011
results207.txt | 6708 SOLHOLM300 400.00 | 0.2149 | 893.989 | 2245 | 1351.011
results207.txt | 6710 HEKNI 400.00 | 0.1203 | 893.989 | 2245 | 1351.011
results207.txt | 6754 STOLAHELA 400.00 | 0.1541 | 893.989 | 2245 | 1351.011
results207.txt | 9014 HONNA 400.00 | 0.2442 | 893.989 | 2245 | 1351.011
results207.txt | 9020 LYSE 301.00 | 0.1376 | 893.989 | 2245 | 1351.011
results207.txt | 9021 FJOTLAND 301.00 | 0.1664 | 893.989 | 2245 | 1351.011
results208.txt | PTI INTERACTIVE POWER SYSTEM SIMULATOR--PSS(R)E MON, MAY 29 2023 | 16:32 | 893.631 | 2245 | 1351.369
results208.txt | SENSITIVITY FACTORS ARE CALCULATED WITH AC | NETWORK | 893.631 | 2245 | 1351.369
results208.txt | SUBSYSTEM 'RESERV' IS USED FOR OPPOSING SYSTEM FOR MW POWER | DISPATCH | 893.631 | 2245 | 1351.369
results208.txt | SENSITIVITY FACTORS OF BRANCH FLOW (MVA) ON 6861 SNILLDAL 400.00 TO 6864 ÅFJORD 400.00 2 MORE THAN | 0.10000 | 893.631 | 2245 | 1351.369
results208.txt | <--------- BUS NAME --------> | MW-SENS | 893.631 | 2245 | 1351.369
results208.txt | 6812 OGNDAL 400.00 | -0.1805 | 893.631 | 2245 | 1351.369
results208.txt | 6814 VERDAL400 400.00 | -0.1309 | 893.631 | 2245 | 1351.369
results208.txt | 6813 VERDAL300 400.00 | -0.1309 | 893.631 | 2245 | 1351.369
results208.txt | 6872 AURA2300 400.00 | 0.1545 | 893.631 | 2245 | 1351.369
results208.txt | 6855 FRAERNA 400.00 | 0.1489 | 893.631 | 2245 | 1351.369
results208.txt | 6856 ORSKOG 400.00 | 0.1291 | 893.631 | 2245 | 1351.369
results208.txt | 6857 ORSTA 400.00 | 0.1149 | 893.631 | 2245 | 1351.369
results208.txt | 6858 ISTAD 400.00 | 0.1489 | 893.631 | 2245 | 1351.369
results208.txt | 6859 AURA1 400.00 | 0.1528 | 893.631 | 2245 | 1351.369
results208.txt | 6860 GRYTTEN 400.00 | 0.1437 | 893.631 | 2245 | 1351.369
results208.txt | 6861 SNILLDAL 400.00 | 0.2441 | 893.631 | 2245 | 1351.369
results208.txt | 6862 SURNA 400.00 | 0.1670 | 893.631 | 2245 | 1351.369
results208.txt | 6863 HOFSTAD 400.00 | -0.4968 | 893.631 | 2245 | 1351.369
results208.txt | 6864 ÅFJORD 400.00 | -0.6262 | 893.631 | 2245 | 1351.369
results208.txt | 6874 VÅGÅMO 400.00 | 0.1156 | 893.631 | 2245 | 1351.369
results208.txt | 6936 NEDRERÖS400 400.00 | -0.2404 | 893.631 | 2245 | 1351.369
results208.txt | 6935 NEDRERÖS300 400.00 | -0.2405 | 893.631 | 2245 | 1351.369
results208.txt | 6934 NEDRERÖS220 220.00 | -0.2104 | 893.631 | 2245 | 1351.369
results208.txt | 6937 MARKA 400.00 | -0.2504 | 893.631 | 2245 | 1351.369
results208.txt | 6938 NAMSOS 400.00 | -0.3002 | 893.631 | 2245 | 1351.369
results208.txt | 6939 KOLSVIK 400.00 | -0.2711 | 893.631 | 2245 | 1351.369
results208.txt | 6940 NAMSKOGEN 400.00 | -0.2714 | 893.631 | 2245 | 1351.369
results208.txt | 6942 TUNNSJO400 400.00 | -0.2793 | 893.631 | 2245 | 1351.369
results208.txt | 6941 TUNNSJO300 400.00 | -0.2793 | 893.631 | 2245 | 1351.369
results208.txt | 6944 RANA 400.00 | -0.2341 | 893.631 | 2245 | 1351.369
results208.txt | 6945 GEJMÅN 220.00 | -0.1637 | 893.631 | 2245 | 1351.369
results208.txt | 6946 AJAURE 220.00 | -0.1339 | 893.631 | 2245 | 1351.369
results208.txt | 6947 GARDIKFORS 220.00 | -0.1145 | 893.631 | 2245 | 1351.369
results208.txt | 6996 OFOTEN 400.00 | -0.1677 | 893.631 | 2245 | 1351.369
results208.txt | 6997 NARVIK 400.00 | -0.1684 | 893.631 | 2245 | 1351.369
results208.txt | 7000 VITAS 400.00 | -0.1221 | 893.631 | 2245 | 1351.369
results208.txt | 7006 SVARTISEN 400.00 | -0.2221 | 893.631 | 2245 | 1351.369
results208.txt | 7007 KOBBELV 400.00 | -0.1877 | 893.631 | 2245 | 1351.369
results208.txt | 7008 SALTEN 400.00 | -0.1958 | 893.631 | 2245 | 1351.369
results208.txt | 7017 HAMMERFEST 400.00 | -0.1729 | 893.631 | 2245 | 1351.369
results208.txt | 7019 BALSFJORD 400.00 | -0.1699 | 893.631 | 2245 | 1351.369
results208.txt | 7020 BARDUFOSS 400.00 | -0.1696 | 893.631 | 2245 | 1351.369
results208.txt | 7062 RITSEM 400.00 | -0.1328 | 893.631 | 2245 | 1351.369
results208.txt | 7799 JOINT 220.00 | -0.1638 | 893.631 | 2245 | 1351.369
results208.txt | 8643 JOINT 220.00 | -0.1145 | 893.631 | 2245 | 1351.369
results208.txt | 9001 SEIDAFJELL 400.00 | -0.1725 | 893.631 | 2245 | 1351.369
results208.txt | 9002 LEBSESBY 400.00 | -0.1726 | 893.631 | 2245 | 1351.369
results208.txt | 9003 HAMMERF 400.00 | -0.1729 | 893.631 | 2245 | 1351.369
results208.txt | 9004 ALTA 400.00 | -0.1718 | 893.631 | 2245 | 1351.369
results208.txt | 9005 BERGHEIM 400.00 | -0.1709 | 893.631 | 2245 | 1351.369
results208.txt | 9006 TROFORS 400.00 | -0.2568 | 893.631 | 2245 | 1351.369
results208.txt | 9007 TJELDBERGO 400.00 | 0.2058 | 893.631 | 2245 | 1351.369
results208.txt | 9008 SYLKKYVELN 400.00 | 0.1229 | 893.631 | 2245 | 1351.369
results209.txt | PTI INTERACTIVE POWER SYSTEM SIMULATOR--PSS(R)E MON, MAY 29 2023 | 16:32 | 891.9945 | 2245 | 1353.0055
results209.txt | SENSITIVITY FACTORS ARE CALCULATED WITH AC | NETWORK | 891.9945 | 2245 | 1353.0055
results209.txt | SUBSYSTEM 'RESERV' IS USED FOR OPPOSING SYSTEM FOR MW POWER | DISPATCH | 891.9945 | 2245 | 1353.0055
results209.txt | SENSITIVITY FACTORS OF BRANCH FLOW (MVA) ON 6357 TONSTAD300 400.00 TO 6358 TONSTAD400 400.00 7 MORE THAN | 0.10000 | 891.9945 | 2245 | 1353.0055
results209.txt | <--------- BUS NAME --------> | MW-SENS | 891.9945 | 2245 | 1353.0055
results209.txt | 6357 TONSTAD300 400.00 | 0.5036 | 891.9945 | 2245 | 1353.0055
results210.txt | PTI INTERACTIVE POWER SYSTEM SIMULATOR--PSS(R)E MON, MAY 29 2023 | 16:32 | 891.9945 | 2245 | 1353.0055
results210.txt | SENSITIVITY FACTORS ARE CALCULATED WITH AC | NETWORK | 891.9945 | 2245 | 1353.0055
results210.txt | SUBSYSTEM 'RESERV' IS USED FOR OPPOSING SYSTEM FOR MW POWER | DISPATCH | 891.9945 | 2245 | 1353.0055
results210.txt | SENSITIVITY FACTORS OF BRANCH FLOW (MVA) ON 6357 TONSTAD300 400.00 TO 6358 TONSTAD400 400.00 8 MORE THAN | 0.10000 | 891.9945 | 2245 | 1353.0055
results210.txt | <--------- BUS NAME --------> | MW-SENS | 891.9945 | 2245 | 1353.0055
results210.txt | 6357 TONSTAD300 400.00 | 0.5036 | 891.9945 | 2245 | 1353.0055
results211.txt | PTI INTERACTIVE POWER SYSTEM SIMULATOR--PSS(R)E MON, MAY 29 2023 | 16:32 | 218.3266 | 1571.5 | 1353.1734
results211.txt | SENSITIVITY FACTORS ARE CALCULATED WITH AC | NETWORK | 218.3266 | 1571.5 | 1353.1734
results211.txt | SUBSYSTEM 'RESERV' IS USED FOR OPPOSING SYSTEM FOR MW POWER | DISPATCH | 218.3266 | 1571.5 | 1353.1734
results211.txt | SENSITIVITY FACTORS OF BRANCH FLOW (MVA) ON 6924 JUKTAN/BLAIK400.00 TO 6926 GRUNDFORS400400.00 1 MORE THAN | 0.10000 | 218.3266 | 1571.5 | 1353.1734
results211.txt | <--------- BUS NAME --------> | MW-SENS | 218.3266 | 1571.5 | 1353.1734
results211.txt | 6924 JUKTAN/BLAIK400.00 | 0.7994 | 218.3266 | 1571.5 | 1353.1734
results212.txt | PTI INTERACTIVE POWER SYSTEM SIMULATOR--PSS(R)E MON, MAY 29 2023 | 16:32 | 890.2166 | 2245 | 1354.7834
results212.txt | SENSITIVITY FACTORS ARE CALCULATED WITH AC | NETWORK | 890.2166 | 2245 | 1354.7834
results212.txt | SUBSYSTEM 'RESERV' IS USED FOR OPPOSING SYSTEM FOR MW POWER | DISPATCH | 890.2166 | 2245 | 1354.7834
results212.txt | SENSITIVITY FACTORS OF BRANCH FLOW (MVA) ON 6373 ARENDAL400 400.00 TO 6730 BAMBLE400 400.00 5 MORE THAN | 0.10000 | 890.2166 | 2245 | 1354.7834
results212.txt | <--------- BUS NAME --------> | MW-SENS | 890.2166 | 2245 | 1354.7834
results212.txt | 6356 BJERKREIM 400.00 | 0.1678 | 890.2166 | 2245 | 1354.7834
results212.txt | 6358 TONSTAD400 400.00 | 0.1926 | 890.2166 | 2245 | 1354.7834
results212.txt | 6357 TONSTAD300 400.00 | 0.1925 | 890.2166 | 2245 | 1354.7834
results212.txt | 6360 KJELLAND 400.00 | 0.1819 | 890.2166 | 2245 | 1354.7834
results212.txt | 6363 FEDA400 400.00 | 0.1937 | 890.2166 | 2245 | 1354.7834
results212.txt | 6362 FEDA300 400.00 | 0.1935 | 890.2166 | 2245 | 1354.7834
results212.txt | 6364 LISTAWIND 400.00 | 0.1935 | 890.2166 | 2245 | 1354.7834
results212.txt | 6365 KRISTIANSAND400.00 | 0.2218 | 890.2166 | 2245 | 1354.7834
results212.txt | 6373 ARENDAL400 400.00 | 0.3132 | 890.2166 | 2245 | 1354.7834
results212.txt | 6372 ARENDAL300 400.00 | 0.3132 | 890.2166 | 2245 | 1354.7834
results212.txt | 6688 STOKKELAND 400.00 | 0.1520 | 890.2166 | 2245 | 1354.7834
results212.txt | 6690 HOG-JAERN400400.00 | 0.1514 | 890.2166 | 2245 | 1354.7834
results212.txt | 6689 HOG-JAERN300400.00 | 0.1519 | 890.2166 | 2245 | 1354.7834
results212.txt | 6699 DUGE 301.00 | 0.1444 | 890.2166 | 2245 | 1354.7834
results212.txt | 6706 ROSKREPP 301.00 | 0.1480 | 890.2166 | 2245 | 1354.7834
results212.txt | 6707 KVINEN 301.00 | 0.1514 | 890.2166 | 2245 | 1354.7834
results212.txt | 6708 SOLHOLM300 400.00 | 0.2118 | 890.2166 | 2245 | 1354.7834
results212.txt | 6710 HEKNI 400.00 | 0.1186 | 890.2166 | 2245 | 1354.7834
results212.txt | 6754 STOLAHELA 400.00 | 0.1520 | 890.2166 | 2245 | 1354.7834
results212.txt | 9014 HONNA 400.00 | 0.2407 | 890.2166 | 2245 | 1354.7834
results212.txt | 9020 LYSE 301.00 | 0.1356 | 890.2166 | 2245 | 1354.7834
results212.txt | 9021 FJOTLAND 301.00 | 0.1640 | 890.2166 | 2245 | 1354.7834
results213.txt | PTI INTERACTIVE POWER SYSTEM SIMULATOR--PSS(R)E MON, MAY 29 2023 | 16:32 | 882.5043 | 2245 | 1362.4956
results213.txt | SENSITIVITY FACTORS ARE CALCULATED WITH AC | NETWORK | 882.5043 | 2245 | 1362.4956
results213.txt | SUBSYSTEM 'RESERV' IS USED FOR OPPOSING SYSTEM FOR MW POWER | DISPATCH | 882.5043 | 2245 | 1362.4956
results213.txt | SENSITIVITY FACTORS OF BRANCH FLOW (MVA) ON 6342 TENHULT 400.00 TO 6349 ALVESTA 400.00 3 MORE THAN | 0.10000 | 882.5043 | 2245 | 1362.4956
results213.txt | <--------- BUS NAME --------> | MW-SENS | 882.5043 | 2245 | 1362.4956
results213.txt | 5624 HERSLEV 400.00 | -0.1371 | 882.5043 | 2245 | 1362.4956
results213.txt | 5642 HOVEGARD 400.00 | -0.1370 | 882.5043 | 2245 | 1362.4956
results213.txt | 5646 BJAEVERSKOV4400.00 | -0.1369 | 882.5043 | 2245 | 1362.4956
results213.txt | 5645 BJAEVERSKOV2220.00 | -0.1367 | 882.5043 | 2245 | 1362.4956
results213.txt | 5657 ISHOJ400 400.00 | -0.1370 | 882.5043 | 2245 | 1362.4956
results213.txt | 5656 ISHOJ220 220.00 | -0.1372 | 882.5043 | 2245 | 1362.4956
results213.txt | 5660 AVEDOREVERK 400.00 | -0.1371 | 882.5043 | 2245 | 1362.4956
results213.txt | 5662 ORSTEDSVERKE400.00 | -0.1372 | 882.5043 | 2245 | 1362.4956
results213.txt | 5671 SEGE 400.00 | -0.2247 | 882.5043 | 2245 | 1362.4956
results213.txt | 5672 ARRIE 400.00 | -0.2246 | 882.5043 | 2245 | 1362.4956
results213.txt | 5673 KRUSEBERG 400.00 | -0.2246 | 882.5043 | 2245 | 1362.4956
results213.txt | 5676 WIND FARM 220.00 | -0.1347 | 882.5043 | 2245 | 1362.4956
results213.txt | 5845 ASNAESVERK 400.00 | -0.1370 | 882.5043 | 2245 | 1362.4956
results213.txt | 6319 KYNDBYVERKER400.00 | -0.1369 | 882.5043 | 2245 | 1362.4956
results213.txt | 6324 GORLOSEGARD 400.00 | -0.1365 | 882.5043 | 2245 | 1362.4956
results213.txt | 6330 GELNTEGARD2 400.00 | -0.1375 | 882.5043 | 2245 | 1362.4956
results213.txt | 6334 GLENTEGARD 400.00 | -0.1377 | 882.5043 | 2245 | 1362.4956
results213.txt | 6335 SODERASEN 400.00 | -0.1350 | 882.5043 | 2245 | 1362.4956
results213.txt | 6337 BARSEBACK 400.00 | -0.2126 | 882.5043 | 2245 | 1362.4956
results213.txt | 6338 HURVA 400.00 | -0.2530 | 882.5043 | 2245 | 1362.4956
results213.txt | 6342 TENHULT 400.00 | 0.1950 | 882.5043 | 2245 | 1362.4956
results213.txt | 6343 BARKERYD 400.00 | 0.1282 | 882.5043 | 2245 | 1362.4956
results213.txt | 6348 OSKARSHAMN 400.00 | -0.2164 | 882.5043 | 2245 | 1362.4956
results213.txt | 6349 ALVESTA 400.00 | -0.4009 | 882.5043 | 2245 | 1362.4956
results213.txt | 6350 HEMSJO 400.00 | -0.3094 | 882.5043 | 2245 | 1362.4956
results213.txt | 6351 KARLSHAMN 400.00 | -0.3093 | 882.5043 | 2245 | 1362.4956
results213.txt | 6354 NYBRO 400.00 | -0.2784 | 882.5043 | 2245 | 1362.4956
results213.txt | 7429 JOINT 220.00 | -0.1349 | 882.5043 | 2245 | 1362.4956
results213.txt | 9401 HAGESKRUV 400.00 | -0.3083 | 882.5043 | 2245 | 1362.4956
results214.txt | PTI INTERACTIVE POWER SYSTEM SIMULATOR--PSS(R)E MON, MAY 29 2023 | 16:32 | -880.7264 | 2245 | 1364.2736
results214.txt | SENSITIVITY FACTORS ARE CALCULATED WITH AC | NETWORK | -880.7264 | 2245 | 1364.2736
results214.txt | SUBSYSTEM 'RESERV' IS USED FOR OPPOSING SYSTEM FOR MW POWER | DISPATCH | -880.7264 | 2245 | 1364.2736
results214.txt | SENSITIVITY FACTORS OF BRANCH FLOW (MVA) ON 6859 AURA1 400.00 TO 6872 AURA2300 400.00 4 MORE THAN | 0.10000 | -880.7264 | 2245 | 1364.2736
results214.txt | <--------- BUS NAME --------> | MW-SENS | -880.7264 | 2245 | 1364.2736
results214.txt | 6647 MOSKOG 400.00 | 0.2566 | -880.7264 | 2245 | 1364.2736
results214.txt | 6648 HOYANGER 400.00 | 0.2156 | -880.7264 | 2245 | 1364.2736
results214.txt | 6657 JOSTEDAL 400.00 | 0.1059 | -880.7264 | 2245 | 1364.2736
results214.txt | 6658 LEIRDOLA 400.00 | 0.1062 | -880.7264 | 2245 | 1364.2736
results214.txt | 6659 ÅROY 400.00 | 0.1088 | -880.7264 | 2245 | 1364.2736
results214.txt | 6661 FARDAL400 400.00 | 0.1089 | -880.7264 | 2245 | 1364.2736
results214.txt | 6660 FARDAL300 400.00 | 0.1088 | -880.7264 | 2245 | 1364.2736
results214.txt | 6666 SKAGEN-FOTUN400.00 | 0.1048 | -880.7264 | 2245 | 1364.2736
results214.txt | 6712 OVREVINSTRA 400.00 | -0.1056 | -880.7264 | 2245 | 1364.2736
results214.txt | 6812 OGNDAL 400.00 | -0.1738 | -880.7264 | 2245 | 1364.2736
results214.txt | 6814 VERDAL400 400.00 | -0.1748 | -880.7264 | 2245 | 1364.2736
results214.txt | 6813 VERDAL300 400.00 | -0.1748 | -880.7264 | 2245 | 1364.2736
results214.txt | 6815 HÖGÅSEN 400.00 | -0.1177 | -880.7264 | 2245 | 1364.2736
results214.txt | 6872 AURA2300 400.00 | -0.2223 | -880.7264 | 2245 | 1364.2736
results214.txt | 6855 FRAERNA 400.00 | 0.7490 | -880.7264 | 2245 | 1364.2736
results214.txt | 6856 ORSKOG 400.00 | 0.6270 | -880.7264 | 2245 | 1364.2736
results214.txt | 6857 ORSTA 400.00 | 0.5409 | -880.7264 | 2245 | 1364.2736
results214.txt | 6858 ISTAD 400.00 | 0.7490 | -880.7264 | 2245 | 1364.2736
results214.txt | 6859 AURA1 400.00 | 0.7736 | -880.7264 | 2245 | 1364.2736
results214.txt | 6860 GRYTTEN 400.00 | 0.7181 | -880.7264 | 2245 | 1364.2736
results214.txt | 6861 SNILLDAL 400.00 | -0.2050 | -880.7264 | 2245 | 1364.2736
results214.txt | 6862 SURNA 400.00 | -0.2105 | -880.7264 | 2245 | 1364.2736
results214.txt | 6863 HOFSTAD 400.00 | -0.1855 | -880.7264 | 2245 | 1364.2736
results214.txt | 6864 ÅFJORD 400.00 | -0.1951 | -880.7264 | 2245 | 1364.2736
results214.txt | 6866 ORKDAL400 400.00 | -0.1908 | -880.7264 | 2245 | 1364.2736
results214.txt | 6865 ORKDAL300 400.00 | -0.1908 | -880.7264 | 2245 | 1364.2736
results214.txt | 6867 STRINDA 400.00 | -0.1773 | -880.7264 | 2245 | 1364.2736
results214.txt | 6869 KLAEBU400 400.00 | -0.1776 | -880.7264 | 2245 | 1364.2736
results214.txt | 6868 KLAEBU300 400.00 | -0.1776 | -880.7264 | 2245 | 1364.2736
results214.txt | 6871 EIDUM400 400.00 | -0.1768 | -880.7264 | 2245 | 1364.2736
results214.txt | 6870 EIDUM300 400.00 | -0.1768 | -880.7264 | 2245 | 1364.2736
results214.txt | 6874 VÅGÅMO 400.00 | -0.1453 | -880.7264 | 2245 | 1364.2736
results214.txt | 6936 NEDRERÖS400 400.00 | -0.1474 | -880.7264 | 2245 | 1364.2736
results214.txt | 6935 NEDRERÖS300 400.00 | -0.1475 | -880.7264 | 2245 | 1364.2736
results214.txt | 6934 NEDRERÖS220 220.00 | -0.1356 | -880.7264 | 2245 | 1364.2736
results214.txt | 6937 MARKA 400.00 | -0.1515 | -880.7264 | 2245 | 1364.2736
results214.txt | 6938 NAMSOS 400.00 | -0.1713 | -880.7264 | 2245 | 1364.2736
results214.txt | 6939 KOLSVIK 400.00 | -0.1597 | -880.7264 | 2245 | 1364.2736
results214.txt | 6940 NAMSKOGEN 400.00 | -0.1598 | -880.7264 | 2245 | 1364.2736
results214.txt | 6942 TUNNSJO400 400.00 | -0.1630 | -880.7264 | 2245 | 1364.2736
results214.txt | 6941 TUNNSJO300 400.00 | -0.1630 | -880.7264 | 2245 | 1364.2736
results214.txt | 6944 RANA 400.00 | -0.1449 | -880.7264 | 2245 | 1364.2736
results214.txt | 6945 GEJMÅN 220.00 | -0.1171 | -880.7264 | 2245 | 1364.2736
results214.txt | 6946 AJAURE 220.00 | -0.1053 | -880.7264 | 2245 | 1364.2736
results214.txt | 6996 OFOTEN 400.00 | -0.1184 | -880.7264 | 2245 | 1364.2736
results214.txt | 6997 NARVIK 400.00 | -0.1187 | -880.7264 | 2245 | 1364.2736
results214.txt | 7000 VITAS 400.00 | -0.1001 | -880.7264 | 2245 | 1364.2736
results214.txt | 7006 SVARTISEN 400.00 | -0.1401 | -880.7264 | 2245 | 1364.2736
results214.txt | 7007 KOBBELV 400.00 | -0.1264 | -880.7264 | 2245 | 1364.2736
results214.txt | 7008 SALTEN 400.00 | -0.1296 | -880.7264 | 2245 | 1364.2736
results214.txt | 7017 HAMMERFEST 400.00 | -0.1205 | -880.7264 | 2245 | 1364.2736
results214.txt | 7019 BALSFJORD 400.00 | -0.1193 | -880.7264 | 2245 | 1364.2736
results214.txt | 7020 BARDUFOSS 400.00 | -0.1191 | -880.7264 | 2245 | 1364.2736
results214.txt | 7061 NEA 400.00 | -0.1450 | -880.7264 | 2245 | 1364.2736
results214.txt | 7062 RITSEM 400.00 | -0.1044 | -880.7264 | 2245 | 1364.2736
results214.txt | 7799 JOINT 220.00 | -0.1171 | -880.7264 | 2245 | 1364.2736
results214.txt | 9001 SEIDAFJELL 400.00 | -0.1203 | -880.7264 | 2245 | 1364.2736
results214.txt | 9002 LEBSESBY 400.00 | -0.1204 | -880.7264 | 2245 | 1364.2736
results214.txt | 9003 HAMMERF 400.00 | -0.1205 | -880.7264 | 2245 | 1364.2736
results214.txt | 9004 ALTA 400.00 | -0.1200 | -880.7264 | 2245 | 1364.2736
results214.txt | 9005 BERGHEIM 400.00 | -0.1197 | -880.7264 | 2245 | 1364.2736
results214.txt | 9006 TROFORS 400.00 | -0.1540 | -880.7264 | 2245 | 1364.2736
results214.txt | 9007 TJELDBERGO 400.00 | -0.2079 | -880.7264 | 2245 | 1364.2736
results214.txt | 9008 SYLKKYVELN 400.00 | 0.5894 | -880.7264 | 2245 | 1364.2736
results214.txt | 9009 ALFOTEN 400.00 | 0.4112 | -880.7264 | 2245 | 1364.2736
results215.txt | PTI INTERACTIVE POWER SYSTEM SIMULATOR--PSS(R)E MON, MAY 29 2023 | 16:32 | 874.8979 | 2245 | 1370.1021
results215.txt | SENSITIVITY FACTORS ARE CALCULATED WITH AC | NETWORK | 874.8979 | 2245 | 1370.1021
results215.txt | SUBSYSTEM 'RESERV' IS USED FOR OPPOSING SYSTEM FOR MW POWER | DISPATCH | 874.8979 | 2245 | 1370.1021
results215.txt | SENSITIVITY FACTORS OF BRANCH FLOW (MVA) ON 6732 FLESAKER 400.00 TO 6733 SYLLING300 400.00 3 MORE THAN | 0.10000 | 874.8979 | 2245 | 1370.1021
results215.txt | <--------- BUS NAME --------> | MW-SENS | 874.8979 | 2245 | 1370.1021
results215.txt | 6356 BJERKREIM 400.00 | 0.2084 | 874.8979 | 2245 | 1370.1021
results215.txt | 6358 TONSTAD400 400.00 | 0.2116 | 874.8979 | 2245 | 1370.1021
results215.txt | 6357 TONSTAD300 400.00 | 0.2116 | 874.8979 | 2245 | 1370.1021
results215.txt | 6360 KJELLAND 400.00 | 0.2109 | 874.8979 | 2245 | 1370.1021
results215.txt | 6363 FEDA400 400.00 | 0.2133 | 874.8979 | 2245 | 1370.1021
results215.txt | 6362 FEDA300 400.00 | 0.2133 | 874.8979 | 2245 | 1370.1021
results215.txt | 6364 LISTAWIND 400.00 | 0.2133 | 874.8979 | 2245 | 1370.1021
results215.txt | 6365 KRISTIANSAND400.00 | 0.2227 | 874.8979 | 2245 | 1370.1021
results215.txt | 6373 ARENDAL400 400.00 | 0.2309 | 874.8979 | 2245 | 1370.1021
results215.txt | 6372 ARENDAL300 400.00 | 0.2309 | 874.8979 | 2245 | 1370.1021
results215.txt | 6626 MINNE 400.00 | -0.1923 | 874.8979 | 2245 | 1370.1021
results215.txt | 6657 JOSTEDAL 400.00 | -0.1004 | 874.8979 | 2245 | 1370.1021
results215.txt | 6658 LEIRDOLA 400.00 | -0.1006 | 874.8979 | 2245 | 1370.1021
results215.txt | 6659 ÅROY 400.00 | -0.1022 | 874.8979 | 2245 | 1370.1021
results215.txt | 6661 FARDAL400 400.00 | -0.1022 | 874.8979 | 2245 | 1370.1021
results215.txt | 6660 FARDAL300 400.00 | -0.1022 | 874.8979 | 2245 | 1370.1021
results215.txt | 6663 AURLAND400 400.00 | -0.1274 | 874.8979 | 2245 | 1370.1021
results215.txt | 6662 AURLAND200 400.00 | -0.1273 | 874.8979 | 2245 | 1370.1021
results215.txt | 6664 AURLAND2 400.00 | -0.1274 | 874.8979 | 2245 | 1370.1021
results215.txt | 6665 AURLAND3 400.00 | -0.1347 | 874.8979 | 2245 | 1370.1021
results215.txt | 6667 BORGUND 301.00 | -0.1770 | 874.8979 | 2245 | 1370.1021
results215.txt | 6668 ELDFJORD 400.00 | -0.1108 | 874.8979 | 2245 | 1370.1021
results215.txt | 6669 HOL1 400.00 | -0.1575 | 874.8979 | 2245 | 1370.1021
results215.txt | 6670 HOL3 400.00 | -0.1671 | 874.8979 | 2245 | 1370.1021
results215.txt | 6671 HEMSIL1 301.00 | -0.1776 | 874.8979 | 2245 | 1370.1021
results215.txt | 6673 USTA400 400.00 | -0.1674 | 874.8979 | 2245 | 1370.1021
results215.txt | 6672 USTA300 400.00 | -0.1674 | 874.8979 | 2245 | 1370.1021
results215.txt | 6679 OKSLA 400.00 | 0.1582 | 874.8979 | 2245 | 1370.1021
results215.txt | 6680 ÅSEN 400.00 | 0.1582 | 874.8979 | 2245 | 1370.1021
results215.txt | 6682 SAUDA400 400.00 | 0.1335 | 874.8979 | 2245 | 1370.1021
results215.txt | 6681 SAUDA300 400.00 | 0.1332 | 874.8979 | 2245 | 1370.1021
results215.txt | 6683 HYLEN 400.00 | 0.1330 | 874.8979 | 2245 | 1370.1021
results215.txt | 6685 RÖDAL 400.00 | 0.1588 | 874.8979 | 2245 | 1370.1021
results215.txt | 6686 NOVLE 400.00 | 0.1587 | 874.8979 | 2245 | 1370.1021
results215.txt | 6687 ULLA-FORRE 400.00 | 0.1596 | 874.8979 | 2245 | 1370.1021
results215.txt | 6688 STOKKELAND 400.00 | 0.2047 | 874.8979 | 2245 | 1370.1021
results215.txt | 6690 HOG-JAERN400400.00 | 0.2046 | 874.8979 | 2245 | 1370.1021
results215.txt | 6689 HOG-JAERN300400.00 | 0.2047 | 874.8979 | 2245 | 1370.1021
results215.txt | 6691 SUBSTATION 400.00 | 0.1330 | 874.8979 | 2245 | 1370.1021
results215.txt | 6693 SATURDAL 400.00 | 0.2104 | 874.8979 | 2245 | 1370.1021
results215.txt | 6692 HYDRO MIXED 400.00 | 0.2103 | 874.8979 | 2245 | 1370.1021
results215.txt | 6694 FORRE 400.00 | 0.2038 | 874.8979 | 2245 | 1370.1021
results215.txt | 6695 KVILLDAL 400.00 | 0.2204 | 874.8979 | 2245 | 1370.1021
results215.txt | 6698 LYSE400 400.00 | 0.1914 | 874.8979 | 2245 | 1370.1021
results215.txt | 6697 LYSE300 400.00 | 0.1915 | 874.8979 | 2245 | 1370.1021
results215.txt | 6699 DUGE 301.00 | 0.2011 | 874.8979 | 2245 | 1370.1021
results215.txt | 6700 TJORHOM 400.00 | 0.1910 | 874.8979 | 2245 | 1370.1021
results215.txt | 6701 KVANNDAL 400.00 | 0.1704 | 874.8979 | 2245 | 1370.1021
results215.txt | 6702 KJELA 400.00 | 0.1877 | 874.8979 | 2245 | 1370.1021
results215.txt | 6703 SONGA 400.00 | 0.2119 | 874.8979 | 2245 | 1370.1021
results215.txt | 6704 VINJE 400.00 | 0.2166 | 874.8979 | 2245 | 1370.1021
results215.txt | 6705 HOLEN 400.00 | 0.2217 | 874.8979 | 2245 | 1370.1021
results215.txt | 6706 ROSKREPP 301.00 | 0.2018 | 874.8979 | 2245 | 1370.1021
results215.txt | 6707 KVINEN 301.00 | 0.2024 | 874.8979 | 2245 | 1370.1021
results215.txt | 6708 SOLHOLM300 400.00 | 0.2135 | 874.8979 | 2245 | 1370.1021
results215.txt | 6710 HEKNI 400.00 | 0.2205 | 874.8979 | 2245 | 1370.1021
results215.txt | 6711 TOKKE 400.00 | 0.2226 | 874.8979 | 2245 | 1370.1021
results215.txt | 6712 OVREVINSTRA 400.00 | -0.1416 | 874.8979 | 2245 | 1370.1021
results215.txt | 6713 NEDREVINSTRA400.00 | -0.1658 | 874.8979 | 2245 | 1370.1021
results215.txt | 6714 HEMSIL2 400.00 | -0.1791 | 874.8979 | 2245 | 1370.1021
results215.txt | 6715 NESBYEN 400.00 | -0.1819 | 874.8979 | 2245 | 1370.1021
results215.txt | 6716 DAGALI 400.00 | -0.1841 | 874.8979 | 2245 | 1370.1021
results215.txt | 6717 NEDREVINSTRA400.00 | -0.1658 | 874.8979 | 2245 | 1370.1021
results215.txt | 6718 FÅBERG 400.00 | -0.1671 | 874.8979 | 2245 | 1370.1021
results215.txt | 6719 ÅDAL 400.00 | -0.2217 | 874.8979 | 2245 | 1370.1021
results215.txt | 6720 VARDAL 400.00 | -0.1778 | 874.8979 | 2245 | 1370.1021
results215.txt | 6721 VANG 400.00 | -0.1806 | 874.8979 | 2245 | 1370.1021
results215.txt | 6722 VEMORK 400.00 | 0.2484 | 874.8979 | 2245 | 1370.1021
results215.txt | 6723 SÅHEIM 400.00 | 0.2860 | 874.8979 | 2245 | 1370.1021
results215.txt | 6724 NORE 400.00 | -0.2080 | 874.8979 | 2245 | 1370.1021
results215.txt | 6725 SUNDSBARM 400.00 | 0.2517 | 874.8979 | 2245 | 1370.1021
results215.txt | 6727 ROD400 400.00 | 0.2320 | 874.8979 | 2245 | 1370.1021
results215.txt | 6726 ROD300 400.00 | 0.2327 | 874.8979 | 2245 | 1370.1021
results215.txt | 6728 GRENLAND 400.00 | 0.2411 | 874.8979 | 2245 | 1370.1021
results215.txt | 6730 BAMBLE400 400.00 | 0.2416 | 874.8979 | 2245 | 1370.1021
results215.txt | 6729 BAMBLE300 400.00 | 0.2416 | 874.8979 | 2245 | 1370.1021
results215.txt | 6731 RINGERIKE 400.00 | -0.2329 | 874.8979 | 2245 | 1370.1021
results215.txt | 6732 FLESAKER 400.00 | 0.3217 | 874.8979 | 2245 | 1370.1021
results215.txt | 6734 SYLLING400 400.00 | -0.2859 | 874.8979 | 2245 | 1370.1021
results215.txt | 6733 SYLLING300 400.00 | -0.2901 | 874.8979 | 2245 | 1370.1021
results215.txt | 6736 OSLA400 400.00 | -0.2006 | 874.8979 | 2245 | 1370.1021
results215.txt | 6735 OSLO300 400.00 | -0.2028 | 874.8979 | 2245 | 1370.1021
results215.txt | 6738 TVEITEN 400.00 | 0.2808 | 874.8979 | 2245 | 1370.1021
results215.txt | 6751 SUBSTATION 301.00 | 0.1114 | 874.8979 | 2245 | 1370.1021
results215.txt | 6750 HÅVIK 400.00 | 0.1020 | 874.8979 | 2245 | 1370.1021
results215.txt | 6753 KÅRSTO 400.00 | 0.1022 | 874.8979 | 2245 | 1370.1021
results215.txt | 6754 STOLAHELA 400.00 | 0.2047 | 874.8979 | 2245 | 1370.1021
results215.txt | 6874 VÅGÅMO 400.00 | -0.1235 | 874.8979 | 2245 | 1370.1021
results215.txt | 6875 RENDALEN 301.00 | -0.1512 | 874.8979 | 2245 | 1370.1021
results215.txt | 8448 JOINT 400.00 | 0.1877 | 874.8979 | 2245 | 1370.1021
results215.txt | 8460 JOINT 400.00 | 0.1704 | 874.8979 | 2245 | 1370.1021
results215.txt | 8611 JOINT 400.00 | 0.1021 | 874.8979 | 2245 | 1370.1021
results215.txt | 9012 BAMBLE 400.00 | 0.2465 | 874.8979 | 2245 | 1370.1021
results215.txt | 9013 HOF 400.00 | 0.3053 | 874.8979 | 2245 | 1370.1021
results215.txt | 9014 HONNA 400.00 | 0.2185 | 874.8979 | 2245 | 1370.1021
results215.txt | 9015 HEMSIL300 301.00 | -0.1791 | 874.8979 | 2245 | 1370.1021
results215.txt | 9016 FÅBER300 301.00 | -0.1535 | 874.8979 | 2245 | 1370.1021
results215.txt | 9017 OSLO301 301.00 | -0.1246 | 874.8979 | 2245 | 1370.1021
results215.txt | 9019 SAUDA 301.00 | 0.1241 | 874.8979 | 2245 | 1370.1021
results215.txt | 9020 LYSE 301.00 | 0.1997 | 874.8979 | 2245 | 1370.1021
results215.txt | 9021 FJOTLAND 301.00 | 0.2053 | 874.8979 | 2245 | 1370.1021
results216.txt | PTI INTERACTIVE POWER SYSTEM SIMULATOR--PSS(R)E MON, MAY 29 2023 | 16:32 | 190.6086 | 1571.5 | 1380.8914
results216.txt | SENSITIVITY FACTORS ARE CALCULATED WITH AC | NETWORK | 190.6086 | 1571.5 | 1380.8914
results216.txt | SUBSYSTEM 'RESERV' IS USED FOR OPPOSING SYSTEM FOR MW POWER | DISPATCH | 190.6086 | 1571.5 | 1380.8914
results216.txt | SENSITIVITY FACTORS OF BRANCH FLOW (MVA) ON 7001 SEITEVARE 400.00 TO 7004 LIGGA 400.00 3 MORE THAN | 0.10000 | 190.6086 | 1571.5 | 1380.8914
results216.txt | <--------- BUS NAME --------> | MW-SENS | 190.6086 | 1571.5 | 1380.8914
results216.txt | 7001 SEITEVARE 400.00 | 0.9968 | 190.6086 | 1571.5 | 1380.8914
results217.txt | PTI INTERACTIVE POWER SYSTEM SIMULATOR--PSS(R)E MON, MAY 29 2023 | 16:32 | 847.6031 | 2245 | 1397.3969
results217.txt | SENSITIVITY FACTORS ARE CALCULATED WITH AC | NETWORK | 847.6031 | 2245 | 1397.3969
results217.txt | SUBSYSTEM 'RESERV' IS USED FOR OPPOSING SYSTEM FOR MW POWER | DISPATCH | 847.6031 | 2245 | 1397.3969
results217.txt | SENSITIVITY FACTORS OF BRANCH FLOW (MVA) ON 6617 OLKILUOTO 400.00 TO 6619 ULVILA 400.00 5 MORE THAN | 0.10000 | 847.6031 | 2245 | 1397.3969
results217.txt | <--------- BUS NAME --------> | MW-SENS | 847.6031 | 2245 | 1397.3969
results217.txt | 6546 SALO 400.00 | 0.1238 | 847.6031 | 2245 | 1397.3969
results217.txt | 6555 INKOO 400.00 | 0.1010 | 847.6031 | 2245 | 1397.3969
results217.txt | 6617 OLKILUOTO 400.00 | 0.2262 | 847.6031 | 2245 | 1397.3969
results217.txt | 6618 RAUMA 400.00 | 0.2200 | 847.6031 | 2245 | 1397.3969
results217.txt | 6621 LIETO 400.00 | 0.1345 | 847.6031 | 2245 | 1397.3969
results217.txt | 9309 NAANTALINSAL400.00 | 0.1345 | 847.6031 | 2245 | 1397.3969
results218.txt | PTI INTERACTIVE POWER SYSTEM SIMULATOR--PSS(R)E MON, MAY 29 2023 | 16:32 | -164.6279 | 1571.5 | 1406.8721
results218.txt | SENSITIVITY FACTORS ARE CALCULATED WITH AC | NETWORK | -164.6279 | 1571.5 | 1406.8721
results218.txt | SUBSYSTEM 'RESERV' IS USED FOR OPPOSING SYSTEM FOR MW POWER | DISPATCH | -164.6279 | 1571.5 | 1406.8721
results218.txt | SENSITIVITY FACTORS OF BRANCH FLOW (MVA) ON 5624 HERSLEV 400.00 TO 5845 ASNAESVERK 400.00 2 MORE THAN | 0.10000 | -164.6279 | 1571.5 | 1406.8721
results218.txt | <--------- BUS NAME --------> | MW-SENS | -164.6279 | 1571.5 | 1406.8721
results218.txt | 5845 ASNAESVERK 400.00 | 1.0038 | -164.6279 | 1571.5 | 1406.8721
results219.txt | PTI INTERACTIVE POWER SYSTEM SIMULATOR--PSS(R)E MON, MAY 29 2023 | 16:32 | -834.7803 | 2245 | 1410.2197
results219.txt | SENSITIVITY FACTORS ARE CALCULATED WITH AC | NETWORK | -834.7803 | 2245 | 1410.2197
results219.txt | SUBSYSTEM 'RESERV' IS USED FOR OPPOSING SYSTEM FOR MW POWER | DISPATCH | -834.7803 | 2245 | 1410.2197
results219.txt | SENSITIVITY FACTORS OF BRANCH FLOW (MVA) ON 6728 GRENLAND 400.00 TO 6730 BAMBLE400 400.00 2 MORE THAN | 0.10000 | -834.7803 | 2245 | 1410.2197
results219.txt | <--------- BUS NAME --------> | MW-SENS | -834.7803 | 2245 | 1410.2197
results219.txt | 6356 BJERKREIM 400.00 | 0.1768 | -834.7803 | 2245 | 1410.2197
results219.txt | 6358 TONSTAD400 400.00 | 0.2041 | -834.7803 | 2245 | 1410.2197
results219.txt | 6357 TONSTAD300 400.00 | 0.2041 | -834.7803 | 2245 | 1410.2197
results219.txt | 6360 KJELLAND 400.00 | 0.1923 | -834.7803 | 2245 | 1410.2197
results219.txt | 6363 FEDA400 400.00 | 0.2053 | -834.7803 | 2245 | 1410.2197
results219.txt | 6362 FEDA300 400.00 | 0.2050 | -834.7803 | 2245 | 1410.2197
results219.txt | 6364 LISTAWIND 400.00 | 0.2050 | -834.7803 | 2245 | 1410.2197
results219.txt | 6365 KRISTIANSAND400.00 | 0.2356 | -834.7803 | 2245 | 1410.2197
results219.txt | 6373 ARENDAL400 400.00 | 0.3376 | -834.7803 | 2245 | 1410.2197
results219.txt | 6372 ARENDAL300 400.00 | 0.3376 | -834.7803 | 2245 | 1410.2197
results219.txt | 6688 STOKKELAND 400.00 | 0.1594 | -834.7803 | 2245 | 1410.2197
results219.txt | 6690 HOG-JAERN400400.00 | 0.1588 | -834.7803 | 2245 | 1410.2197
results219.txt | 6689 HOG-JAERN300400.00 | 0.1594 | -834.7803 | 2245 | 1410.2197
results219.txt | 6699 DUGE 301.00 | 0.1513 | -834.7803 | 2245 | 1410.2197
results219.txt | 6706 ROSKREPP 301.00 | 0.1553 | -834.7803 | 2245 | 1410.2197
results219.txt | 6707 KVINEN 301.00 | 0.1590 | -834.7803 | 2245 | 1410.2197
results219.txt | 6708 SOLHOLM300 400.00 | 0.2256 | -834.7803 | 2245 | 1410.2197
results219.txt | 6710 HEKNI 400.00 | 0.1193 | -834.7803 | 2245 | 1410.2197
results219.txt | 6728 GRENLAND 400.00 | -0.1906 | -834.7803 | 2245 | 1410.2197
results219.txt | 6730 BAMBLE400 400.00 | 0.4416 | -834.7803 | 2245 | 1410.2197
results219.txt | 6729 BAMBLE300 400.00 | 0.4416 | -834.7803 | 2245 | 1410.2197
results219.txt | 6754 STOLAHELA 400.00 | 0.1594 | -834.7803 | 2245 | 1410.2197
results219.txt | 9012 BAMBLE 400.00 | 0.1093 | -834.7803 | 2245 | 1410.2197
results219.txt | 9014 HONNA 400.00 | 0.2575 | -834.7803 | 2245 | 1410.2197
results219.txt | 9020 LYSE 301.00 | 0.1416 | -834.7803 | 2245 | 1410.2197
results219.txt | 9021 FJOTLAND 301.00 | 0.1728 | -834.7803 | 2245 | 1410.2197
results220.txt | PTI INTERACTIVE POWER SYSTEM SIMULATOR--PSS(R)E MON, MAY 29 2023 | 16:32 | 834.2225 | 2245 | 1410.7775
results220.txt | SENSITIVITY FACTORS ARE CALCULATED WITH AC | NETWORK | 834.2225 | 2245 | 1410.7775
results220.txt | SUBSYSTEM 'RESERV' IS USED FOR OPPOSING SYSTEM FOR MW POWER | DISPATCH | 834.2225 | 2245 | 1410.7775
results220.txt | SENSITIVITY FACTORS OF BRANCH FLOW (MVA) ON 6830 STORFINNSF 400.00 TO 6838 RAMSELE 400.00 1 MORE THAN | 0.10000 | 834.2225 | 2245 | 1410.7775
results220.txt | <--------- BUS NAME --------> | MW-SENS | 834.2225 | 2245 | 1410.7775
results220.txt | 6830 STORFINNSF 400.00 | 0.3564 | 834.2225 | 2245 | 1410.7775
results220.txt | 6838 RAMSELE 400.00 | -0.2910 | 834.2225 | 2245 | 1410.7775
results221.txt | PTI INTERACTIVE POWER SYSTEM SIMULATOR--PSS(R)E MON, MAY 29 2023 | 16:32 | 832.9101 | 2245 | 1412.09
results221.txt | SENSITIVITY FACTORS ARE CALCULATED WITH AC | NETWORK | 832.9101 | 2245 | 1412.09
results221.txt | SUBSYSTEM 'RESERV' IS USED FOR OPPOSING SYSTEM FOR MW POWER | DISPATCH | 832.9101 | 2245 | 1412.09
results221.txt | SENSITIVITY FACTORS OF BRANCH FLOW (MVA) ON 6594 HAMRA400 400.00 TO 6600 AKER 400.00 1 MORE THAN | 0.10000 | 832.9101 | 2245 | 1412.09
results221.txt | <--------- BUS NAME --------> | MW-SENS | 832.9101 | 2245 | 1412.09
results221.txt | 5624 HERSLEV 400.00 | -0.1227 | 832.9101 | 2245 | 1412.09
results221.txt | 5642 HOVEGARD 400.00 | -0.1226 | 832.9101 | 2245 | 1412.09
results221.txt | 5646 BJAEVERSKOV4400.00 | -0.1225 | 832.9101 | 2245 | 1412.09
results221.txt | 5645 BJAEVERSKOV2220.00 | -0.1223 | 832.9101 | 2245 | 1412.09
results221.txt | 5657 ISHOJ400 400.00 | -0.1226 | 832.9101 | 2245 | 1412.09
results221.txt | 5656 ISHOJ220 220.00 | -0.1228 | 832.9101 | 2245 | 1412.09
results221.txt | 5660 AVEDOREVERK 400.00 | -0.1227 | 832.9101 | 2245 | 1412.09
results221.txt | 5662 ORSTEDSVERKE400.00 | -0.1228 | 832.9101 | 2245 | 1412.09
results221.txt | 5671 SEGE 400.00 | -0.1345 | 832.9101 | 2245 | 1412.09
results221.txt | 5672 ARRIE 400.00 | -0.1344 | 832.9101 | 2245 | 1412.09
results221.txt | 5673 KRUSEBERG 400.00 | -0.1344 | 832.9101 | 2245 | 1412.09
results221.txt | 5676 WIND FARM 220.00 | -0.1201 | 832.9101 | 2245 | 1412.09
results221.txt | 5845 ASNAESVERK 400.00 | -0.1226 | 832.9101 | 2245 | 1412.09
results221.txt | 6316 UDDEBO 400.00 | -0.1037 | 832.9101 | 2245 | 1412.09
results221.txt | 6319 KYNDBYVERKER400.00 | -0.1225 | 832.9101 | 2245 | 1412.09
results221.txt | 6324 GORLOSEGARD 400.00 | -0.1220 | 832.9101 | 2245 | 1412.09
results221.txt | 6330 GELNTEGARD2 400.00 | -0.1232 | 832.9101 | 2245 | 1412.09
results221.txt | 6334 GLENTEGARD 400.00 | -0.1234 | 832.9101 | 2245 | 1412.09
results221.txt | 6335 SODERASEN 400.00 | -0.1204 | 832.9101 | 2245 | 1412.09
results221.txt | 6337 BARSEBACK 400.00 | -0.1326 | 832.9101 | 2245 | 1412.09
results221.txt | 6338 HURVA 400.00 | -0.1392 | 832.9101 | 2245 | 1412.09
results221.txt | 6341 KOLSTAD 400.00 | -0.1795 | 832.9101 | 2245 | 1412.09
results221.txt | 6342 TENHULT 400.00 | -0.1277 | 832.9101 | 2245 | 1412.09
results221.txt | 6343 BARKERYD 400.00 | -0.1361 | 832.9101 | 2245 | 1412.09
results221.txt | 6345 GLAN 400.00 | -0.2364 | 832.9101 | 2245 | 1412.09
results221.txt | 6346 KIMSTAD 400.00 | -0.1935 | 832.9101 | 2245 | 1412.09
results221.txt | 6348 OSKARSHAMN 400.00 | -0.1796 | 832.9101 | 2245 | 1412.09
results221.txt | 6349 ALVESTA 400.00 | -0.1503 | 832.9101 | 2245 | 1412.09
results221.txt | 6350 HEMSJO 400.00 | -0.1572 | 832.9101 | 2245 | 1412.09
results221.txt | 6351 KARLSHAMN 400.00 | -0.1571 | 832.9101 | 2245 | 1412.09
results221.txt | 6354 NYBRO 400.00 | -0.1664 | 832.9101 | 2245 | 1412.09
results221.txt | 6600 AKER 400.00 | -0.5544 | 832.9101 | 2245 | 1412.09
results221.txt | 6646 HEDENLUNDA 400.00 | -0.2959 | 832.9101 | 2245 | 1412.09
results221.txt | 7429 JOINT 220.00 | -0.1203 | 832.9101 | 2245 | 1412.09
results221.txt | 1052 BREARED 400.00 | -0.1014 | 832.9101 | 2245 | 1412.09
results221.txt | 1053 HÄRADSBO 400.00 | -0.1061 | 832.9101 | 2245 | 1412.09
results221.txt | 9401 HAGESKRUV 400.00 | -0.1648 | 832.9101 | 2245 | 1412.09
results222.txt | PTI INTERACTIVE POWER SYSTEM SIMULATOR--PSS(R)E MON, MAY 29 2023 | 16:32 | 828.785 | 2245 | 1416.2151
results222.txt | SENSITIVITY FACTORS ARE CALCULATED WITH AC | NETWORK | 828.785 | 2245 | 1416.2151
results222.txt | SUBSYSTEM 'RESERV' IS USED FOR OPPOSING SYSTEM FOR MW POWER | DISPATCH | 828.785 | 2245 | 1416.2151
results222.txt | SENSITIVITY FACTORS OF BRANCH FLOW (MVA) ON 6314 TIMMERSDALA 400.00 TO 6641 HALLSBERG400400.00 1 MORE THAN | 0.10000 | 828.785 | 2245 | 1416.2151
results222.txt | <--------- BUS NAME --------> | MW-SENS | 828.785 | 2245 | 1416.2151
results222.txt | 6305 LOVISEHOLM 400.00 | 0.1020 | 828.785 | 2245 | 1416.2151
results222.txt | 6306 TROLLHATTAN 400.00 | 0.1280 | 828.785 | 2245 | 1416.2151
results222.txt | 6307 KILANDA 400.00 | 0.1345 | 828.785 | 2245 | 1416.2151
results222.txt | 6308 HISINGEN 400.00 | 0.1338 | 828.785 | 2245 | 1416.2151
results222.txt | 6309 STENKULLEN 400.00 | 0.1535 | 828.785 | 2245 | 1416.2151
results222.txt | 6311 LINDOME 400.00 | 0.1415 | 828.785 | 2245 | 1416.2151
results222.txt | 6312 RINGHALS 400.00 | 0.1165 | 828.785 | 2245 | 1416.2151
results222.txt | 6313 STROMMA 400.00 | 0.1306 | 828.785 | 2245 | 1416.2151
results222.txt | 6314 TIMMERSDALA 400.00 | 0.5518 | 828.785 | 2245 | 1416.2151
results222.txt | 6315 HORRED 400.00 | 0.1068 | 828.785 | 2245 | 1416.2151
results222.txt | 6340 MOHOLM 220.00 | -0.1352 | 828.785 | 2245 | 1416.2151
results222.txt | 6631 BASNA 400.00 | -0.1069 | 828.785 | 2245 | 1416.2151
results222.txt | 6632 REPBACKEN 400.00 | -0.1069 | 828.785 | 2245 | 1416.2151
results222.txt | 6639 LINDBACKA400400.00 | -0.1146 | 828.785 | 2245 | 1416.2151
results222.txt | 6638 LINDBACKA220220.00 | -0.1005 | 828.785 | 2245 | 1416.2151
results222.txt | 6641 HALLSBERG400400.00 | -0.1310 | 828.785 | 2245 | 1416.2151
results222.txt | 6640 HALLSBERG220220.00 | -0.1310 | 828.785 | 2245 | 1416.2151
results222.txt | 6642 OSTANSJO 400.00 | -0.1190 | 828.785 | 2245 | 1416.2151
results222.txt | 1052 BREARED 400.00 | 0.1089 | 828.785 | 2245 | 1416.2151
results222.txt | 9402 INGELKÄRR 400.00 | 0.1407 | 828.785 | 2245 | 1416.2151
results223.txt | PTI INTERACTIVE POWER SYSTEM SIMULATOR--PSS(R)E MON, MAY 29 2023 | 16:32 | 824.4022 | 2245 | 1420.5978
results223.txt | SENSITIVITY FACTORS ARE CALCULATED WITH AC | NETWORK | 824.4022 | 2245 | 1420.5978
results223.txt | SUBSYSTEM 'RESERV' IS USED FOR OPPOSING SYSTEM FOR MW POWER | DISPATCH | 824.4022 | 2245 | 1420.5978
results223.txt | SENSITIVITY FACTORS OF BRANCH FLOW (MVA) ON 6944 RANA 400.00 TO 7006 SVARTISEN 400.00 2 MORE THAN | 0.10000 | 824.4022 | 2245 | 1420.5978
results223.txt | <--------- BUS NAME --------> | MW-SENS | 824.4022 | 2245 | 1420.5978
results223.txt | 6812 OGNDAL 400.00 | 0.1152 | 824.4022 | 2245 | 1420.5978
results223.txt | 6814 VERDAL400 400.00 | 0.1075 | 824.4022 | 2245 | 1420.5978
results223.txt | 6813 VERDAL300 400.00 | 0.1075 | 824.4022 | 2245 | 1420.5978
results223.txt | 6863 HOFSTAD 400.00 | 0.1132 | 824.4022 | 2245 | 1420.5978
results223.txt | 6864 ÅFJORD 400.00 | 0.1004 | 824.4022 | 2245 | 1420.5978
results223.txt | 6936 NEDRERÖS400 400.00 | 0.1895 | 824.4022 | 2245 | 1420.5978
results223.txt | 6935 NEDRERÖS300 400.00 | 0.1894 | 824.4022 | 2245 | 1420.5978
results223.txt | 6934 NEDRERÖS220 220.00 | 0.1580 | 824.4022 | 2245 | 1420.5978
results223.txt | 6937 MARKA 400.00 | 0.1825 | 824.4022 | 2245 | 1420.5978
results223.txt | 6938 NAMSOS 400.00 | 0.1335 | 824.4022 | 2245 | 1420.5978
results223.txt | 6939 KOLSVIK 400.00 | 0.1628 | 824.4022 | 2245 | 1420.5978
results223.txt | 6940 NAMSKOGEN 400.00 | 0.1631 | 824.4022 | 2245 | 1420.5978
results223.txt | 6942 TUNNSJO400 400.00 | 0.1535 | 824.4022 | 2245 | 1420.5978
results223.txt | 6941 TUNNSJO300 400.00 | 0.1535 | 824.4022 | 2245 | 1420.5978
results223.txt | 6944 RANA 400.00 | 0.1994 | 824.4022 | 2245 | 1420.5978
results223.txt | 6945 GEJMÅN 220.00 | 0.1094 | 824.4022 | 2245 | 1420.5978
results223.txt | 6996 OFOTEN 400.00 | -0.2064 | 824.4022 | 2245 | 1420.5978
results223.txt | 6997 NARVIK 400.00 | -0.2073 | 824.4022 | 2245 | 1420.5978
results223.txt | 7000 VITAS 400.00 | -0.1410 | 824.4022 | 2245 | 1420.5978
results223.txt | 7006 SVARTISEN 400.00 | -0.2843 | 824.4022 | 2245 | 1420.5978
results223.txt | 7007 KOBBELV 400.00 | -0.2350 | 824.4022 | 2245 | 1420.5978
results223.txt | 7008 SALTEN 400.00 | -0.2466 | 824.4022 | 2245 | 1420.5978
results223.txt | 7017 HAMMERFEST 400.00 | -0.2136 | 824.4022 | 2245 | 1420.5978
results223.txt | 7019 BALSFJORD 400.00 | -0.2095 | 824.4022 | 2245 | 1420.5978
results223.txt | 7020 BARDUFOSS 400.00 | -0.2090 | 824.4022 | 2245 | 1420.5978
results223.txt | 7062 RITSEM 400.00 | -0.1563 | 824.4022 | 2245 | 1420.5978
results223.txt | 7799 JOINT 220.00 | 0.1095 | 824.4022 | 2245 | 1420.5978
results223.txt | 9001 SEIDAFJELL 400.00 | -0.2131 | 824.4022 | 2245 | 1420.5978
results223.txt | 9002 LEBSESBY 400.00 | -0.2132 | 824.4022 | 2245 | 1420.5978
results223.txt | 9003 HAMMERF 400.00 | -0.2136 | 824.4022 | 2245 | 1420.5978
results223.txt | 9004 ALTA 400.00 | -0.2121 | 824.4022 | 2245 | 1420.5978
results223.txt | 9005 BERGHEIM 400.00 | -0.2108 | 824.4022 | 2245 | 1420.5978
results223.txt | 9006 TROFORS 400.00 | 0.1743 | 824.4022 | 2245 | 1420.5978
results224.txt | PTI INTERACTIVE POWER SYSTEM SIMULATOR--PSS(R)E MON, MAY 29 2023 | 16:32 | 824.4022 | 2245 | 1420.5978
results224.txt | SENSITIVITY FACTORS ARE CALCULATED WITH AC | NETWORK | 824.4022 | 2245 | 1420.5978
results224.txt | SUBSYSTEM 'RESERV' IS USED FOR OPPOSING SYSTEM FOR MW POWER | DISPATCH | 824.4022 | 2245 | 1420.5978
results224.txt | SENSITIVITY FACTORS OF BRANCH FLOW (MVA) ON 6944 RANA 400.00 TO 7006 SVARTISEN 400.00 3 MORE THAN | 0.10000 | 824.4022 | 2245 | 1420.5978
results224.txt | <--------- BUS NAME --------> | MW-SENS | 824.4022 | 2245 | 1420.5978
results224.txt | 6812 OGNDAL 400.00 | 0.1152 | 824.4022 | 2245 | 1420.5978
results224.txt | 6814 VERDAL400 400.00 | 0.1075 | 824.4022 | 2245 | 1420.5978
results224.txt | 6813 VERDAL300 400.00 | 0.1075 | 824.4022 | 2245 | 1420.5978
results224.txt | 6863 HOFSTAD 400.00 | 0.1132 | 824.4022 | 2245 | 1420.5978
results224.txt | 6864 ÅFJORD 400.00 | 0.1004 | 824.4022 | 2245 | 1420.5978
results224.txt | 6936 NEDRERÖS400 400.00 | 0.1895 | 824.4022 | 2245 | 1420.5978
results224.txt | 6935 NEDRERÖS300 400.00 | 0.1894 | 824.4022 | 2245 | 1420.5978
results224.txt | 6934 NEDRERÖS220 220.00 | 0.1580 | 824.4022 | 2245 | 1420.5978
results224.txt | 6937 MARKA 400.00 | 0.1825 | 824.4022 | 2245 | 1420.5978
results224.txt | 6938 NAMSOS 400.00 | 0.1335 | 824.4022 | 2245 | 1420.5978
results224.txt | 6939 KOLSVIK 400.00 | 0.1628 | 824.4022 | 2245 | 1420.5978
results224.txt | 6940 NAMSKOGEN 400.00 | 0.1631 | 824.4022 | 2245 | 1420.5978
results224.txt | 6942 TUNNSJO400 400.00 | 0.1535 | 824.4022 | 2245 | 1420.5978
results224.txt | 6941 TUNNSJO300 400.00 | 0.1535 | 824.4022 | 2245 | 1420.5978
results224.txt | 6944 RANA 400.00 | 0.1994 | 824.4022 | 2245 | 1420.5978
results224.txt | 6945 GEJMÅN 220.00 | 0.1094 | 824.4022 | 2245 | 1420.5978
results224.txt | 6996 OFOTEN 400.00 | -0.2064 | 824.4022 | 2245 | 1420.5978
results224.txt | 6997 NARVIK 400.00 | -0.2073 | 824.4022 | 2245 | 1420.5978
results224.txt | 7000 VITAS 400.00 | -0.1410 | 824.4022 | 2245 | 1420.5978
results224.txt | 7006 SVARTISEN 400.00 | -0.2843 | 824.4022 | 2245 | 1420.5978
results224.txt | 7007 KOBBELV 400.00 | -0.2350 | 824.4022 | 2245 | 1420.5978
results224.txt | 7008 SALTEN 400.00 | -0.2466 | 824.4022 | 2245 | 1420.5978
results224.txt | 7017 HAMMERFEST 400.00 | -0.2136 | 824.4022 | 2245 | 1420.5978
results224.txt | 7019 BALSFJORD 400.00 | -0.2095 | 824.4022 | 2245 | 1420.5978
results224.txt | 7020 BARDUFOSS 400.00 | -0.2090 | 824.4022 | 2245 | 1420.5978
results224.txt | 7062 RITSEM 400.00 | -0.1563 | 824.4022 | 2245 | 1420.5978
results224.txt | 7799 JOINT 220.00 | 0.1095 | 824.4022 | 2245 | 1420.5978
results224.txt | 9001 SEIDAFJELL 400.00 | -0.2131 | 824.4022 | 2245 | 1420.5978
results224.txt | 9002 LEBSESBY 400.00 | -0.2132 | 824.4022 | 2245 | 1420.5978
results224.txt | 9003 HAMMERF 400.00 | -0.2136 | 824.4022 | 2245 | 1420.5978
results224.txt | 9004 ALTA 400.00 | -0.2121 | 824.4022 | 2245 | 1420.5978
results224.txt | 9005 BERGHEIM 400.00 | -0.2108 | 824.4022 | 2245 | 1420.5978
results224.txt | 9006 TROFORS 400.00 | 0.1743 | 824.4022 | 2245 | 1420.5978
results225.txt | PTI INTERACTIVE POWER SYSTEM SIMULATOR--PSS(R)E MON, MAY 29 2023 | 16:32 | -818.939 | 2245 | 1426.0611
results225.txt | SENSITIVITY FACTORS ARE CALCULATED WITH AC | NETWORK | -818.939 | 2245 | 1426.0611
results225.txt | SUBSYSTEM 'RESERV' IS USED FOR OPPOSING SYSTEM FOR MW POWER | DISPATCH | -818.939 | 2245 | 1426.0611
results225.txt | SENSITIVITY FACTORS OF BRANCH FLOW (MVA) ON 6586 FINNBOLEHVDC400.00 TO 6594 HAMRA400 400.00 2 MORE THAN | 0.10000 | -818.939 | 2245 | 1426.0611
results226.txt | PTI INTERACTIVE POWER SYSTEM SIMULATOR--PSS(R)E MON, MAY 29 2023 | 16:32 | -816.5606 | 2245 | 1428.4393
results226.txt | SENSITIVITY FACTORS ARE CALCULATED WITH AC | NETWORK | -816.5606 | 2245 | 1428.4393
results226.txt | SUBSYSTEM 'RESERV' IS USED FOR OPPOSING SYSTEM FOR MW POWER | DISPATCH | -816.5606 | 2245 | 1428.4393
results226.txt | SENSITIVITY FACTORS OF BRANCH FLOW (MVA) ON 6343 BARKERYD 400.00 TO 6642 OSTANSJO 400.00 5 MORE THAN | 0.10000 | -816.5606 | 2245 | 1428.4393
results226.txt | <--------- BUS NAME --------> | MW-SENS | -816.5606 | 2245 | 1428.4393
results226.txt | 5624 HERSLEV 400.00 | -0.1250 | -816.5606 | 2245 | 1428.4393
results226.txt | 5642 HOVEGARD 400.00 | -0.1248 | -816.5606 | 2245 | 1428.4393
results226.txt | 5646 BJAEVERSKOV4400.00 | -0.1248 | -816.5606 | 2245 | 1428.4393
results226.txt | 5645 BJAEVERSKOV2220.00 | -0.1245 | -816.5606 | 2245 | 1428.4393
results226.txt | 5657 ISHOJ400 400.00 | -0.1248 | -816.5606 | 2245 | 1428.4393
results226.txt | 5656 ISHOJ220 220.00 | -0.1251 | -816.5606 | 2245 | 1428.4393
results226.txt | 5660 AVEDOREVERK 400.00 | -0.1249 | -816.5606 | 2245 | 1428.4393
results226.txt | 5662 ORSTEDSVERKE400.00 | -0.1251 | -816.5606 | 2245 | 1428.4393
results226.txt | 5671 SEGE 400.00 | -0.1294 | -816.5606 | 2245 | 1428.4393
results226.txt | 5672 ARRIE 400.00 | -0.1294 | -816.5606 | 2245 | 1428.4393
results226.txt | 5673 KRUSEBERG 400.00 | -0.1294 | -816.5606 | 2245 | 1428.4393
results226.txt | 5676 WIND FARM 220.00 | -0.1224 | -816.5606 | 2245 | 1428.4393
results226.txt | 5845 ASNAESVERK 400.00 | -0.1249 | -816.5606 | 2245 | 1428.4393
results226.txt | 6312 RINGHALS 400.00 | -0.1012 | -816.5606 | 2245 | 1428.4393
results226.txt | 6315 HORRED 400.00 | -0.1137 | -816.5606 | 2245 | 1428.4393
results226.txt | 6316 UDDEBO 400.00 | -0.1496 | -816.5606 | 2245 | 1428.4393
results226.txt | 6319 KYNDBYVERKER400.00 | -0.1248 | -816.5606 | 2245 | 1428.4393
results226.txt | 6324 GORLOSEGARD 400.00 | -0.1243 | -816.5606 | 2245 | 1428.4393
results226.txt | 6330 GELNTEGARD2 400.00 | -0.1254 | -816.5606 | 2245 | 1428.4393
results226.txt | 6334 GLENTEGARD 400.00 | -0.1256 | -816.5606 | 2245 | 1428.4393
results226.txt | 6335 SODERASEN 400.00 | -0.1227 | -816.5606 | 2245 | 1428.4393
results226.txt | 6337 BARSEBACK 400.00 | -0.1286 | -816.5606 | 2245 | 1428.4393
results226.txt | 6338 HURVA 400.00 | -0.1319 | -816.5606 | 2245 | 1428.4393
results226.txt | 6340 MOHOLM 220.00 | 0.1019 | -816.5606 | 2245 | 1428.4393
results226.txt | 6341 KOLSTAD 400.00 | -0.2013 | -816.5606 | 2245 | 1428.4393
results226.txt | 6342 TENHULT 400.00 | -0.2238 | -816.5606 | 2245 | 1428.4393
results226.txt | 6343 BARKERYD 400.00 | -0.2988 | -816.5606 | 2245 | 1428.4393
results226.txt | 6349 ALVESTA 400.00 | -0.1490 | -816.5606 | 2245 | 1428.4393
results226.txt | 6350 HEMSJO 400.00 | -0.1314 | -816.5606 | 2245 | 1428.4393
results226.txt | 6351 KARLSHAMN 400.00 | -0.1313 | -816.5606 | 2245 | 1428.4393
results226.txt | 6354 NYBRO 400.00 | -0.1212 | -816.5606 | 2245 | 1428.4393
results226.txt | 6642 OSTANSJO 400.00 | 0.1363 | -816.5606 | 2245 | 1428.4393
results226.txt | 7429 JOINT 220.00 | -0.1225 | -816.5606 | 2245 | 1428.4393
results226.txt | 1052 BREARED 400.00 | -0.1056 | -816.5606 | 2245 | 1428.4393
results226.txt | 1053 HÄRADSBO 400.00 | -0.1184 | -816.5606 | 2245 | 1428.4393
results226.txt | 9401 HAGESKRUV 400.00 | -0.1243 | -816.5606 | 2245 | 1428.4393
results227.txt | PTI INTERACTIVE POWER SYSTEM SIMULATOR--PSS(R)E MON, MAY 29 2023 | 16:32 | 815.6319 | 2245 | 1429.3682
results227.txt | SENSITIVITY FACTORS ARE CALCULATED WITH AC | NETWORK | 815.6319 | 2245 | 1429.3682
results227.txt | SUBSYSTEM 'RESERV' IS USED FOR OPPOSING SYSTEM FOR MW POWER | DISPATCH | 815.6319 | 2245 | 1429.3682
results227.txt | SENSITIVITY FACTORS OF BRANCH FLOW (MVA) ON 6730 BAMBLE400 400.00 TO 9012 BAMBLE 400.00 1 MORE THAN | 0.10000 | 815.6319 | 2245 | 1429.3682
results227.txt | <--------- BUS NAME --------> | MW-SENS | 815.6319 | 2245 | 1429.3682
results227.txt | 6356 BJERKREIM 400.00 | 0.1585 | 815.6319 | 2245 | 1429.3682
results227.txt | 6358 TONSTAD400 400.00 | 0.1806 | 815.6319 | 2245 | 1429.3682
results227.txt | 6357 TONSTAD300 400.00 | 0.1806 | 815.6319 | 2245 | 1429.3682
results227.txt | 6360 KJELLAND 400.00 | 0.1712 | 815.6319 | 2245 | 1429.3682
results227.txt | 6363 FEDA400 400.00 | 0.1818 | 815.6319 | 2245 | 1429.3682
results227.txt | 6362 FEDA300 400.00 | 0.1817 | 815.6319 | 2245 | 1429.3682
results227.txt | 6364 LISTAWIND 400.00 | 0.1816 | 815.6319 | 2245 | 1429.3682
results227.txt | 6365 KRISTIANSAND400.00 | 0.2075 | 815.6319 | 2245 | 1429.3682
results227.txt | 6373 ARENDAL400 400.00 | 0.2882 | 815.6319 | 2245 | 1429.3682
results227.txt | 6372 ARENDAL300 400.00 | 0.2882 | 815.6319 | 2245 | 1429.3682
results227.txt | 6688 STOKKELAND 400.00 | 0.1442 | 815.6319 | 2245 | 1429.3682
results227.txt | 6690 HOG-JAERN400400.00 | 0.1437 | 815.6319 | 2245 | 1429.3682
results227.txt | 6689 HOG-JAERN300400.00 | 0.1442 | 815.6319 | 2245 | 1429.3682
results227.txt | 6699 DUGE 301.00 | 0.1372 | 815.6319 | 2245 | 1429.3682
results227.txt | 6706 ROSKREPP 301.00 | 0.1405 | 815.6319 | 2245 | 1429.3682
results227.txt | 6707 KVINEN 301.00 | 0.1435 | 815.6319 | 2245 | 1429.3682
results227.txt | 6708 SOLHOLM300 400.00 | 0.1977 | 815.6319 | 2245 | 1429.3682
results227.txt | 6710 HEKNI 400.00 | 0.1177 | 815.6319 | 2245 | 1429.3682
results227.txt | 6730 BAMBLE400 400.00 | 0.3709 | 815.6319 | 2245 | 1429.3682
results227.txt | 6729 BAMBLE300 400.00 | 0.3709 | 815.6319 | 2245 | 1429.3682
results227.txt | 6754 STOLAHELA 400.00 | 0.1442 | 815.6319 | 2245 | 1429.3682
results227.txt | 9012 BAMBLE 400.00 | -0.2701 | 815.6319 | 2245 | 1429.3682
results227.txt | 9014 HONNA 400.00 | 0.2235 | 815.6319 | 2245 | 1429.3682
results227.txt | 9020 LYSE 301.00 | 0.1294 | 815.6319 | 2245 | 1429.3682
results227.txt | 9021 FJOTLAND 301.00 | 0.1549 | 815.6319 | 2245 | 1429.3682
results228.txt | PTI INTERACTIVE POWER SYSTEM SIMULATOR--PSS(R)E MON, MAY 29 2023 | 16:32 | -809.4374 | 2245 | 1435.5626
results228.txt | SENSITIVITY FACTORS ARE CALCULATED WITH AC | NETWORK | -809.4374 | 2245 | 1435.5626
results228.txt | SUBSYSTEM 'RESERV' IS USED FOR OPPOSING SYSTEM FOR MW POWER | DISPATCH | -809.4374 | 2245 | 1435.5626
results228.txt | SENSITIVITY FACTORS OF BRANCH FLOW (MVA) ON 9410 HORNDAL 400.00 TO 9412 FALLVIKEN 400.00 2 MORE THAN | 0.10000 | -809.4374 | 2245 | 1435.5626
results228.txt | <--------- BUS NAME --------> | MW-SENS | -809.4374 | 2245 | 1435.5626
results228.txt | 6580 SODERALA 220.00 | -0.1566 | -809.4374 | 2245 | 1435.5626
results228.txt | 6582 STACKBO220 220.00 | -0.1327 | -809.4374 | 2245 | 1435.5626
results228.txt | 6584 VALBO 220.00 | -0.1536 | -809.4374 | 2245 | 1435.5626
results228.txt | 6588 UNTRA 220.00 | -0.2132 | -809.4374 | 2245 | 1435.5626
results228.txt | 6592 STARFORS 220.00 | -0.3909 | -809.4374 | 2245 | 1435.5626
results228.txt | 6595 BREDAKER 220.00 | -0.1422 | -809.4374 | 2245 | 1435.5626
results228.txt | 6596 TUNA220 220.00 | -0.1132 | -809.4374 | 2245 | 1435.5626
results228.txt | 6598 BOLANDERNA 220.00 | -0.1169 | -809.4374 | 2245 | 1435.5626
results228.txt | 6599 PLENNINGE 220.00 | -0.1166 | -809.4374 | 2245 | 1435.5626
results228.txt | 6610 GRASKA 220.00 | -0.1145 | -809.4374 | 2245 | 1435.5626
results228.txt | 6611 HALLSTAVIK 220.00 | -0.1144 | -809.4374 | 2245 | 1435.5626
results228.txt | 6613 MALSTA 220.00 | -0.1149 | -809.4374 | 2245 | 1435.5626
results228.txt | 6633 DÖNJE 220.00 | -0.1587 | -809.4374 | 2245 | 1435.5626
results228.txt | 6634 OCKELBO 220.00 | -0.3860 | -809.4374 | 2245 | 1435.5626
results228.txt | 6635 HOFORS 220.00 | -0.5758 | -809.4374 | 2245 | 1435.5626
results228.txt | 6636 HORNDAL 220.00 | -0.3829 | -809.4374 | 2245 | 1435.5626
results228.txt | 6854 LJUSDAL 220.00 | -0.1617 | -809.4374 | 2245 | 1435.5626
results228.txt | 9410 HORNDAL 400.00 | -0.5758 | -809.4374 | 2245 | 1435.5626
results229.txt | PTI INTERACTIVE POWER SYSTEM SIMULATOR--PSS(R)E MON, MAY 29 2023 | 16:32 | 808.1147 | 2245 | 1436.8853
results229.txt | SENSITIVITY FACTORS ARE CALCULATED WITH AC | NETWORK | 808.1147 | 2245 | 1436.8853
results229.txt | SUBSYSTEM 'RESERV' IS USED FOR OPPOSING SYSTEM FOR MW POWER | DISPATCH | 808.1147 | 2245 | 1436.8853
results229.txt | SENSITIVITY FACTORS OF BRANCH FLOW (MVA) ON 6656 SAMNAGER400 400.00 TO 6668 ELDFJORD 400.00 4 MORE THAN | 0.10000 | 808.1147 | 2245 | 1436.8853
results229.txt | <--------- BUS NAME --------> | MW-SENS | 808.1147 | 2245 | 1436.8853
results229.txt | 6356 BJERKREIM 400.00 | 0.1238 | 808.1147 | 2245 | 1436.8853
results229.txt | 6358 TONSTAD400 400.00 | 0.1163 | 808.1147 | 2245 | 1436.8853
results229.txt | 6357 TONSTAD300 400.00 | 0.1163 | 808.1147 | 2245 | 1436.8853
results229.txt | 6360 KJELLAND 400.00 | 0.1193 | 808.1147 | 2245 | 1436.8853
results229.txt | 6363 FEDA400 400.00 | 0.1159 | 808.1147 | 2245 | 1436.8853
results229.txt | 6362 FEDA300 400.00 | 0.1159 | 808.1147 | 2245 | 1436.8853
results229.txt | 6364 LISTAWIND 400.00 | 0.1159 | 808.1147 | 2245 | 1436.8853
results229.txt | 6365 KRISTIANSAND400.00 | 0.1048 | 808.1147 | 2245 | 1436.8853
results229.txt | 6649 REFSDAL 400.00 | 0.2010 | 808.1147 | 2245 | 1436.8853
results229.txt | 6650 HOVE 400.00 | 0.1521 | 808.1147 | 2245 | 1436.8853
results229.txt | 6651 MODALEN 400.00 | 0.3353 | 808.1147 | 2245 | 1436.8853
results229.txt | 6653 DALE 400.00 | 0.3898 | 808.1147 | 2245 | 1436.8853
results229.txt | 6654 EVANGER 400.00 | 0.3861 | 808.1147 | 2245 | 1436.8853
results229.txt | 6656 SAMNAGER400 400.00 | 0.4331 | 808.1147 | 2245 | 1436.8853
results229.txt | 6655 SAMNAGER300 400.00 | 0.4303 | 808.1147 | 2245 | 1436.8853
results229.txt | 6668 ELDFJORD 400.00 | -0.2235 | 808.1147 | 2245 | 1436.8853
results229.txt | 6674 HUSNES 400.00 | 0.2739 | 808.1147 | 2245 | 1436.8853
results229.txt | 6676 HYDRO PURE S400.00 | 0.3369 | 808.1147 | 2245 | 1436.8853
results229.txt | 6675 MAURANGER 400.00 | 0.3369 | 808.1147 | 2245 | 1436.8853
results229.txt | 6677 BLÅFALL 400.00 | 0.2744 | 808.1147 | 2245 | 1436.8853
results229.txt | 6679 OKSLA 400.00 | 0.1883 | 808.1147 | 2245 | 1436.8853
results229.txt | 6680 ÅSEN 400.00 | 0.1883 | 808.1147 | 2245 | 1436.8853
results229.txt | 6682 SAUDA400 400.00 | 0.2216 | 808.1147 | 2245 | 1436.8853
results229.txt | 6681 SAUDA300 400.00 | 0.2220 | 808.1147 | 2245 | 1436.8853
results229.txt | 6683 HYLEN 400.00 | 0.2217 | 808.1147 | 2245 | 1436.8853
results229.txt | 6685 RÖDAL 400.00 | 0.1889 | 808.1147 | 2245 | 1436.8853
results229.txt | 6686 NOVLE 400.00 | 0.1888 | 808.1147 | 2245 | 1436.8853
results229.txt | 6687 ULLA-FORRE 400.00 | 0.1897 | 808.1147 | 2245 | 1436.8853
results229.txt | 6688 STOKKELAND 400.00 | 0.1280 | 808.1147 | 2245 | 1436.8853
results229.txt | 6690 HOG-JAERN400400.00 | 0.1281 | 808.1147 | 2245 | 1436.8853
results229.txt | 6689 HOG-JAERN300400.00 | 0.1280 | 808.1147 | 2245 | 1436.8853
results229.txt | 6691 SUBSTATION 400.00 | 0.2217 | 808.1147 | 2245 | 1436.8853
results229.txt | 6693 SATURDAL 400.00 | 0.1201 | 808.1147 | 2245 | 1436.8853
results229.txt | 6692 HYDRO MIXED 400.00 | 0.1200 | 808.1147 | 2245 | 1436.8853
results229.txt | 6694 FORRE 400.00 | 0.1348 | 808.1147 | 2245 | 1436.8853
results229.txt | 6695 KVILLDAL 400.00 | 0.1116 | 808.1147 | 2245 | 1436.8853
results229.txt | 6698 LYSE400 400.00 | 0.1453 | 808.1147 | 2245 | 1436.8853
results229.txt | 6697 LYSE300 400.00 | 0.1452 | 808.1147 | 2245 | 1436.8853
results229.txt | 6699 DUGE 301.00 | 0.1299 | 808.1147 | 2245 | 1436.8853
results229.txt | 6700 TJORHOM 400.00 | 0.1449 | 808.1147 | 2245 | 1436.8853
results229.txt | 6701 KVANNDAL 400.00 | 0.1779 | 808.1147 | 2245 | 1436.8853
results229.txt | 6702 KJELA 400.00 | 0.1589 | 808.1147 | 2245 | 1436.8853
results229.txt | 6703 SONGA 400.00 | 0.1327 | 808.1147 | 2245 | 1436.8853
results229.txt | 6704 VINJE 400.00 | 0.1234 | 808.1147 | 2245 | 1436.8853
results229.txt | 6705 HOLEN 400.00 | 0.1077 | 808.1147 | 2245 | 1436.8853
results229.txt | 6706 ROSKREPP 301.00 | 0.1290 | 808.1147 | 2245 | 1436.8853
results229.txt | 6707 KVINEN 301.00 | 0.1282 | 808.1147 | 2245 | 1436.8853
results229.txt | 6708 SOLHOLM300 400.00 | 0.1125 | 808.1147 | 2245 | 1436.8853
results229.txt | 6710 HEKNI 400.00 | 0.1060 | 808.1147 | 2245 | 1436.8853
results229.txt | 6711 TOKKE 400.00 | 0.1125 | 808.1147 | 2245 | 1436.8853
results229.txt | 6722 VEMORK 400.00 | 0.1054 | 808.1147 | 2245 | 1436.8853
results229.txt | 6743 KOLLSNES 400.00 | 0.3931 | 808.1147 | 2245 | 1436.8853
results229.txt | 6745 SUBSTATION 400.00 | 0.3749 | 808.1147 | 2245 | 1436.8853
results229.txt | 6744 LINDÅS 400.00 | 0.3749 | 808.1147 | 2245 | 1436.8853
results229.txt | 6746 NYGARD 400.00 | 0.4003 | 808.1147 | 2245 | 1436.8853
results229.txt | 6747 ARNA 400.00 | 0.4012 | 808.1147 | 2245 | 1436.8853
results229.txt | 6748 BERGEN 400.00 | 0.4042 | 808.1147 | 2245 | 1436.8853
results229.txt | 6749 STORD 400.00 | 0.2704 | 808.1147 | 2245 | 1436.8853
results229.txt | 6751 SUBSTATION 301.00 | 0.2501 | 808.1147 | 2245 | 1436.8853
results229.txt | 6750 HÅVIK 400.00 | 0.2622 | 808.1147 | 2245 | 1436.8853
results229.txt | 6752 SPANNE 400.00 | 0.2666 | 808.1147 | 2245 | 1436.8853
results229.txt | 6753 KÅRSTO 400.00 | 0.2626 | 808.1147 | 2245 | 1436.8853
results229.txt | 6754 STOLAHELA 400.00 | 0.1280 | 808.1147 | 2245 | 1436.8853
results229.txt | 8448 JOINT 400.00 | 0.1589 | 808.1147 | 2245 | 1436.8853
results229.txt | 8460 JOINT 400.00 | 0.1779 | 808.1147 | 2245 | 1436.8853
results229.txt | 8611 JOINT 400.00 | 0.2625 | 808.1147 | 2245 | 1436.8853
results229.txt | 9010 HAUGSVAER 400.00 | 0.3550 | 808.1147 | 2245 | 1436.8853
results229.txt | 9011 STEINSLAND 400.00 | 0.3392 | 808.1147 | 2245 | 1436.8853
results229.txt | 9014 HONNA 400.00 | 0.1072 | 808.1147 | 2245 | 1436.8853
results229.txt | 9019 SAUDA 301.00 | 0.2337 | 808.1147 | 2245 | 1436.8853
results229.txt | 9020 LYSE 301.00 | 0.1324 | 808.1147 | 2245 | 1436.8853
results229.txt | 9021 FJOTLAND 301.00 | 0.1253 | 808.1147 | 2245 | 1436.8853
results230.txt | PTI INTERACTIVE POWER SYSTEM SIMULATOR--PSS(R)E MON, MAY 29 2023 | 16:32 | 131.1884 | 1571.5 | 1440.3116
results230.txt | SENSITIVITY FACTORS ARE CALCULATED WITH AC | NETWORK | 131.1884 | 1571.5 | 1440.3116
results230.txt | SUBSYSTEM 'RESERV' IS USED FOR OPPOSING SYSTEM FOR MW POWER | DISPATCH | 131.1884 | 1571.5 | 1440.3116
results230.txt | SENSITIVITY FACTORS OF BRANCH FLOW (MVA) ON 6583 STACKBO400 400.00 TO 6603 ODENSALA 400.00 7 MORE THAN | 0.10000 | 131.1884 | 1571.5 | 1440.3116
results231.txt | PTI INTERACTIVE POWER SYSTEM SIMULATOR--PSS(R)E MON, MAY 29 2023 | 16:32 | 131.1884 | 1571.5 | 1440.3116
results231.txt | SENSITIVITY FACTORS ARE CALCULATED WITH AC | NETWORK | 131.1884 | 1571.5 | 1440.3116
results231.txt | SUBSYSTEM 'RESERV' IS USED FOR OPPOSING SYSTEM FOR MW POWER | DISPATCH | 131.1884 | 1571.5 | 1440.3116
results231.txt | SENSITIVITY FACTORS OF BRANCH FLOW (MVA) ON 6583 STACKBO400 400.00 TO 6603 ODENSALA 400.00 8 MORE THAN | 0.10000 | 131.1884 | 1571.5 | 1440.3116
results232.txt | PTI INTERACTIVE POWER SYSTEM SIMULATOR--PSS(R)E MON, MAY 29 2023 | 16:32 | -124.1882 | 1571.5 | 1447.3118
results232.txt | SENSITIVITY FACTORS ARE CALCULATED WITH AC | NETWORK | -124.1882 | 1571.5 | 1447.3118
results232.txt | SUBSYSTEM 'RESERV' IS USED FOR OPPOSING SYSTEM FOR MW POWER | DISPATCH | -124.1882 | 1571.5 | 1447.3118
results232.txt | SENSITIVITY FACTORS OF BRANCH FLOW (MVA) ON 5642 HOVEGARD 400.00 TO 6319 KYNDBYVERKER400.00 8 MORE THAN | 0.10000 | -124.1882 | 1571.5 | 1447.3118
results232.txt | <--------- BUS NAME --------> | MW-SENS | -124.1882 | 1571.5 | 1447.3118
results232.txt | 6319 KYNDBYVERKER400.00 | 0.9988 | -124.1882 | 1571.5 | 1447.3118
results233.txt | PTI INTERACTIVE POWER SYSTEM SIMULATOR--PSS(R)E MON, MAY 29 2023 | 16:32 | 793.0092 | 2245 | 1451.9908
results233.txt | SENSITIVITY FACTORS ARE CALCULATED WITH AC | NETWORK | 793.0092 | 2245 | 1451.9908
results233.txt | SUBSYSTEM 'RESERV' IS USED FOR OPPOSING SYSTEM FOR MW POWER | DISPATCH | 793.0092 | 2245 | 1451.9908
results233.txt | SENSITIVITY FACTORS OF BRANCH FLOW (MVA) ON 6682 SAUDA400 400.00 TO 6698 LYSE400 400.00 2 MORE THAN | 0.10000 | 793.0092 | 2245 | 1451.9908
results233.txt | <--------- BUS NAME --------> | MW-SENS | 793.0092 | 2245 | 1451.9908
results233.txt | 6356 BJERKREIM 400.00 | -0.2256 | 793.0092 | 2245 | 1451.9908
results233.txt | 6358 TONSTAD400 400.00 | -0.1976 | 793.0092 | 2245 | 1451.9908
results233.txt | 6357 TONSTAD300 400.00 | -0.1975 | 793.0092 | 2245 | 1451.9908
results233.txt | 6360 KJELLAND 400.00 | -0.2081 | 793.0092 | 2245 | 1451.9908
results233.txt | 6363 FEDA400 400.00 | -0.1943 | 793.0092 | 2245 | 1451.9908
results233.txt | 6362 FEDA300 400.00 | -0.1945 | 793.0092 | 2245 | 1451.9908
results233.txt | 6364 LISTAWIND 400.00 | -0.1945 | 793.0092 | 2245 | 1451.9908
results233.txt | 6365 KRISTIANSAND400.00 | -0.1448 | 793.0092 | 2245 | 1451.9908
results233.txt | 6373 ARENDAL400 400.00 | -0.1189 | 793.0092 | 2245 | 1451.9908
results233.txt | 6372 ARENDAL300 400.00 | -0.1189 | 793.0092 | 2245 | 1451.9908
results233.txt | 6649 REFSDAL 400.00 | 0.1066 | 793.0092 | 2245 | 1451.9908
results233.txt | 6651 MODALEN 400.00 | 0.1302 | 793.0092 | 2245 | 1451.9908
results233.txt | 6653 DALE 400.00 | 0.1398 | 793.0092 | 2245 | 1451.9908
results233.txt | 6654 EVANGER 400.00 | 0.1393 | 793.0092 | 2245 | 1451.9908
results233.txt | 6656 SAMNAGER400 400.00 | 0.1472 | 793.0092 | 2245 | 1451.9908
results233.txt | 6655 SAMNAGER300 400.00 | 0.1477 | 793.0092 | 2245 | 1451.9908
results233.txt | 6674 HUSNES 400.00 | 0.2625 | 793.0092 | 2245 | 1451.9908
results233.txt | 6676 HYDRO PURE S400.00 | 0.2151 | 793.0092 | 2245 | 1451.9908
results233.txt | 6675 MAURANGER 400.00 | 0.2151 | 793.0092 | 2245 | 1451.9908
results233.txt | 6677 BLÅFALL 400.00 | 0.2616 | 793.0092 | 2245 | 1451.9908
results233.txt | 6679 OKSLA 400.00 | 0.2101 | 793.0092 | 2245 | 1451.9908
results233.txt | 6680 ÅSEN 400.00 | 0.2101 | 793.0092 | 2245 | 1451.9908
results233.txt | 6682 SAUDA400 400.00 | 0.3024 | 793.0092 | 2245 | 1451.9908
results233.txt | 6681 SAUDA300 400.00 | 0.3000 | 793.0092 | 2245 | 1451.9908
results233.txt | 6683 HYLEN 400.00 | 0.2996 | 793.0092 | 2245 | 1451.9908
results233.txt | 6685 RÖDAL 400.00 | 0.2109 | 793.0092 | 2245 | 1451.9908
results233.txt | 6686 NOVLE 400.00 | 0.2109 | 793.0092 | 2245 | 1451.9908
results233.txt | 6687 ULLA-FORRE 400.00 | 0.2121 | 793.0092 | 2245 | 1451.9908
results233.txt | 6688 STOKKELAND 400.00 | -0.2428 | 793.0092 | 2245 | 1451.9908
results233.txt | 6690 HOG-JAERN400400.00 | -0.2433 | 793.0092 | 2245 | 1451.9908
results233.txt | 6689 HOG-JAERN300400.00 | -0.2428 | 793.0092 | 2245 | 1451.9908
results233.txt | 6691 SUBSTATION 400.00 | 0.2995 | 793.0092 | 2245 | 1451.9908
results233.txt | 6693 SATURDAL 400.00 | -0.1887 | 793.0092 | 2245 | 1451.9908
results233.txt | 6692 HYDRO MIXED 400.00 | -0.1886 | 793.0092 | 2245 | 1451.9908
results233.txt | 6694 FORRE 400.00 | -0.2210 | 793.0092 | 2245 | 1451.9908
results233.txt | 6695 KVILLDAL 400.00 | -0.1448 | 793.0092 | 2245 | 1451.9908
results233.txt | 6698 LYSE400 400.00 | -0.3115 | 793.0092 | 2245 | 1451.9908
results233.txt | 6697 LYSE300 400.00 | -0.3108 | 793.0092 | 2245 | 1451.9908
results233.txt | 6699 DUGE 301.00 | -0.2524 | 793.0092 | 2245 | 1451.9908
results233.txt | 6700 TJORHOM 400.00 | -0.3099 | 793.0092 | 2245 | 1451.9908
results233.txt | 6701 KVANNDAL 400.00 | 0.1791 | 793.0092 | 2245 | 1451.9908
results233.txt | 6702 KJELA 400.00 | 0.1262 | 793.0092 | 2245 | 1451.9908
results233.txt | 6705 HOLEN 400.00 | -0.1002 | 793.0092 | 2245 | 1451.9908
results233.txt | 6706 ROSKREPP 301.00 | -0.2489 | 793.0092 | 2245 | 1451.9908
results233.txt | 6707 KVINEN 301.00 | -0.2456 | 793.0092 | 2245 | 1451.9908
results233.txt | 6708 SOLHOLM300 400.00 | -0.1852 | 793.0092 | 2245 | 1451.9908
results233.txt | 6710 HEKNI 400.00 | -0.1175 | 793.0092 | 2245 | 1451.9908
results233.txt | 6743 KOLLSNES 400.00 | 0.1408 | 793.0092 | 2245 | 1451.9908
results233.txt | 6745 SUBSTATION 400.00 | 0.1375 | 793.0092 | 2245 | 1451.9908
results233.txt | 6744 LINDÅS 400.00 | 0.1375 | 793.0092 | 2245 | 1451.9908
results233.txt | 6746 NYGARD 400.00 | 0.1421 | 793.0092 | 2245 | 1451.9908
results233.txt | 6747 ARNA 400.00 | 0.1422 | 793.0092 | 2245 | 1451.9908
results233.txt | 6748 BERGEN 400.00 | 0.1428 | 793.0092 | 2245 | 1451.9908
results233.txt | 6749 STORD 400.00 | 0.2660 | 793.0092 | 2245 | 1451.9908
results233.txt | 6751 SUBSTATION 301.00 | 0.2820 | 793.0092 | 2245 | 1451.9908
results233.txt | 6750 HÅVIK 400.00 | 0.2731 | 793.0092 | 2245 | 1451.9908
results233.txt | 6752 SPANNE 400.00 | 0.2698 | 793.0092 | 2245 | 1451.9908
results233.txt | 6753 KÅRSTO 400.00 | 0.2737 | 793.0092 | 2245 | 1451.9908
results233.txt | 6754 STOLAHELA 400.00 | -0.2428 | 793.0092 | 2245 | 1451.9908
results233.txt | 8448 JOINT 400.00 | 0.1262 | 793.0092 | 2245 | 1451.9908
results233.txt | 8460 JOINT 400.00 | 0.1791 | 793.0092 | 2245 | 1451.9908
results233.txt | 8611 JOINT 400.00 | 0.2736 | 793.0092 | 2245 | 1451.9908
results233.txt | 9010 HAUGSVAER 400.00 | 0.1338 | 793.0092 | 2245 | 1451.9908
results233.txt | 9011 STEINSLAND 400.00 | 0.1309 | 793.0092 | 2245 | 1451.9908
results233.txt | 9014 HONNA 400.00 | -0.1663 | 793.0092 | 2245 | 1451.9908
results233.txt | 9019 SAUDA 301.00 | 0.2936 | 793.0092 | 2245 | 1451.9908
results233.txt | 9020 LYSE 301.00 | -0.2618 | 793.0092 | 2245 | 1451.9908
results233.txt | 9021 FJOTLAND 301.00 | -0.2343 | 793.0092 | 2245 | 1451.9908
results234.txt | PTI INTERACTIVE POWER SYSTEM SIMULATOR--PSS(R)E MON, MAY 29 2023 | 16:32 | 118.8508 | 1571.5 | 1452.6492
results234.txt | SENSITIVITY FACTORS ARE CALCULATED WITH AC | NETWORK | 118.8508 | 1571.5 | 1452.6492
results234.txt | SUBSYSTEM 'RESERV' IS USED FOR OPPOSING SYSTEM FOR MW POWER | DISPATCH | 118.8508 | 1571.5 | 1452.6492
results234.txt | SENSITIVITY FACTORS OF BRANCH FLOW (MVA) ON 6659 ÅROY 400.00 TO 6660 FARDAL300 400.00 1 MORE THAN | 0.10000 | 118.8508 | 1571.5 | 1452.6492
results234.txt | <--------- BUS NAME --------> | MW-SENS | 118.8508 | 1571.5 | 1452.6492
results234.txt | 6659 ÅROY 400.00 | 1.0068 | 118.8508 | 1571.5 | 1452.6492
results235.txt | PTI INTERACTIVE POWER SYSTEM SIMULATOR--PSS(R)E MON, MAY 29 2023 | 16:32 | 788.5631 | 2245 | 1456.4369
results235.txt | SENSITIVITY FACTORS ARE CALCULATED WITH AC | NETWORK | 788.5631 | 2245 | 1456.4369
results235.txt | SUBSYSTEM 'RESERV' IS USED FOR OPPOSING SYSTEM FOR MW POWER | DISPATCH | 788.5631 | 2245 | 1456.4369
results235.txt | SENSITIVITY FACTORS OF BRANCH FLOW (MVA) ON 6655 SAMNAGER300 400.00 TO 6656 SAMNAGER400 400.00 5 MORE THAN | 0.10000 | 788.5631 | 2245 | 1456.4369
results235.txt | <--------- BUS NAME --------> | MW-SENS | 788.5631 | 2245 | 1456.4369
results235.txt | 6649 REFSDAL 400.00 | 0.1012 | 788.5631 | 2245 | 1456.4369
results235.txt | 6651 MODALEN 400.00 | 0.1689 | 788.5631 | 2245 | 1456.4369
results235.txt | 6653 DALE 400.00 | 0.1963 | 788.5631 | 2245 | 1456.4369
results235.txt | 6654 EVANGER 400.00 | 0.1945 | 788.5631 | 2245 | 1456.4369
results235.txt | 6656 SAMNAGER400 400.00 | -0.2856 | 788.5631 | 2245 | 1456.4369
results235.txt | 6655 SAMNAGER300 400.00 | 0.2167 | 788.5631 | 2245 | 1456.4369
results235.txt | 6668 ELDFJORD 400.00 | -0.1126 | 788.5631 | 2245 | 1456.4369
results235.txt | 6674 HUSNES 400.00 | 0.1379 | 788.5631 | 2245 | 1456.4369
results235.txt | 6676 HYDRO PURE S400.00 | 0.1697 | 788.5631 | 2245 | 1456.4369
results235.txt | 6675 MAURANGER 400.00 | 0.1697 | 788.5631 | 2245 | 1456.4369
results235.txt | 6677 BLÅFALL 400.00 | 0.1382 | 788.5631 | 2245 | 1456.4369
results235.txt | 6682 SAUDA400 400.00 | 0.1116 | 788.5631 | 2245 | 1456.4369
results235.txt | 6681 SAUDA300 400.00 | 0.1118 | 788.5631 | 2245 | 1456.4369
results235.txt | 6683 HYLEN 400.00 | 0.1117 | 788.5631 | 2245 | 1456.4369
results235.txt | 6691 SUBSTATION 400.00 | 0.1117 | 788.5631 | 2245 | 1456.4369
results235.txt | 6743 KOLLSNES 400.00 | 0.1980 | 788.5631 | 2245 | 1456.4369
results235.txt | 6745 SUBSTATION 400.00 | 0.1888 | 788.5631 | 2245 | 1456.4369
results235.txt | 6744 LINDÅS 400.00 | 0.1888 | 788.5631 | 2245 | 1456.4369
results235.txt | 6746 NYGARD 400.00 | 0.2016 | 788.5631 | 2245 | 1456.4369
results235.txt | 6747 ARNA 400.00 | 0.2021 | 788.5631 | 2245 | 1456.4369
results235.txt | 6748 BERGEN 400.00 | 0.2036 | 788.5631 | 2245 | 1456.4369
results235.txt | 6749 STORD 400.00 | 0.1362 | 788.5631 | 2245 | 1456.4369
results235.txt | 6751 SUBSTATION 301.00 | 0.1260 | 788.5631 | 2245 | 1456.4369
results235.txt | 6750 HÅVIK 400.00 | 0.1320 | 788.5631 | 2245 | 1456.4369
results235.txt | 6752 SPANNE 400.00 | 0.1343 | 788.5631 | 2245 | 1456.4369
results235.txt | 6753 KÅRSTO 400.00 | 0.1323 | 788.5631 | 2245 | 1456.4369
results235.txt | 8611 JOINT 400.00 | 0.1322 | 788.5631 | 2245 | 1456.4369
results235.txt | 9010 HAUGSVAER 400.00 | 0.1788 | 788.5631 | 2245 | 1456.4369
results235.txt | 9011 STEINSLAND 400.00 | 0.1708 | 788.5631 | 2245 | 1456.4369
results235.txt | 9019 SAUDA 301.00 | 0.1177 | 788.5631 | 2245 | 1456.4369
results236.txt | PTI INTERACTIVE POWER SYSTEM SIMULATOR--PSS(R)E MON, MAY 29 2023 | 16:32 | 788.5631 | 2245 | 1456.4369
results236.txt | SENSITIVITY FACTORS ARE CALCULATED WITH AC | NETWORK | 788.5631 | 2245 | 1456.4369
results236.txt | SUBSYSTEM 'RESERV' IS USED FOR OPPOSING SYSTEM FOR MW POWER | DISPATCH | 788.5631 | 2245 | 1456.4369
results236.txt | SENSITIVITY FACTORS OF BRANCH FLOW (MVA) ON 6655 SAMNAGER300 400.00 TO 6656 SAMNAGER400 400.00 6 MORE THAN | 0.10000 | 788.5631 | 2245 | 1456.4369
results236.txt | <--------- BUS NAME --------> | MW-SENS | 788.5631 | 2245 | 1456.4369
results236.txt | 6649 REFSDAL 400.00 | 0.1012 | 788.5631 | 2245 | 1456.4369
results236.txt | 6651 MODALEN 400.00 | 0.1689 | 788.5631 | 2245 | 1456.4369
results236.txt | 6653 DALE 400.00 | 0.1963 | 788.5631 | 2245 | 1456.4369
results236.txt | 6654 EVANGER 400.00 | 0.1945 | 788.5631 | 2245 | 1456.4369
results236.txt | 6656 SAMNAGER400 400.00 | -0.2856 | 788.5631 | 2245 | 1456.4369
results236.txt | 6655 SAMNAGER300 400.00 | 0.2167 | 788.5631 | 2245 | 1456.4369
results236.txt | 6668 ELDFJORD 400.00 | -0.1126 | 788.5631 | 2245 | 1456.4369
results236.txt | 6674 HUSNES 400.00 | 0.1379 | 788.5631 | 2245 | 1456.4369
results236.txt | 6676 HYDRO PURE S400.00 | 0.1697 | 788.5631 | 2245 | 1456.4369
results236.txt | 6675 MAURANGER 400.00 | 0.1697 | 788.5631 | 2245 | 1456.4369
results236.txt | 6677 BLÅFALL 400.00 | 0.1382 | 788.5631 | 2245 | 1456.4369
results236.txt | 6682 SAUDA400 400.00 | 0.1116 | 788.5631 | 2245 | 1456.4369
results236.txt | 6681 SAUDA300 400.00 | 0.1118 | 788.5631 | 2245 | 1456.4369
results236.txt | 6683 HYLEN 400.00 | 0.1117 | 788.5631 | 2245 | 1456.4369
results236.txt | 6691 SUBSTATION 400.00 | 0.1117 | 788.5631 | 2245 | 1456.4369
results236.txt | 6743 KOLLSNES 400.00 | 0.1980 | 788.5631 | 2245 | 1456.4369
results236.txt | 6745 SUBSTATION 400.00 | 0.1888 | 788.5631 | 2245 | 1456.4369
results236.txt | 6744 LINDÅS 400.00 | 0.1888 | 788.5631 | 2245 | 1456.4369
results236.txt | 6746 NYGARD 400.00 | 0.2016 | 788.5631 | 2245 | 1456.4369
results236.txt | 6747 ARNA 400.00 | 0.2021 | 788.5631 | 2245 | 1456.4369
results236.txt | 6748 BERGEN 400.00 | 0.2036 | 788.5631 | 2245 | 1456.4369
results236.txt | 6749 STORD 400.00 | 0.1362 | 788.5631 | 2245 | 1456.4369
results236.txt | 6751 SUBSTATION 301.00 | 0.1260 | 788.5631 | 2245 | 1456.4369
results236.txt | 6750 HÅVIK 400.00 | 0.1320 | 788.5631 | 2245 | 1456.4369
results236.txt | 6752 SPANNE 400.00 | 0.1343 | 788.5631 | 2245 | 1456.4369
results236.txt | 6753 KÅRSTO 400.00 | 0.1323 | 788.5631 | 2245 | 1456.4369
results236.txt | 8611 JOINT 400.00 | 0.1322 | 788.5631 | 2245 | 1456.4369
results236.txt | 9010 HAUGSVAER 400.00 | 0.1788 | 788.5631 | 2245 | 1456.4369
results236.txt | 9011 STEINSLAND 400.00 | 0.1708 | 788.5631 | 2245 | 1456.4369
results236.txt | 9019 SAUDA 301.00 | 0.1177 | 788.5631 | 2245 | 1456.4369
results237.txt | PTI INTERACTIVE POWER SYSTEM SIMULATOR--PSS(R)E MON, MAY 29 2023 | 16:32 | 788.0883 | 2245 | 1456.9117
results237.txt | SENSITIVITY FACTORS ARE CALCULATED WITH AC | NETWORK | 788.0883 | 2245 | 1456.9117
results237.txt | SUBSYSTEM 'RESERV' IS USED FOR OPPOSING SYSTEM FOR MW POWER | DISPATCH | 788.0883 | 2245 | 1456.9117
results237.txt | SENSITIVITY FACTORS OF BRANCH FLOW (MVA) ON 6747 ARNA 400.00 TO 6748 BERGEN 400.00 4 MORE THAN | 0.10000 | 788.0883 | 2245 | 1456.9117
results237.txt | <--------- BUS NAME --------> | MW-SENS | 788.0883 | 2245 | 1456.9117
results237.txt | 6653 DALE 400.00 | 0.2629 | 788.0883 | 2245 | 1456.9117
results237.txt | 6654 EVANGER 400.00 | 0.1225 | 788.0883 | 2245 | 1456.9117
results237.txt | 6743 KOLLSNES 400.00 | -0.1311 | 788.0883 | 2245 | 1456.9117
results237.txt | 6746 NYGARD 400.00 | -0.2476 | 788.0883 | 2245 | 1456.9117
results237.txt | 6747 ARNA 400.00 | 0.6106 | 788.0883 | 2245 | 1456.9117
results237.txt | 6748 BERGEN 400.00 | -0.3100 | 788.0883 | 2245 | 1456.9117
results238.txt | PTI INTERACTIVE POWER SYSTEM SIMULATOR--PSS(R)E MON, MAY 29 2023 | 16:32 | 782.1666 | 2245 | 1462.8335
results238.txt | SENSITIVITY FACTORS ARE CALCULATED WITH AC | NETWORK | 782.1666 | 2245 | 1462.8335
results238.txt | SUBSYSTEM 'RESERV' IS USED FOR OPPOSING SYSTEM FOR MW POWER | DISPATCH | 782.1666 | 2245 | 1462.8335
results238.txt | SENSITIVITY FACTORS OF BRANCH FLOW (MVA) ON 6606 HALL 400.00 TO 6646 HEDENLUNDA 400.00 4 MORE THAN | 0.10000 | 782.1666 | 2245 | 1462.8335
results238.txt | <--------- BUS NAME --------> | MW-SENS | 782.1666 | 2245 | 1462.8335
results238.txt | 5624 HERSLEV 400.00 | -0.1347 | 782.1666 | 2245 | 1462.8335
results238.txt | 5642 HOVEGARD 400.00 | -0.1345 | 782.1666 | 2245 | 1462.8335
results238.txt | 5646 BJAEVERSKOV4400.00 | -0.1345 | 782.1666 | 2245 | 1462.8335
results238.txt | 5645 BJAEVERSKOV2220.00 | -0.1342 | 782.1666 | 2245 | 1462.8335
results238.txt | 5657 ISHOJ400 400.00 | -0.1345 | 782.1666 | 2245 | 1462.8335
results238.txt | 5656 ISHOJ220 220.00 | -0.1348 | 782.1666 | 2245 | 1462.8335
results238.txt | 5660 AVEDOREVERK 400.00 | -0.1346 | 782.1666 | 2245 | 1462.8335
results238.txt | 5662 ORSTEDSVERKE400.00 | -0.1348 | 782.1666 | 2245 | 1462.8335
results238.txt | 5671 SEGE 400.00 | -0.1470 | 782.1666 | 2245 | 1462.8335
results238.txt | 5672 ARRIE 400.00 | -0.1469 | 782.1666 | 2245 | 1462.8335
results238.txt | 5673 KRUSEBERG 400.00 | -0.1469 | 782.1666 | 2245 | 1462.8335
results238.txt | 5676 WIND FARM 220.00 | -0.1319 | 782.1666 | 2245 | 1462.8335
results238.txt | 5845 ASNAESVERK 400.00 | -0.1346 | 782.1666 | 2245 | 1462.8335
results238.txt | 6315 HORRED 400.00 | -0.1016 | 782.1666 | 2245 | 1462.8335
results238.txt | 6316 UDDEBO 400.00 | -0.1144 | 782.1666 | 2245 | 1462.8335
results238.txt | 6319 KYNDBYVERKER400.00 | -0.1345 | 782.1666 | 2245 | 1462.8335
results238.txt | 6324 GORLOSEGARD 400.00 | -0.1339 | 782.1666 | 2245 | 1462.8335
results238.txt | 6330 GELNTEGARD2 400.00 | -0.1352 | 782.1666 | 2245 | 1462.8335
results238.txt | 6334 GLENTEGARD 400.00 | -0.1354 | 782.1666 | 2245 | 1462.8335
results238.txt | 6335 SODERASEN 400.00 | -0.1322 | 782.1666 | 2245 | 1462.8335
results238.txt | 6337 BARSEBACK 400.00 | -0.1450 | 782.1666 | 2245 | 1462.8335
results238.txt | 6338 HURVA 400.00 | -0.1519 | 782.1666 | 2245 | 1462.8335
results238.txt | 6341 KOLSTAD 400.00 | -0.1941 | 782.1666 | 2245 | 1462.8335
results238.txt | 6342 TENHULT 400.00 | -0.1399 | 782.1666 | 2245 | 1462.8335
results238.txt | 6343 BARKERYD 400.00 | -0.1489 | 782.1666 | 2245 | 1462.8335
results238.txt | 6345 GLAN 400.00 | -0.2532 | 782.1666 | 2245 | 1462.8335
results238.txt | 6346 KIMSTAD 400.00 | -0.2088 | 782.1666 | 2245 | 1462.8335
results238.txt | 6348 OSKARSHAMN 400.00 | -0.1941 | 782.1666 | 2245 | 1462.8335
results238.txt | 6349 ALVESTA 400.00 | -0.1636 | 782.1666 | 2245 | 1462.8335
results238.txt | 6350 HEMSJO 400.00 | -0.1708 | 782.1666 | 2245 | 1462.8335
results238.txt | 6351 KARLSHAMN 400.00 | -0.1707 | 782.1666 | 2245 | 1462.8335
results238.txt | 6354 NYBRO 400.00 | -0.1804 | 782.1666 | 2245 | 1462.8335
results238.txt | 6593 HAMRA220 220.00 | 0.1040 | 782.1666 | 2245 | 1462.8335
results238.txt | 6595 BREDAKER 220.00 | 0.1033 | 782.1666 | 2245 | 1462.8335
results238.txt | 6597 TUNA400 400.00 | 0.1050 | 782.1666 | 2245 | 1462.8335
results238.txt | 6596 TUNA220 220.00 | 0.1043 | 782.1666 | 2245 | 1462.8335
results238.txt | 6598 BOLANDERNA 220.00 | 0.1147 | 782.1666 | 2245 | 1462.8335
results238.txt | 6599 PLENNINGE 220.00 | 0.1144 | 782.1666 | 2245 | 1462.8335
results238.txt | 6600 AKER 400.00 | -0.1570 | 782.1666 | 2245 | 1462.8335
results238.txt | 6602 KOLBOTTEN400400.00 | 0.1598 | 782.1666 | 2245 | 1462.8335
results238.txt | 6601 KOLBOTTEN220220.00 | 0.1385 | 782.1666 | 2245 | 1462.8335
results238.txt | 6603 ODENSALA 400.00 | 0.1121 | 782.1666 | 2245 | 1462.8335
results238.txt | 6605 STOCKHOLM400400.00 | 0.1125 | 782.1666 | 2245 | 1462.8335
results238.txt | 6604 STOCKHOLM220220.00 | 0.1332 | 782.1666 | 2245 | 1462.8335
results238.txt | 6606 HALL 400.00 | 0.2086 | 782.1666 | 2245 | 1462.8335
results238.txt | 6608 EKUDDEN400 400.00 | 0.2040 | 782.1666 | 2245 | 1462.8335
results238.txt | 6607 EKUDDEN220 220.00 | 0.1407 | 782.1666 | 2245 | 1462.8335
results238.txt | 6609 SOLBERGA 220.00 | 0.1408 | 782.1666 | 2245 | 1462.8335
results238.txt | 6610 GRASKA 220.00 | 0.1051 | 782.1666 | 2245 | 1462.8335
results238.txt | 6611 HALLSTAVIK 220.00 | 0.1051 | 782.1666 | 2245 | 1462.8335
results238.txt | 6613 MALSTA 220.00 | 0.1055 | 782.1666 | 2245 | 1462.8335
results238.txt | 6614 VALLENTUNA 220.00 | 0.1340 | 782.1666 | 2245 | 1462.8335
results238.txt | 6646 HEDENLUNDA 400.00 | -0.3149 | 782.1666 | 2245 | 1462.8335
results238.txt | 8861 JOINT 400.00 | 0.1253 | 782.1666 | 2245 | 1462.8335
results238.txt | 7429 JOINT 220.00 | -0.1321 | 782.1666 | 2245 | 1462.8335
results238.txt | 1052 BREARED 400.00 | -0.1120 | 782.1666 | 2245 | 1462.8335
results238.txt | 1053 HÄRADSBO 400.00 | -0.1169 | 782.1666 | 2245 | 1462.8335
results238.txt | 9401 HAGESKRUV 400.00 | -0.1787 | 782.1666 | 2245 | 1462.8335
results239.txt | PTI INTERACTIVE POWER SYSTEM SIMULATOR--PSS(R)E MON, MAY 29 2023 | 16:32 | 108.3878 | 1571.5 | 1463.1122
results239.txt | SENSITIVITY FACTORS ARE CALCULATED WITH AC | NETWORK | 108.3878 | 1571.5 | 1463.1122
results239.txt | SUBSYSTEM 'RESERV' IS USED FOR OPPOSING SYSTEM FOR MW POWER | DISPATCH | 108.3878 | 1571.5 | 1463.1122
results239.txt | SENSITIVITY FACTORS OF BRANCH FLOW (MVA) ON 6631 BASNA 400.00 TO 6641 HALLSBERG400400.00 3 MORE THAN | 0.10000 | 108.3878 | 1571.5 | 1463.1122
results239.txt | <--------- BUS NAME --------> | MW-SENS | 108.3878 | 1571.5 | 1463.1122
results239.txt | 6631 BASNA 400.00 | 0.2831 | 108.3878 | 1571.5 | 1463.1122
results239.txt | 6632 REPBACKEN 400.00 | 0.2831 | 108.3878 | 1571.5 | 1463.1122
results239.txt | 9404 GÄDDTJÄRN 400.00 | 0.2307 | 108.3878 | 1571.5 | 1463.1122
results240.txt | PTI INTERACTIVE POWER SYSTEM SIMULATOR--PSS(R)E MON, MAY 29 2023 | 16:32 | 107.8253 | 1571.5 | 1463.6747
results240.txt | SENSITIVITY FACTORS ARE CALCULATED WITH AC | NETWORK | 107.8253 | 1571.5 | 1463.6747
results240.txt | SUBSYSTEM 'RESERV' IS USED FOR OPPOSING SYSTEM FOR MW POWER | DISPATCH | 107.8253 | 1571.5 | 1463.6747
results240.txt | SENSITIVITY FACTORS OF BRANCH FLOW (MVA) ON 6939 KOLSVIK 400.00 TO 6940 NAMSKOGEN 400.00 1 MORE THAN | 0.10000 | 107.8253 | 1571.5 | 1463.6747
results240.txt | <--------- BUS NAME --------> | MW-SENS | 107.8253 | 1571.5 | 1463.6747
results240.txt | 6939 KOLSVIK 400.00 | 1.0015 | 107.8253 | 1571.5 | 1463.6747
results241.txt | PTI INTERACTIVE POWER SYSTEM SIMULATOR--PSS(R)E MON, MAY 29 2023 | 16:32 | -781.1169 | 2245 | 1463.8831
results241.txt | SENSITIVITY FACTORS ARE CALCULATED WITH AC | NETWORK | -781.1169 | 2245 | 1463.8831
results241.txt | SUBSYSTEM 'RESERV' IS USED FOR OPPOSING SYSTEM FOR MW POWER | DISPATCH | -781.1169 | 2245 | 1463.8831
results241.txt | SENSITIVITY FACTORS OF BRANCH FLOW (MVA) ON 6828 MIDSKOG400 400.00 TO 9406 TANDÖ 400.00 12 MORE THAN | 0.10000 | -781.1169 | 2245 | 1463.8831
results241.txt | <--------- BUS NAME --------> | MW-SENS | -781.1169 | 2245 | 1463.8831
results241.txt | 6630 BORGVIK 400.00 | 0.1411 | -781.1169 | 2245 | 1463.8831
results241.txt | 9406 TANDÖ 400.00 | 0.2492 | -781.1169 | 2245 | 1463.8831
results241.txt | 9407 HAGFORS 400.00 | 0.1879 | -781.1169 | 2245 | 1463.8831
results242.txt | PTI INTERACTIVE POWER SYSTEM SIMULATOR--PSS(R)E MON, MAY 29 2023 | 16:32 | -781.1169 | 2245 | 1463.8831
results242.txt | SENSITIVITY FACTORS ARE CALCULATED WITH AC | NETWORK | -781.1169 | 2245 | 1463.8831
results242.txt | SUBSYSTEM 'RESERV' IS USED FOR OPPOSING SYSTEM FOR MW POWER | DISPATCH | -781.1169 | 2245 | 1463.8831
results242.txt | SENSITIVITY FACTORS OF BRANCH FLOW (MVA) ON 6828 MIDSKOG400 400.00 TO 9406 TANDÖ 400.00 13 MORE THAN | 0.10000 | -781.1169 | 2245 | 1463.8831
results242.txt | <--------- BUS NAME --------> | MW-SENS | -781.1169 | 2245 | 1463.8831
results242.txt | 6630 BORGVIK 400.00 | 0.1411 | -781.1169 | 2245 | 1463.8831
results242.txt | 9406 TANDÖ 400.00 | 0.2492 | -781.1169 | 2245 | 1463.8831
results242.txt | 9407 HAGFORS 400.00 | 0.1879 | -781.1169 | 2245 | 1463.8831
results243.txt | PTI INTERACTIVE POWER SYSTEM SIMULATOR--PSS(R)E MON, MAY 29 2023 | 16:32 | -776.149 | 2245 | 1468.851
results243.txt | SENSITIVITY FACTORS ARE CALCULATED WITH AC | NETWORK | -776.149 | 2245 | 1468.851
results243.txt | SUBSYSTEM 'RESERV' IS USED FOR OPPOSING SYSTEM FOR MW POWER | DISPATCH | -776.149 | 2245 | 1468.851
results243.txt | SENSITIVITY FACTORS OF BRANCH FLOW (MVA) ON 9406 TANDÖ 400.00 TO 9407 HAGFORS 400.00 1 MORE THAN | 0.10000 | -776.149 | 2245 | 1468.851
results243.txt | <--------- BUS NAME --------> | MW-SENS | -776.149 | 2245 | 1468.851
results243.txt | 6305 LOVISEHOLM 400.00 | 0.1025 | -776.149 | 2245 | 1468.851
results243.txt | 6629 HALDEN 400.00 | 0.1051 | -776.149 | 2245 | 1468.851
results243.txt | 6630 BORGVIK 400.00 | 0.1578 | -776.149 | 2245 | 1468.851
results243.txt | 6740 TEGNEBY400 400.00 | 0.1014 | -776.149 | 2245 | 1468.851
results243.txt | 6739 TEGNEBY300 400.00 | 0.1014 | -776.149 | 2245 | 1468.851
results243.txt | 6742 HASLE400 400.00 | 0.1063 | -776.149 | 2245 | 1468.851
results243.txt | 6741 HASLE300 400.00 | 0.1061 | -776.149 | 2245 | 1468.851
results243.txt | 6828 MIDSKOG400 400.00 | -0.1034 | -776.149 | 2245 | 1468.851
results243.txt | 9406 TANDÖ 400.00 | -0.2201 | -776.149 | 2245 | 1468.851
results243.txt | 9407 HAGFORS 400.00 | 0.2101 | -776.149 | 2245 | 1468.851
results244.txt | PTI INTERACTIVE POWER SYSTEM SIMULATOR--PSS(R)E MON, MAY 29 2023 | 16:32 | -776.149 | 2245 | 1468.851
results244.txt | SENSITIVITY FACTORS ARE CALCULATED WITH AC | NETWORK | -776.149 | 2245 | 1468.851
results244.txt | SUBSYSTEM 'RESERV' IS USED FOR OPPOSING SYSTEM FOR MW POWER | DISPATCH | -776.149 | 2245 | 1468.851
results244.txt | SENSITIVITY FACTORS OF BRANCH FLOW (MVA) ON 9406 TANDÖ 400.00 TO 9407 HAGFORS 400.00 2 MORE THAN | 0.10000 | -776.149 | 2245 | 1468.851
results244.txt | <--------- BUS NAME --------> | MW-SENS | -776.149 | 2245 | 1468.851
results244.txt | 6305 LOVISEHOLM 400.00 | 0.1025 | -776.149 | 2245 | 1468.851
results244.txt | 6629 HALDEN 400.00 | 0.1051 | -776.149 | 2245 | 1468.851
results244.txt | 6630 BORGVIK 400.00 | 0.1578 | -776.149 | 2245 | 1468.851
results244.txt | 6740 TEGNEBY400 400.00 | 0.1014 | -776.149 | 2245 | 1468.851
results244.txt | 6739 TEGNEBY300 400.00 | 0.1014 | -776.149 | 2245 | 1468.851
results244.txt | 6742 HASLE400 400.00 | 0.1063 | -776.149 | 2245 | 1468.851
results244.txt | 6741 HASLE300 400.00 | 0.1061 | -776.149 | 2245 | 1468.851
results244.txt | 6828 MIDSKOG400 400.00 | -0.1034 | -776.149 | 2245 | 1468.851
results244.txt | 9406 TANDÖ 400.00 | -0.2201 | -776.149 | 2245 | 1468.851
results244.txt | 9407 HAGFORS 400.00 | 0.2101 | -776.149 | 2245 | 1468.851
results245.txt | PTI INTERACTIVE POWER SYSTEM SIMULATOR--PSS(R)E MON, MAY 29 2023 | 16:32 | -773.1675 | 2245 | 1471.8325
results245.txt | SENSITIVITY FACTORS ARE CALCULATED WITH AC | NETWORK | -773.1675 | 2245 | 1471.8325
results245.txt | SUBSYSTEM 'RESERV' IS USED FOR OPPOSING SYSTEM FOR MW POWER | DISPATCH | -773.1675 | 2245 | 1471.8325
results245.txt | SENSITIVITY FACTORS OF BRANCH FLOW (MVA) ON 6594 HAMRA400 400.00 TO 9411 MUNGA 400.00 5 MORE THAN | 0.10000 | -773.1675 | 2245 | 1471.8325
results245.txt | <--------- BUS NAME --------> | MW-SENS | -773.1675 | 2245 | 1471.8325
results245.txt | 6345 GLAN 400.00 | -0.1157 | -773.1675 | 2245 | 1471.8325
results245.txt | 6586 FINNBOLEHVDC400.00 | -0.1000 | -773.1675 | 2245 | 1471.8325
results245.txt | 6589 DANNEBO 400.00 | -0.1091 | -773.1675 | 2245 | 1471.8325
results245.txt | 6591 FORSMARK 400.00 | -0.1088 | -773.1675 | 2245 | 1471.8325
results245.txt | 6594 HAMRA400 400.00 | -0.2775 | -773.1675 | 2245 | 1471.8325
results245.txt | 6593 HAMRA220 220.00 | -0.2137 | -773.1675 | 2245 | 1471.8325
results245.txt | 6597 TUNA400 400.00 | -0.1191 | -773.1675 | 2245 | 1471.8325
results245.txt | 6596 TUNA220 220.00 | -0.1052 | -773.1675 | 2245 | 1471.8325
results245.txt | 6598 BOLANDERNA 220.00 | -0.1232 | -773.1675 | 2245 | 1471.8325
results245.txt | 6599 PLENNINGE 220.00 | -0.1229 | -773.1675 | 2245 | 1471.8325
results245.txt | 6600 AKER 400.00 | -0.2072 | -773.1675 | 2245 | 1471.8325
results245.txt | 6602 KOLBOTTEN400400.00 | -0.1837 | -773.1675 | 2245 | 1471.8325
results245.txt | 6601 KOLBOTTEN220220.00 | -0.1727 | -773.1675 | 2245 | 1471.8325
results245.txt | 6603 ODENSALA 400.00 | -0.1376 | -773.1675 | 2245 | 1471.8325
results245.txt | 6605 STOCKHOLM400400.00 | -0.1369 | -773.1675 | 2245 | 1471.8325
results245.txt | 6604 STOCKHOLM220220.00 | -0.1698 | -773.1675 | 2245 | 1471.8325
results245.txt | 6606 HALL 400.00 | -0.1807 | -773.1675 | 2245 | 1471.8325
results245.txt | 6608 EKUDDEN400 400.00 | -0.1801 | -773.1675 | 2245 | 1471.8325
results245.txt | 6607 EKUDDEN220 220.00 | -0.1706 | -773.1675 | 2245 | 1471.8325
results245.txt | 6609 SOLBERGA 220.00 | -0.1707 | -773.1675 | 2245 | 1471.8325
results245.txt | 6610 GRASKA 220.00 | -0.1064 | -773.1675 | 2245 | 1471.8325
results245.txt | 6611 HALLSTAVIK 220.00 | -0.1064 | -773.1675 | 2245 | 1471.8325
results245.txt | 6613 MALSTA 220.00 | -0.1069 | -773.1675 | 2245 | 1471.8325
results245.txt | 6614 VALLENTUNA 220.00 | -0.1710 | -773.1675 | 2245 | 1471.8325
results245.txt | 6646 HEDENLUNDA 400.00 | -0.1553 | -773.1675 | 2245 | 1471.8325
results245.txt | 8861 JOINT 400.00 | -0.1938 | -773.1675 | 2245 | 1471.8325
results245.txt | 1051 SUBSTATION 400.00 | -0.1088 | -773.1675 | 2245 | 1471.8325
results245.txt | 9411 MUNGA 400.00 | 0.1191 | -773.1675 | 2245 | 1471.8325
results246.txt | PTI INTERACTIVE POWER SYSTEM SIMULATOR--PSS(R)E MON, MAY 29 2023 | 16:32 | -773.1675 | 2245 | 1471.8325
results246.txt | SENSITIVITY FACTORS ARE CALCULATED WITH AC | NETWORK | -773.1675 | 2245 | 1471.8325
results246.txt | SUBSYSTEM 'RESERV' IS USED FOR OPPOSING SYSTEM FOR MW POWER | DISPATCH | -773.1675 | 2245 | 1471.8325
results246.txt | SENSITIVITY FACTORS OF BRANCH FLOW (MVA) ON 6594 HAMRA400 400.00 TO 9411 MUNGA 400.00 7 MORE THAN | 0.10000 | -773.1675 | 2245 | 1471.8325
results246.txt | <--------- BUS NAME --------> | MW-SENS | -773.1675 | 2245 | 1471.8325
results246.txt | 6345 GLAN 400.00 | -0.1157 | -773.1675 | 2245 | 1471.8325
results246.txt | 6586 FINNBOLEHVDC400.00 | -0.1000 | -773.1675 | 2245 | 1471.8325
results246.txt | 6589 DANNEBO 400.00 | -0.1091 | -773.1675 | 2245 | 1471.8325
results246.txt | 6591 FORSMARK 400.00 | -0.1088 | -773.1675 | 2245 | 1471.8325
results246.txt | 6594 HAMRA400 400.00 | -0.2775 | -773.1675 | 2245 | 1471.8325
results246.txt | 6593 HAMRA220 220.00 | -0.2137 | -773.1675 | 2245 | 1471.8325
results246.txt | 6597 TUNA400 400.00 | -0.1191 | -773.1675 | 2245 | 1471.8325
results246.txt | 6596 TUNA220 220.00 | -0.1052 | -773.1675 | 2245 | 1471.8325
results246.txt | 6598 BOLANDERNA 220.00 | -0.1232 | -773.1675 | 2245 | 1471.8325
results246.txt | 6599 PLENNINGE 220.00 | -0.1229 | -773.1675 | 2245 | 1471.8325
results246.txt | 6600 AKER 400.00 | -0.2072 | -773.1675 | 2245 | 1471.8325
results246.txt | 6602 KOLBOTTEN400400.00 | -0.1837 | -773.1675 | 2245 | 1471.8325
results246.txt | 6601 KOLBOTTEN220220.00 | -0.1727 | -773.1675 | 2245 | 1471.8325
results246.txt | 6603 ODENSALA 400.00 | -0.1376 | -773.1675 | 2245 | 1471.8325
results246.txt | 6605 STOCKHOLM400400.00 | -0.1369 | -773.1675 | 2245 | 1471.8325
results246.txt | 6604 STOCKHOLM220220.00 | -0.1698 | -773.1675 | 2245 | 1471.8325
results246.txt | 6606 HALL 400.00 | -0.1807 | -773.1675 | 2245 | 1471.8325
results246.txt | 6608 EKUDDEN400 400.00 | -0.1801 | -773.1675 | 2245 | 1471.8325
results246.txt | 6607 EKUDDEN220 220.00 | -0.1706 | -773.1675 | 2245 | 1471.8325
results246.txt | 6609 SOLBERGA 220.00 | -0.1707 | -773.1675 | 2245 | 1471.8325
results246.txt | 6610 GRASKA 220.00 | -0.1064 | -773.1675 | 2245 | 1471.8325
results246.txt | 6611 HALLSTAVIK 220.00 | -0.1064 | -773.1675 | 2245 | 1471.8325
results246.txt | 6613 MALSTA 220.00 | -0.1069 | -773.1675 | 2245 | 1471.8325
results246.txt | 6614 VALLENTUNA 220.00 | -0.1710 | -773.1675 | 2245 | 1471.8325
results246.txt | 6646 HEDENLUNDA 400.00 | -0.1553 | -773.1675 | 2245 | 1471.8325
results246.txt | 8861 JOINT 400.00 | -0.1938 | -773.1675 | 2245 | 1471.8325
results246.txt | 1051 SUBSTATION 400.00 | -0.1088 | -773.1675 | 2245 | 1471.8325
results246.txt | 9411 MUNGA 400.00 | 0.1191 | -773.1675 | 2245 | 1471.8325
results247.txt | PTI INTERACTIVE POWER SYSTEM SIMULATOR--PSS(R)E MON, MAY 29 2023 | 16:32 | 772.6284 | 2245 | 1472.3716
results247.txt | SENSITIVITY FACTORS ARE CALCULATED WITH AC | NETWORK | 772.6284 | 2245 | 1472.3716
results247.txt | SUBSYSTEM 'RESERV' IS USED FOR OPPOSING SYSTEM FOR MW POWER | DISPATCH | 772.6284 | 2245 | 1472.3716
results247.txt | SENSITIVITY FACTORS OF BRANCH FLOW (MVA) ON 6739 TEGNEBY300 400.00 TO 6740 TEGNEBY400 400.00 3 MORE THAN | 0.10000 | 772.6284 | 2245 | 1472.3716
results247.txt | <--------- BUS NAME --------> | MW-SENS | 772.6284 | 2245 | 1472.3716
results247.txt | 6732 FLESAKER 400.00 | 0.1062 | 772.6284 | 2245 | 1472.3716
results247.txt | 6737 FOLLO 400.00 | -0.1403 | 772.6284 | 2245 | 1472.3716
results247.txt | 6740 TEGNEBY400 400.00 | -0.2105 | 772.6284 | 2245 | 1472.3716
results247.txt | 6739 TEGNEBY300 400.00 | 0.2811 | 772.6284 | 2245 | 1472.3716
results247.txt | 9013 HOF 400.00 | 0.1002 | 772.6284 | 2245 | 1472.3716
results247.txt | 9018 TEGNEBY 301.00 | 0.1536 | 772.6284 | 2245 | 1472.3716
results248.txt | PTI INTERACTIVE POWER SYSTEM SIMULATOR--PSS(R)E MON, MAY 29 2023 | 16:32 | 772.6284 | 2245 | 1472.3716
results248.txt | SENSITIVITY FACTORS ARE CALCULATED WITH AC | NETWORK | 772.6284 | 2245 | 1472.3716
results248.txt | SUBSYSTEM 'RESERV' IS USED FOR OPPOSING SYSTEM FOR MW POWER | DISPATCH | 772.6284 | 2245 | 1472.3716
results248.txt | SENSITIVITY FACTORS OF BRANCH FLOW (MVA) ON 6739 TEGNEBY300 400.00 TO 6740 TEGNEBY400 400.00 6 MORE THAN | 0.10000 | 772.6284 | 2245 | 1472.3716
results248.txt | <--------- BUS NAME --------> | MW-SENS | 772.6284 | 2245 | 1472.3716
results248.txt | 6732 FLESAKER 400.00 | 0.1062 | 772.6284 | 2245 | 1472.3716
results248.txt | 6737 FOLLO 400.00 | -0.1403 | 772.6284 | 2245 | 1472.3716
results248.txt | 6740 TEGNEBY400 400.00 | -0.2105 | 772.6284 | 2245 | 1472.3716
results248.txt | 6739 TEGNEBY300 400.00 | 0.2811 | 772.6284 | 2245 | 1472.3716
results248.txt | 9013 HOF 400.00 | 0.1002 | 772.6284 | 2245 | 1472.3716
results248.txt | 9018 TEGNEBY 301.00 | 0.1536 | 772.6284 | 2245 | 1472.3716
results249.txt | PTI INTERACTIVE POWER SYSTEM SIMULATOR--PSS(R)E MON, MAY 29 2023 | 16:32 | -527.4385 | 2000 | 1472.5615
results249.txt | SENSITIVITY FACTORS ARE CALCULATED WITH AC | NETWORK | -527.4385 | 2000 | 1472.5615
results249.txt | SUBSYSTEM 'RESERV' IS USED FOR OPPOSING SYSTEM FOR MW POWER | DISPATCH | -527.4385 | 2000 | 1472.5615
results249.txt | SENSITIVITY FACTORS OF BRANCH FLOW (MVA) ON 6819 JÄRPSTR220 220.00 TO 6820 JÄRPSTR400 400.00 1 MORE THAN | 0.10000 | -527.4385 | 2000 | 1472.5615
results249.txt | <--------- BUS NAME --------> | MW-SENS | -527.4385 | 2000 | 1472.5615
results249.txt | 6816 JUVLEN 220.00 | 0.6699 | -527.4385 | 2000 | 1472.5615
results249.txt | 6817 STENSJÖN 220.00 | 0.6643 | -527.4385 | 2000 | 1472.5615
results249.txt | 6818 OLDEN 220.00 | 0.6645 | -527.4385 | 2000 | 1472.5615
results249.txt | 6819 JÄRPSTR220 220.00 | 0.6761 | -527.4385 | 2000 | 1472.5615
results249.txt | 6821 MÖRSIL 220.00 | 0.6009 | -527.4385 | 2000 | 1472.5615
results249.txt | 6822 SÄLLSJÖ 220.00 | 0.5998 | -527.4385 | 2000 | 1472.5615
results249.txt | 6826 KATTSTRUPEF 220.00 | 0.3135 | -527.4385 | 2000 | 1472.5615
results249.txt | 6827 MIDSKOG220 220.00 | 0.1984 | -527.4385 | 2000 | 1472.5615
results249.txt | 6834 STUGUN 220.00 | 0.1544 | -527.4385 | 2000 | 1472.5615
results249.txt | 6835 NÄVEREDE 220.00 | 0.1746 | -527.4385 | 2000 | 1472.5615
results249.txt | 6836 GAMMALÄNGE 220.00 | 0.1253 | -527.4385 | 2000 | 1472.5615
results249.txt | 6837 KRÅNGEDE 220.00 | 0.1254 | -527.4385 | 2000 | 1472.5615
results249.txt | 6840 SVARTHÅLSF 220.00 | 0.1118 | -527.4385 | 2000 | 1472.5615
results249.txt | 6847 BRACKE 220.00 | 0.1258 | -527.4385 | 2000 | 1472.5615
results249.txt | 6850 MORTTJARNB 220.00 | 0.1258 | -527.4385 | 2000 | 1472.5615
results249.txt | 8750 JOINT 220.00 | 0.1120 | -527.4385 | 2000 | 1472.5615
results249.txt | 8411 JOINT 220.00 | 0.6665 | -527.4385 | 2000 | 1472.5615
results249.txt | 8857 JOINT 220.00 | 0.6707 | -527.4385 | 2000 | 1472.5615
results249.txt | 8682 JOINT 220.00 | 0.1546 | -527.4385 | 2000 | 1472.5615
results249.txt | 8812 JOINT 220.00 | 0.3149 | -527.4385 | 2000 | 1472.5615
results249.txt | 8258 JOINT 220.00 | 0.1747 | -527.4385 | 2000 | 1472.5615
results250.txt | PTI INTERACTIVE POWER SYSTEM SIMULATOR--PSS(R)E MON, MAY 29 2023 | 16:32 | 771.7944 | 2245 | 1473.2056
results250.txt | SENSITIVITY FACTORS ARE CALCULATED WITH AC | NETWORK | 771.7944 | 2245 | 1473.2056
results250.txt | SUBSYSTEM 'RESERV' IS USED FOR OPPOSING SYSTEM FOR MW POWER | DISPATCH | 771.7944 | 2245 | 1473.2056
results250.txt | SENSITIVITY FACTORS OF BRANCH FLOW (MVA) ON 6630 BORGVIK 400.00 TO 9407 HAGFORS 400.00 6 MORE THAN | 0.10000 | 771.7944 | 2245 | 1473.2056
results250.txt | <--------- BUS NAME --------> | MW-SENS | 771.7944 | 2245 | 1473.2056
results250.txt | 6305 LOVISEHOLM 400.00 | 0.1039 | 771.7944 | 2245 | 1473.2056
results250.txt | 6629 HALDEN 400.00 | 0.1066 | 771.7944 | 2245 | 1473.2056
results250.txt | 6630 BORGVIK 400.00 | 0.1600 | 771.7944 | 2245 | 1473.2056
results250.txt | 6740 TEGNEBY400 400.00 | 0.1028 | 771.7944 | 2245 | 1473.2056
results250.txt | 6739 TEGNEBY300 400.00 | 0.1028 | 771.7944 | 2245 | 1473.2056
results250.txt | 6742 HASLE400 400.00 | 0.1077 | 771.7944 | 2245 | 1473.2056
results250.txt | 6741 HASLE300 400.00 | 0.1075 | 771.7944 | 2245 | 1473.2056
results250.txt | 6828 MIDSKOG400 400.00 | -0.1049 | 771.7944 | 2245 | 1473.2056
results250.txt | 9406 TANDÖ 400.00 | -0.2231 | 771.7944 | 2245 | 1473.2056
results250.txt | 9407 HAGFORS 400.00 | -0.2881 | 771.7944 | 2245 | 1473.2056
results251.txt | PTI INTERACTIVE POWER SYSTEM SIMULATOR--PSS(R)E MON, MAY 29 2023 | 16:32 | 771.7944 | 2245 | 1473.2056
results251.txt | SENSITIVITY FACTORS ARE CALCULATED WITH AC | NETWORK | 771.7944 | 2245 | 1473.2056
results251.txt | SUBSYSTEM 'RESERV' IS USED FOR OPPOSING SYSTEM FOR MW POWER | DISPATCH | 771.7944 | 2245 | 1473.2056
results251.txt | SENSITIVITY FACTORS OF BRANCH FLOW (MVA) ON 6630 BORGVIK 400.00 TO 9407 HAGFORS 400.00 7 MORE THAN | 0.10000 | 771.7944 | 2245 | 1473.2056
results251.txt | <--------- BUS NAME --------> | MW-SENS | 771.7944 | 2245 | 1473.2056
results251.txt | 6305 LOVISEHOLM 400.00 | 0.1039 | 771.7944 | 2245 | 1473.2056
results251.txt | 6629 HALDEN 400.00 | 0.1066 | 771.7944 | 2245 | 1473.2056
results251.txt | 6630 BORGVIK 400.00 | 0.1600 | 771.7944 | 2245 | 1473.2056
results251.txt | 6740 TEGNEBY400 400.00 | 0.1028 | 771.7944 | 2245 | 1473.2056
results251.txt | 6739 TEGNEBY300 400.00 | 0.1028 | 771.7944 | 2245 | 1473.2056
results251.txt | 6742 HASLE400 400.00 | 0.1077 | 771.7944 | 2245 | 1473.2056
results251.txt | 6741 HASLE300 400.00 | 0.1075 | 771.7944 | 2245 | 1473.2056
results251.txt | 6828 MIDSKOG400 400.00 | -0.1049 | 771.7944 | 2245 | 1473.2056
results251.txt | 9406 TANDÖ 400.00 | -0.2231 | 771.7944 | 2245 | 1473.2056
results251.txt | 9407 HAGFORS 400.00 | -0.2881 | 771.7944 | 2245 | 1473.2056
results252.txt | PTI INTERACTIVE POWER SYSTEM SIMULATOR--PSS(R)E MON, MAY 29 2023 | 16:32 | -97.2602 | 1571.5 | 1474.2398
results252.txt | SENSITIVITY FACTORS ARE CALCULATED WITH AC | NETWORK | -97.2602 | 1571.5 | 1474.2398
results252.txt | SUBSYSTEM 'RESERV' IS USED FOR OPPOSING SYSTEM FOR MW POWER | DISPATCH | -97.2602 | 1571.5 | 1474.2398
results252.txt | SENSITIVITY FACTORS OF BRANCH FLOW (MVA) ON 6805 NYSATER 400.00 TO 6807 BANDSJO 400.00 1 MORE THAN | 0.10000 | -97.2602 | 1571.5 | 1474.2398
results252.txt | <--------- BUS NAME --------> | MW-SENS | -97.2602 | 1571.5 | 1474.2398
results252.txt | 6807 BANDSJO 400.00 | 1.0060 | -97.2602 | 1571.5 | 1474.2398
results253.txt | PTI INTERACTIVE POWER SYSTEM SIMULATOR--PSS(R)E MON, MAY 29 2023 | 16:32 | 769.8825 | 2245 | 1475.1175
results253.txt | SENSITIVITY FACTORS ARE CALCULATED WITH AC | NETWORK | 769.8825 | 2245 | 1475.1175
results253.txt | SUBSYSTEM 'RESERV' IS USED FOR OPPOSING SYSTEM FOR MW POWER | DISPATCH | 769.8825 | 2245 | 1475.1175
results253.txt | SENSITIVITY FACTORS OF BRANCH FLOW (MVA) ON 6858 ISTAD 400.00 TO 6859 AURA1 400.00 2 MORE THAN | 0.10000 | 769.8825 | 2245 | 1475.1175
results253.txt | <--------- BUS NAME --------> | MW-SENS | 769.8825 | 2245 | 1475.1175
results253.txt | 6855 FRAERNA 400.00 | 0.5865 | 769.8825 | 2245 | 1475.1175
results253.txt | 6856 ORSKOG 400.00 | 0.1726 | 769.8825 | 2245 | 1475.1175
results253.txt | 6857 ORSTA 400.00 | 0.1489 | 769.8825 | 2245 | 1475.1175
results253.txt | 6858 ISTAD 400.00 | 0.5865 | 769.8825 | 2245 | 1475.1175
results253.txt | 6860 GRYTTEN 400.00 | 0.1977 | 769.8825 | 2245 | 1475.1175
results253.txt | 9008 SYLKKYVELN 400.00 | 0.1623 | 769.8825 | 2245 | 1475.1175
results253.txt | 9009 ALFOTEN 400.00 | 0.1132 | 769.8825 | 2245 | 1475.1175
results254.txt | PTI INTERACTIVE POWER SYSTEM SIMULATOR--PSS(R)E MON, MAY 29 2023 | 16:32 | 768.2399 | 2245 | 1476.7601
results254.txt | SENSITIVITY FACTORS ARE CALCULATED WITH AC | NETWORK | 768.2399 | 2245 | 1476.7601
results254.txt | SUBSYSTEM 'RESERV' IS USED FOR OPPOSING SYSTEM FOR MW POWER | DISPATCH | 768.2399 | 2245 | 1476.7601
results254.txt | SENSITIVITY FACTORS OF BRANCH FLOW (MVA) ON 6363 FEDA400 400.00 TO 6365 KRISTIANSAND400.00 2 MORE THAN | 0.10000 | 768.2399 | 2245 | 1476.7601
results254.txt | <--------- BUS NAME --------> | MW-SENS | 768.2399 | 2245 | 1476.7601
results254.txt | 6356 BJERKREIM 400.00 | 0.3164 | 768.2399 | 2245 | 1476.7601
results254.txt | 6358 TONSTAD400 400.00 | 0.3362 | 768.2399 | 2245 | 1476.7601
results254.txt | 6357 TONSTAD300 400.00 | 0.3362 | 768.2399 | 2245 | 1476.7601
results254.txt | 6360 KJELLAND 400.00 | 0.3610 | 768.2399 | 2245 | 1476.7601
results254.txt | 6363 FEDA400 400.00 | 0.3980 | 768.2399 | 2245 | 1476.7601
results254.txt | 6362 FEDA300 400.00 | 0.3973 | 768.2399 | 2245 | 1476.7601
results254.txt | 6364 LISTAWIND 400.00 | 0.3973 | 768.2399 | 2245 | 1476.7601
results254.txt | 6365 KRISTIANSAND400.00 | -0.2577 | 768.2399 | 2245 | 1476.7601
results254.txt | 6688 STOKKELAND 400.00 | 0.2677 | 768.2399 | 2245 | 1476.7601
results254.txt | 6690 HOG-JAERN400400.00 | 0.2664 | 768.2399 | 2245 | 1476.7601
results254.txt | 6689 HOG-JAERN300400.00 | 0.2676 | 768.2399 | 2245 | 1476.7601
results254.txt | 6698 LYSE400 400.00 | 0.1240 | 768.2399 | 2245 | 1476.7601
results254.txt | 6697 LYSE300 400.00 | 0.1239 | 768.2399 | 2245 | 1476.7601
results254.txt | 6699 DUGE 301.00 | 0.1766 | 768.2399 | 2245 | 1476.7601
results254.txt | 6700 TJORHOM 400.00 | 0.1236 | 768.2399 | 2245 | 1476.7601
results254.txt | 6706 ROSKREPP 301.00 | 0.1800 | 768.2399 | 2245 | 1476.7601
results254.txt | 6707 KVINEN 301.00 | 0.1831 | 768.2399 | 2245 | 1476.7601
results254.txt | 6708 SOLHOLM300 400.00 | 0.2396 | 768.2399 | 2245 | 1476.7601
results254.txt | 6710 HEKNI 400.00 | -0.1071 | 768.2399 | 2245 | 1476.7601
results254.txt | 6754 STOLAHELA 400.00 | 0.2677 | 768.2399 | 2245 | 1476.7601
results254.txt | 9014 HONNA 400.00 | 0.1553 | 768.2399 | 2245 | 1476.7601
results254.txt | 9020 LYSE 301.00 | 0.1684 | 768.2399 | 2245 | 1476.7601
results254.txt | 9021 FJOTLAND 301.00 | 0.1950 | 768.2399 | 2245 | 1476.7601
results255.txt | PTI INTERACTIVE POWER SYSTEM SIMULATOR--PSS(R)E MON, MAY 29 2023 | 16:32 | -522.0554 | 2000 | 1477.9446
results255.txt | SENSITIVITY FACTORS ARE CALCULATED WITH AC | NETWORK | -522.0554 | 2000 | 1477.9446
results255.txt | SUBSYSTEM 'RESERV' IS USED FOR OPPOSING SYSTEM FOR MW POWER | DISPATCH | -522.0554 | 2000 | 1477.9446
results255.txt | SENSITIVITY FACTORS OF BRANCH FLOW (MVA) ON 6919 PYHÄNSEL220 220.00 TO 6920 PYHÄNSEL400 400.00 1 MORE THAN | 0.10000 | -522.0554 | 2000 | 1477.9446
results255.txt | <--------- BUS NAME --------> | MW-SENS | -522.0554 | 2000 | 1477.9446
results255.txt | 6786 HAAPAVESI 220.00 | 0.9826 | -522.0554 | 2000 | 1477.9446
results255.txt | 6903 SEITENOIKEA 220.00 | 0.9539 | -522.0554 | 2000 | 1477.9446
results255.txt | 6919 PYHÄNSEL220 220.00 | 1.0093 | -522.0554 | 2000 | 1477.9446
results255.txt | 6921 PYHÄKOSI 220.00 | 0.9898 | -522.0554 | 2000 | 1477.9446
results255.txt | 6922 UTANEN 220.00 | 0.9801 | -522.0554 | 2000 | 1477.9446
results255.txt | 6923 NUOJA 220.00 | 0.9696 | -522.0554 | 2000 | 1477.9446
results255.txt | 8579 JOINT 220.00 | 0.9805 | -522.0554 | 2000 | 1477.9446
results256.txt | PTI INTERACTIVE POWER SYSTEM SIMULATOR--PSS(R)E MON, MAY 29 2023 | 16:32 | 760.1849 | 2245 | 1484.8151
results256.txt | SENSITIVITY FACTORS ARE CALCULATED WITH AC | NETWORK | 760.1849 | 2245 | 1484.8151
results256.txt | SUBSYSTEM 'RESERV' IS USED FOR OPPOSING SYSTEM FOR MW POWER | DISPATCH | 760.1849 | 2245 | 1484.8151
results256.txt | SENSITIVITY FACTORS OF BRANCH FLOW (MVA) ON 6651 MODALEN 400.00 TO 6654 EVANGER 400.00 3 MORE THAN | 0.10000 | 760.1849 | 2245 | 1484.8151
results256.txt | <--------- BUS NAME --------> | MW-SENS | 760.1849 | 2245 | 1484.8151
results256.txt | 6647 MOSKOG 400.00 | 0.1508 | 760.1849 | 2245 | 1484.8151
results256.txt | 6648 HOYANGER 400.00 | 0.1587 | 760.1849 | 2245 | 1484.8151
results256.txt | 6649 REFSDAL 400.00 | 0.3339 | 760.1849 | 2245 | 1484.8151
results256.txt | 6650 HOVE 400.00 | 0.2808 | 760.1849 | 2245 | 1484.8151
results256.txt | 6651 MODALEN 400.00 | 0.4805 | 760.1849 | 2245 | 1484.8151
results256.txt | 6653 DALE 400.00 | -0.2828 | 760.1849 | 2245 | 1484.8151
results256.txt | 6654 EVANGER 400.00 | -0.3234 | 760.1849 | 2245 | 1484.8151
results256.txt | 6656 SAMNAGER400 400.00 | -0.1900 | 760.1849 | 2245 | 1484.8151
results256.txt | 6655 SAMNAGER300 400.00 | -0.1913 | 760.1849 | 2245 | 1484.8151
results256.txt | 6657 JOSTEDAL 400.00 | 0.1787 | 760.1849 | 2245 | 1484.8151
results256.txt | 6658 LEIRDOLA 400.00 | 0.1790 | 760.1849 | 2245 | 1484.8151
results256.txt | 6659 ÅROY 400.00 | 0.1814 | 760.1849 | 2245 | 1484.8151
results256.txt | 6661 FARDAL400 400.00 | 0.1815 | 760.1849 | 2245 | 1484.8151
results256.txt | 6660 FARDAL300 400.00 | 0.1815 | 760.1849 | 2245 | 1484.8151
results256.txt | 6666 SKAGEN-FOTUN400.00 | 0.1777 | 760.1849 | 2245 | 1484.8151
results256.txt | 6674 HUSNES 400.00 | -0.1190 | 760.1849 | 2245 | 1484.8151
results256.txt | 6676 HYDRO PURE S400.00 | -0.1481 | 760.1849 | 2245 | 1484.8151
results256.txt | 6675 MAURANGER 400.00 | -0.1481 | 760.1849 | 2245 | 1484.8151
results256.txt | 6677 BLÅFALL 400.00 | -0.1192 | 760.1849 | 2245 | 1484.8151
results256.txt | 6745 SUBSTATION 400.00 | 0.1535 | 760.1849 | 2245 | 1484.8151
results256.txt | 6744 LINDÅS 400.00 | 0.1535 | 760.1849 | 2245 | 1484.8151
results256.txt | 6746 NYGARD 400.00 | -0.1034 | 760.1849 | 2245 | 1484.8151
results256.txt | 6747 ARNA 400.00 | -0.1848 | 760.1849 | 2245 | 1484.8151
results256.txt | 6748 BERGEN 400.00 | -0.1603 | 760.1849 | 2245 | 1484.8151
results256.txt | 6749 STORD 400.00 | -0.1174 | 760.1849 | 2245 | 1484.8151
results256.txt | 6751 SUBSTATION 301.00 | -0.1081 | 760.1849 | 2245 | 1484.8151
results256.txt | 6750 HÅVIK 400.00 | -0.1137 | 760.1849 | 2245 | 1484.8151
results256.txt | 6752 SPANNE 400.00 | -0.1157 | 760.1849 | 2245 | 1484.8151
results256.txt | 6753 KÅRSTO 400.00 | -0.1139 | 760.1849 | 2245 | 1484.8151
results256.txt | 8611 JOINT 400.00 | -0.1139 | 760.1849 | 2245 | 1484.8151
results256.txt | 9009 ALFOTEN 400.00 | 0.1220 | 760.1849 | 2245 | 1484.8151
results256.txt | 9010 HAUGSVAER 400.00 | 0.3171 | 760.1849 | 2245 | 1484.8151
results256.txt | 9011 STEINSLAND 400.00 | 0.4477 | 760.1849 | 2245 | 1484.8151
results256.txt | 9019 SAUDA 301.00 | -0.1004 | 760.1849 | 2245 | 1484.8151
results257.txt | PTI INTERACTIVE POWER SYSTEM SIMULATOR--PSS(R)E MON, MAY 29 2023 | 16:32 | -760.1809 | 2245 | 1484.8191
results257.txt | SENSITIVITY FACTORS ARE CALCULATED WITH AC | NETWORK | -760.1809 | 2245 | 1484.8191
results257.txt | SUBSYSTEM 'RESERV' IS USED FOR OPPOSING SYSTEM FOR MW POWER | DISPATCH | -760.1809 | 2245 | 1484.8191
results257.txt | SENSITIVITY FACTORS OF BRANCH FLOW (MVA) ON 7002 PORJUS 400.00 TO 7003 HARSPÅNGET 400.00 2 MORE THAN | 0.10000 | -760.1809 | 2245 | 1484.8191
results257.txt | <--------- BUS NAME --------> | MW-SENS | -760.1809 | 2245 | 1484.8191
results257.txt | 5624 HERSLEV 400.00 | -0.1585 | -760.1809 | 2245 | 1484.8191
results257.txt | 5642 HOVEGARD 400.00 | -0.1580 | -760.1809 | 2245 | 1484.8191
results257.txt | 5646 BJAEVERSKOV4400.00 | -0.1578 | -760.1809 | 2245 | 1484.8191
results257.txt | 5645 BJAEVERSKOV2220.00 | -0.1571 | -760.1809 | 2245 | 1484.8191
results257.txt | 5657 ISHOJ400 400.00 | -0.1580 | -760.1809 | 2245 | 1484.8191
results257.txt | 5656 ISHOJ220 220.00 | -0.1587 | -760.1809 | 2245 | 1484.8191
results257.txt | 5660 AVEDOREVERK 400.00 | -0.1583 | -760.1809 | 2245 | 1484.8191
results257.txt | 5662 ORSTEDSVERKE400.00 | -0.1587 | -760.1809 | 2245 | 1484.8191
results257.txt | 5671 SEGE 400.00 | -0.1494 | -760.1809 | 2245 | 1484.8191
results257.txt | 5672 ARRIE 400.00 | -0.1493 | -760.1809 | 2245 | 1484.8191
results257.txt | 5673 KRUSEBERG 400.00 | -0.1492 | -760.1809 | 2245 | 1484.8191
results257.txt | 5676 WIND FARM 220.00 | -0.1510 | -760.1809 | 2245 | 1484.8191
results257.txt | 5845 ASNAESVERK 400.00 | -0.1582 | -760.1809 | 2245 | 1484.8191
results257.txt | 6305 LOVISEHOLM 400.00 | -0.1118 | -760.1809 | 2245 | 1484.8191
results257.txt | 6306 TROLLHATTAN 400.00 | -0.1185 | -760.1809 | 2245 | 1484.8191
results257.txt | 6307 KILANDA 400.00 | -0.1211 | -760.1809 | 2245 | 1484.8191
results257.txt | 6308 HISINGEN 400.00 | -0.1197 | -760.1809 | 2245 | 1484.8191
results257.txt | 6309 STENKULLEN 400.00 | -0.1223 | -760.1809 | 2245 | 1484.8191
results257.txt | 6311 LINDOME 400.00 | -0.1246 | -760.1809 | 2245 | 1484.8191
results257.txt | 6312 RINGHALS 400.00 | -0.1242 | -760.1809 | 2245 | 1484.8191
results257.txt | 6313 STROMMA 400.00 | -0.1253 | -760.1809 | 2245 | 1484.8191
results257.txt | 6314 TIMMERSDALA 400.00 | -0.1276 | -760.1809 | 2245 | 1484.8191
results257.txt | 6315 HORRED 400.00 | -0.1284 | -760.1809 | 2245 | 1484.8191
results257.txt | 6316 UDDEBO 400.00 | -0.1332 | -760.1809 | 2245 | 1484.8191
results257.txt | 6319 KYNDBYVERKER400.00 | -0.1578 | -760.1809 | 2245 | 1484.8191
results257.txt | 6324 GORLOSEGARD 400.00 | -0.1564 | -760.1809 | 2245 | 1484.8191
results257.txt | 6330 GELNTEGARD2 400.00 | -0.1597 | -760.1809 | 2245 | 1484.8191
results257.txt | 6334 GLENTEGARD 400.00 | -0.1603 | -760.1809 | 2245 | 1484.8191
results257.txt | 6335 SODERASEN 400.00 | -0.1518 | -760.1809 | 2245 | 1484.8191
results257.txt | 6337 BARSEBACK 400.00 | -0.1499 | -760.1809 | 2245 | 1484.8191
results257.txt | 6338 HURVA 400.00 | -0.1495 | -760.1809 | 2245 | 1484.8191
results257.txt | 6340 MOHOLM 220.00 | -0.1439 | -760.1809 | 2245 | 1484.8191
results257.txt | 6341 KOLSTAD 400.00 | -0.1352 | -760.1809 | 2245 | 1484.8191
results257.txt | 6342 TENHULT 400.00 | -0.1384 | -760.1809 | 2245 | 1484.8191
results257.txt | 6343 BARKERYD 400.00 | -0.1382 | -760.1809 | 2245 | 1484.8191
results257.txt | 6345 GLAN 400.00 | -0.1253 | -760.1809 | 2245 | 1484.8191
results257.txt | 6346 KIMSTAD 400.00 | -0.1279 | -760.1809 | 2245 | 1484.8191
results257.txt | 6348 OSKARSHAMN 400.00 | -0.1375 | -760.1809 | 2245 | 1484.8191
results257.txt | 6349 ALVESTA 400.00 | -0.1453 | -760.1809 | 2245 | 1484.8191
results257.txt | 6350 HEMSJO 400.00 | -0.1475 | -760.1809 | 2245 | 1484.8191
results257.txt | 6351 KARLSHAMN 400.00 | -0.1474 | -760.1809 | 2245 | 1484.8191
results257.txt | 6354 NYBRO 400.00 | -0.1467 | -760.1809 | 2245 | 1484.8191
results257.txt | 6571 VISULAHTI 400.00 | 0.2048 | -760.1809 | 2245 | 1484.8191
results257.txt | 6545 HUITTINEN 400.00 | 0.2071 | -760.1809 | 2245 | 1484.8191
results257.txt | 6572 KYMI 400.00 | 0.2059 | -760.1809 | 2245 | 1484.8191
results257.txt | 6546 SALO 400.00 | 0.2068 | -760.1809 | 2245 | 1484.8191
results257.txt | 6547 FORSSA 400.00 | 0.2068 | -760.1809 | 2245 | 1484.8191
results257.txt | 6548 KANGASALA 400.00 | 0.2063 | -760.1809 | 2245 | 1484.8191
results257.txt | 6549 LAVIANVOURI 400.00 | 0.2062 | -760.1809 | 2245 | 1484.8191
results257.txt | 6550 KOPULA 400.00 | 0.2061 | -760.1809 | 2245 | 1484.8191
results257.txt | 6551 HIKIÄ 400.00 | 0.2062 | -760.1809 | 2245 | 1484.8191
results257.txt | 6552 TAMMISTO 400.00 | 0.2065 | -760.1809 | 2245 | 1484.8191
results257.txt | 6553 NURMIJÄRVI 400.00 | 0.2062 | -760.1809 | 2245 | 1484.8191
results257.txt | 6554 LÄNSISALMI 400.00 | 0.2064 | -760.1809 | 2245 | 1484.8191
results257.txt | 6555 INKOO 400.00 | 0.2065 | -760.1809 | 2245 | 1484.8191
results257.txt | 6556 ESPOO 400.00 | 0.2064 | -760.1809 | 2245 | 1484.8191
results257.txt | 6567 ANTTILA 400.00 | 0.2062 | -760.1809 | 2245 | 1484.8191
results257.txt | 6569 KORIA 400.00 | 0.2058 | -760.1809 | 2245 | 1484.8191
results257.txt | 6570 LOVIISA 400.00 | 0.2066 | -760.1809 | 2245 | 1484.8191
results257.txt | 6573 YLLIKKÄLÄ 400.00 | 0.2051 | -760.1809 | 2245 | 1484.8191
results257.txt | 6580 SODERALA 220.00 | -0.1017 | -760.1809 | 2245 | 1484.8191
results257.txt | 6592 STARFORS 220.00 | -0.1067 | -760.1809 | 2245 | 1484.8191
results257.txt | 6594 HAMRA400 400.00 | -0.1005 | -760.1809 | 2245 | 1484.8191
results257.txt | 6595 BREDAKER 220.00 | -0.1013 | -760.1809 | 2245 | 1484.8191
results257.txt | 6596 TUNA220 220.00 | -0.1010 | -760.1809 | 2245 | 1484.8191
results257.txt | 6598 BOLANDERNA 220.00 | -0.1050 | -760.1809 | 2245 | 1484.8191
results257.txt | 6599 PLENNINGE 220.00 | -0.1041 | -760.1809 | 2245 | 1484.8191
results257.txt | 6600 AKER 400.00 | -0.1114 | -760.1809 | 2245 | 1484.8191
results257.txt | 6602 KOLBOTTEN400400.00 | -0.1007 | -760.1809 | 2245 | 1484.8191
results257.txt | 6606 HALL 400.00 | -0.1024 | -760.1809 | 2245 | 1484.8191
results257.txt | 6608 EKUDDEN400 400.00 | -0.1022 | -760.1809 | 2245 | 1484.8191
results257.txt | 6610 GRASKA 220.00 | -0.1047 | -760.1809 | 2245 | 1484.8191
results257.txt | 6611 HALLSTAVIK 220.00 | -0.1046 | -760.1809 | 2245 | 1484.8191
results257.txt | 6613 MALSTA 220.00 | -0.1061 | -760.1809 | 2245 | 1484.8191
results257.txt | 6614 VALLENTUNA 220.00 | -0.1013 | -760.1809 | 2245 | 1484.8191
results257.txt | 6615 TAHKOLUOTO 400.00 | 0.2077 | -760.1809 | 2245 | 1484.8191
results257.txt | 6617 OLKILUOTO 400.00 | 0.2079 | -760.1809 | 2245 | 1484.8191
results257.txt | 6618 RAUMA 400.00 | 0.2079 | -760.1809 | 2245 | 1484.8191
results257.txt | 6619 ULVILA 400.00 | 0.2073 | -760.1809 | 2245 | 1484.8191
results257.txt | 6621 LIETO 400.00 | 0.2071 | -760.1809 | 2245 | 1484.8191
results257.txt | 6626 MINNE 400.00 | -0.1092 | -760.1809 | 2245 | 1484.8191
results257.txt | 6629 HALDEN 400.00 | -0.1065 | -760.1809 | 2245 | 1484.8191
results257.txt | 6630 BORGVIK 400.00 | -0.1145 | -760.1809 | 2245 | 1484.8191
results257.txt | 6631 BASNA 400.00 | -0.1185 | -760.1809 | 2245 | 1484.8191
results257.txt | 6632 REPBACKEN 400.00 | -0.1185 | -760.1809 | 2245 | 1484.8191
results257.txt | 6633 DÖNJE 220.00 | -0.1065 | -760.1809 | 2245 | 1484.8191
results257.txt | 6634 OCKELBO 220.00 | -0.1023 | -760.1809 | 2245 | 1484.8191
results257.txt | 6635 HOFORS 220.00 | -0.1016 | -760.1809 | 2245 | 1484.8191
results257.txt | 6637 MORGARDSH 400.00 | -0.1280 | -760.1809 | 2245 | 1484.8191
results257.txt | 6639 LINDBACKA400400.00 | -0.1251 | -760.1809 | 2245 | 1484.8191
results257.txt | 6638 LINDBACKA220220.00 | -0.1179 | -760.1809 | 2245 | 1484.8191
results257.txt | 6641 HALLSBERG400400.00 | -0.1262 | -760.1809 | 2245 | 1484.8191
results257.txt | 6640 HALLSBERG220220.00 | -0.1262 | -760.1809 | 2245 | 1484.8191
results257.txt | 6642 OSTANSJO 400.00 | -0.1271 | -760.1809 | 2245 | 1484.8191
results257.txt | 6643 FINNSLATTEN 220.00 | -0.1076 | -760.1809 | 2245 | 1484.8191
results257.txt | 6644 HIMMETA 220.00 | -0.1139 | -760.1809 | 2245 | 1484.8191
results257.txt | 6645 AROSVERKET 220.00 | -0.1139 | -760.1809 | 2245 | 1484.8191
results257.txt | 6646 HEDENLUNDA 400.00 | -0.1176 | -760.1809 | 2245 | 1484.8191
results257.txt | 6712 OVREVINSTRA 400.00 | -0.1384 | -760.1809 | 2245 | 1484.8191
results257.txt | 6713 NEDREVINSTRA400.00 | -0.1152 | -760.1809 | 2245 | 1484.8191
results257.txt | 6717 NEDREVINSTRA400.00 | -0.1152 | -760.1809 | 2245 | 1484.8191
results257.txt | 6718 FÅBERG 400.00 | -0.1181 | -760.1809 | 2245 | 1484.8191
results257.txt | 6720 VARDAL 400.00 | -0.1132 | -760.1809 | 2245 | 1484.8191
results257.txt | 6721 VANG 400.00 | -0.1138 | -760.1809 | 2245 | 1484.8191
results257.txt | 6736 OSLA400 400.00 | -0.1010 | -760.1809 | 2245 | 1484.8191
results257.txt | 6735 OSLO300 400.00 | -0.1010 | -760.1809 | 2245 | 1484.8191
results257.txt | 6737 FOLLO 400.00 | -0.1013 | -760.1809 | 2245 | 1484.8191
results257.txt | 6740 TEGNEBY400 400.00 | -0.1010 | -760.1809 | 2245 | 1484.8191
results257.txt | 6739 TEGNEBY300 400.00 | -0.1009 | -760.1809 | 2245 | 1484.8191
results257.txt | 6742 HASLE400 400.00 | -0.1033 | -760.1809 | 2245 | 1484.8191
results257.txt | 6741 HASLE300 400.00 | -0.1032 | -760.1809 | 2245 | 1484.8191
results257.txt | 6778 HIRVISUO 400.00 | 0.2058 | -760.1809 | 2245 | 1484.8191
results257.txt | 6779 UUSNIVALA 400.00 | 0.2047 | -760.1809 | 2245 | 1484.8191
results257.txt | 6780 ALAJÄRVI 400.00 | 0.2053 | -760.1809 | 2245 | 1484.8191
results257.txt | 6781 SEINÄJOKI 400.00 | 0.2061 | -760.1809 | 2245 | 1484.8191
results257.txt | 6783 PETÄJÄV400 400.00 | 0.2056 | -760.1809 | 2245 | 1484.8191
results257.txt | 6782 PETÄJÄV220 220.00 | 0.2056 | -760.1809 | 2245 | 1484.8191
results257.txt | 6784 JÄMSÄ 220.00 | 0.2052 | -760.1809 | 2245 | 1484.8191
results257.txt | 6785 TOIVILA 400.00 | 0.2059 | -760.1809 | 2245 | 1484.8191
results257.txt | 6786 HAAPAVESI 220.00 | 0.2064 | -760.1809 | 2245 | 1484.8191
results257.txt | 6787 VUOLIJOKI 400.00 | 0.2047 | -760.1809 | 2245 | 1484.8191
results257.txt | 6788 ALAPITKÄ 400.00 | 0.2046 | -760.1809 | 2245 | 1484.8191
results257.txt | 6789 VIHTAVUORI 400.00 | 0.2051 | -760.1809 | 2245 | 1484.8191
results257.txt | 6790 HUUTOKOSKI 400.00 | 0.2046 | -760.1809 | 2245 | 1484.8191
results257.txt | 6793 DEGERFORSEN 220.00 | -0.1040 | -760.1809 | 2245 | 1484.8191
results257.txt | 6794 GUSELE 220.00 | -0.1002 | -760.1809 | 2245 | 1484.8191
results257.txt | 6799 HJÄLTA220 220.00 | -0.1043 | -760.1809 | 2245 | 1484.8191
results257.txt | 6801 FORSSE 220.00 | -0.1029 | -760.1809 | 2245 | 1484.8191
results257.txt | 6804 JARKVISSLE 220.00 | -0.1018 | -760.1809 | 2245 | 1484.8191
results257.txt | 6806 HALLSJO 220.00 | -0.1015 | -760.1809 | 2245 | 1484.8191
results257.txt | 6810 TUOVILA 400.00 | 0.2065 | -760.1809 | 2245 | 1484.8191
results257.txt | 6811 KRSITINESTAD400.00 | 0.2070 | -760.1809 | 2245 | 1484.8191
results257.txt | 6812 OGNDAL 400.00 | -0.2467 | -760.1809 | 2245 | 1484.8191
results257.txt | 6814 VERDAL400 400.00 | -0.2366 | -760.1809 | 2245 | 1484.8191
results257.txt | 6813 VERDAL300 400.00 | -0.2366 | -760.1809 | 2245 | 1484.8191
results257.txt | 6815 HÖGÅSEN 400.00 | -0.1644 | -760.1809 | 2245 | 1484.8191
results257.txt | 6816 JUVLEN 220.00 | -0.1368 | -760.1809 | 2245 | 1484.8191
results257.txt | 6817 STENSJÖN 220.00 | -0.1335 | -760.1809 | 2245 | 1484.8191
results257.txt | 6818 OLDEN 220.00 | -0.1336 | -760.1809 | 2245 | 1484.8191
results257.txt | 6820 JÄRPSTR400 400.00 | -0.1477 | -760.1809 | 2245 | 1484.8191
results257.txt | 6819 JÄRPSTR220 220.00 | -0.1405 | -760.1809 | 2245 | 1484.8191
results257.txt | 6821 MÖRSIL 220.00 | -0.1365 | -760.1809 | 2245 | 1484.8191
results257.txt | 6822 SÄLLSJÖ 220.00 | -0.1358 | -760.1809 | 2245 | 1484.8191
results257.txt | 6826 KATTSTRUPEF 220.00 | -0.1246 | -760.1809 | 2245 | 1484.8191
results257.txt | 6828 MIDSKOG400 400.00 | -0.1251 | -760.1809 | 2245 | 1484.8191
results257.txt | 6827 MIDSKOG220 220.00 | -0.1263 | -760.1809 | 2245 | 1484.8191
results257.txt | 6830 STORFINNSF 400.00 | -0.1300 | -760.1809 | 2245 | 1484.8191
results257.txt | 6832 LÅNGBJÖRN400400.00 | -0.1081 | -760.1809 | 2245 | 1484.8191
results257.txt | 6831 LÅNGBJÖRN220220.00 | -0.1057 | -760.1809 | 2245 | 1484.8191
results257.txt | 6834 STUGUN 220.00 | -0.1161 | -760.1809 | 2245 | 1484.8191
results257.txt | 6835 NÄVEREDE 220.00 | -0.1206 | -760.1809 | 2245 | 1484.8191
results257.txt | 6836 GAMMALÄNGE 220.00 | -0.1099 | -760.1809 | 2245 | 1484.8191
results257.txt | 6837 KRÅNGEDE 220.00 | -0.1102 | -760.1809 | 2245 | 1484.8191
results257.txt | 6872 AURA2300 400.00 | -0.1830 | -760.1809 | 2245 | 1484.8191
results257.txt | 6838 RAMSELE 400.00 | -0.1242 | -760.1809 | 2245 | 1484.8191
results257.txt | 6840 SVARTHÅLSF 220.00 | -0.1077 | -760.1809 | 2245 | 1484.8191
results257.txt | 6841 STADSFORSEN 220.00 | -0.1043 | -760.1809 | 2245 | 1484.8191
results257.txt | 6843 RATANSKV400 400.00 | -0.1133 | -760.1809 | 2245 | 1484.8191
results257.txt | 6842 RATANSKV220 220.00 | -0.1043 | -760.1809 | 2245 | 1484.8191
results257.txt | 6844 RATAN 400.00 | -0.1155 | -760.1809 | 2245 | 1484.8191
results257.txt | 6845 TURINGE 220.00 | -0.1033 | -760.1809 | 2245 | 1484.8191
results257.txt | 6847 BRACKE 220.00 | -0.1116 | -760.1809 | 2245 | 1484.8191
results257.txt | 6848 JARNVAGSFOR 220.00 | -0.1029 | -760.1809 | 2245 | 1484.8191
results257.txt | 6849 ANGE 220.00 | -0.1028 | -760.1809 | 2245 | 1484.8191
results257.txt | 6850 MORTTJARNB 220.00 | -0.1116 | -760.1809 | 2245 | 1484.8191
results257.txt | 6851 HOLLEFORSEN 220.00 | -0.1031 | -760.1809 | 2245 | 1484.8191
results257.txt | 6852 TORPSHAMMAR 220.00 | -0.1016 | -760.1809 | 2245 | 1484.8191
results257.txt | 6853 DONJE 220.00 | -0.1015 | -760.1809 | 2245 | 1484.8191
results257.txt | 6854 LJUSDAL 220.00 | -0.1129 | -760.1809 | 2245 | 1484.8191
results257.txt | 6855 FRAERNA 400.00 | -0.1785 | -760.1809 | 2245 | 1484.8191
results257.txt | 6856 ORSKOG 400.00 | -0.1593 | -760.1809 | 2245 | 1484.8191
results257.txt | 6857 ORSTA 400.00 | -0.1447 | -760.1809 | 2245 | 1484.8191
results257.txt | 6858 ISTAD 400.00 | -0.1785 | -760.1809 | 2245 | 1484.8191
results257.txt | 6859 AURA1 400.00 | -0.1818 | -760.1809 | 2245 | 1484.8191
results257.txt | 6860 GRYTTEN 400.00 | -0.1728 | -760.1809 | 2245 | 1484.8191
results257.txt | 6861 SNILLDAL 400.00 | -0.2034 | -760.1809 | 2245 | 1484.8191
results257.txt | 6862 SURNA 400.00 | -0.1933 | -760.1809 | 2245 | 1484.8191
results257.txt | 6863 HOFSTAD 400.00 | -0.2404 | -760.1809 | 2245 | 1484.8191
results257.txt | 6864 ÅFJORD 400.00 | -0.2216 | -760.1809 | 2245 | 1484.8191
results257.txt | 6866 ORKDAL400 400.00 | -0.2016 | -760.1809 | 2245 | 1484.8191
results257.txt | 6865 ORKDAL300 400.00 | -0.2016 | -760.1809 | 2245 | 1484.8191
results257.txt | 6867 STRINDA 400.00 | -0.2087 | -760.1809 | 2245 | 1484.8191
results257.txt | 6869 KLAEBU400 400.00 | -0.2058 | -760.1809 | 2245 | 1484.8191
results257.txt | 6868 KLAEBU300 400.00 | -0.2058 | -760.1809 | 2245 | 1484.8191
results257.txt | 6871 EIDUM400 400.00 | -0.2153 | -760.1809 | 2245 | 1484.8191
results257.txt | 6870 EIDUM300 400.00 | -0.2153 | -760.1809 | 2245 | 1484.8191
results257.txt | 6874 VÅGÅMO 400.00 | -0.1555 | -760.1809 | 2245 | 1484.8191
results257.txt | 6875 RENDALEN 301.00 | -0.1077 | -760.1809 | 2245 | 1484.8191
results257.txt | 6903 SEITENOIKEA 220.00 | 0.2077 | -760.1809 | 2245 | 1484.8191
results257.txt | 6907 DJUPTJÄRN 400.00 | 0.1910 | -760.1809 | 2245 | 1484.8191
results257.txt | 6908 KEMINMAA 220.00 | 0.2052 | -760.1809 | 2245 | 1484.8191
results257.txt | 6909 ISOHAARA 400.00 | 0.2002 | -760.1809 | 2245 | 1484.8191
results257.txt | 6910 SUBSTATION 400.00 | 0.2002 | -760.1809 | 2245 | 1484.8191
results257.txt | 6911 JYLKKÄ 400.00 | 0.2053 | -760.1809 | 2245 | 1484.8191
results257.txt | 6912 VALAJASKO 220.00 | 0.2047 | -760.1809 | 2245 | 1484.8191
results257.txt | 6913 VANTTAUSKOSK220.00 | 0.2048 | -760.1809 | 2245 | 1484.8191
results257.txt | 6915 PIRITTIK400 400.00 | 0.2047 | -760.1809 | 2245 | 1484.8191
results257.txt | 6914 PIRITTK220 220.00 | 0.2047 | -760.1809 | 2245 | 1484.8191
results257.txt | 6916 SEITAKORVA 220.00 | 0.2049 | -760.1809 | 2245 | 1484.8191
results257.txt | 6917 ISOKANGAS 400.00 | 0.2051 | -760.1809 | 2245 | 1484.8191
results257.txt | 6918 PIKKARALA 400.00 | 0.2048 | -760.1809 | 2245 | 1484.8191
results257.txt | 6920 PYHÄNSEL400 400.00 | 0.2051 | -760.1809 | 2245 | 1484.8191
results257.txt | 6919 PYHÄNSEL220 220.00 | 0.2051 | -760.1809 | 2245 | 1484.8191
results257.txt | 6921 PYHÄKOSI 220.00 | 0.2060 | -760.1809 | 2245 | 1484.8191
results257.txt | 6922 UTANEN 220.00 | 0.2065 | -760.1809 | 2245 | 1484.8191
results257.txt | 6923 NUOJA 220.00 | 0.2070 | -760.1809 | 2245 | 1484.8191
results257.txt | 6924 JUKTAN/BLAIK400.00 | -0.3116 | -760.1809 | 2245 | 1484.8191
results257.txt | 6926 GRUNDFORS400400.00 | -0.3152 | -760.1809 | 2245 | 1484.8191
results257.txt | 6925 GRUNDFORS220220.00 | -0.3232 | -760.1809 | 2245 | 1484.8191
results257.txt | 6930 LETSI 400.00 | 0.2184 | -760.1809 | 2245 | 1484.8191
results257.txt | 6931 SVARTBYN 400.00 | 0.1859 | -760.1809 | 2245 | 1484.8191
results257.txt | 6932 VAGFORS 400.00 | 0.1115 | -760.1809 | 2245 | 1484.8191
results257.txt | 6933 RÅBÄCKEN 400.00 | 0.1355 | -760.1809 | 2245 | 1484.8191
results257.txt | 6936 NEDRERÖS400 400.00 | -0.3467 | -760.1809 | 2245 | 1484.8191
results257.txt | 6935 NEDRERÖS300 400.00 | -0.3466 | -760.1809 | 2245 | 1484.8191
results257.txt | 6934 NEDRERÖS220 220.00 | -0.3371 | -760.1809 | 2245 | 1484.8191
results257.txt | 6937 MARKA 400.00 | -0.3388 | -760.1809 | 2245 | 1484.8191
results257.txt | 6938 NAMSOS 400.00 | -0.2708 | -760.1809 | 2245 | 1484.8191
results257.txt | 6939 KOLSVIK 400.00 | -0.3120 | -760.1809 | 2245 | 1484.8191
results257.txt | 6940 NAMSKOGEN 400.00 | -0.3128 | -760.1809 | 2245 | 1484.8191
results257.txt | 6942 TUNNSJO400 400.00 | -0.2983 | -760.1809 | 2245 | 1484.8191
results257.txt | 6941 TUNNSJO300 400.00 | -0.2983 | -760.1809 | 2245 | 1484.8191
results257.txt | 6944 RANA 400.00 | -0.3579 | -760.1809 | 2245 | 1484.8191
results257.txt | 6945 GEJMÅN 220.00 | -0.3260 | -760.1809 | 2245 | 1484.8191
results257.txt | 6946 AJAURE 220.00 | -0.3221 | -760.1809 | 2245 | 1484.8191
results257.txt | 6947 GARDIKFORS 220.00 | -0.3218 | -760.1809 | 2245 | 1484.8191
results257.txt | 6990 ISONIEMI 220.00 | 0.2018 | -760.1809 | 2245 | 1484.8191
results257.txt | 6992 IVALO 220.00 | 0.1983 | -760.1809 | 2245 | 1484.8191
results257.txt | 6993 KUOLAJÄRVI 220.00 | 0.2014 | -760.1809 | 2245 | 1484.8191
results257.txt | 6994 VAJUKOSKI 220.00 | 0.2012 | -760.1809 | 2245 | 1484.8191
results257.txt | 6995 KOKKOSNIVA 220.00 | 0.2020 | -760.1809 | 2245 | 1484.8191
results257.txt | 6996 OFOTEN 400.00 | -0.5353 | -760.1809 | 2245 | 1484.8191
results257.txt | 6997 NARVIK 400.00 | -0.5402 | -760.1809 | 2245 | 1484.8191
results257.txt | 7000 VITAS 400.00 | -0.6264 | -760.1809 | 2245 | 1484.8191
results257.txt | 7001 SEITEVARE 400.00 | 0.2518 | -760.1809 | 2245 | 1484.8191
results257.txt | 7002 PORJUS 400.00 | -0.6900 | -760.1809 | 2245 | 1484.8191
results257.txt | 7003 HARSPÅNGET 400.00 | 0.2778 | -760.1809 | 2245 | 1484.8191
results257.txt | 7004 LIGGA 400.00 | 0.2518 | -760.1809 | 2245 | 1484.8191
results257.txt | 7005 MESSAURE 400.00 | 0.2306 | -760.1809 | 2245 | 1484.8191
results257.txt | 7006 SVARTISEN 400.00 | -0.3839 | -760.1809 | 2245 | 1484.8191
results257.txt | 7007 KOBBELV 400.00 | -0.4764 | -760.1809 | 2245 | 1484.8191
results257.txt | 7008 SALTEN 400.00 | -0.4555 | -760.1809 | 2245 | 1484.8191
results257.txt | 7010 VARANGERBOT 220.00 | 0.1956 | -760.1809 | 2245 | 1484.8191
results257.txt | 7017 HAMMERFEST 400.00 | -0.5729 | -760.1809 | 2245 | 1484.8191
results257.txt | 7018 UTSJOKI 220.00 | 0.1961 | -760.1809 | 2245 | 1484.8191
results257.txt | 7019 BALSFJORD 400.00 | -0.5514 | -760.1809 | 2245 | 1484.8191
results257.txt | 7020 BARDUFOSS 400.00 | -0.5488 | -760.1809 | 2245 | 1484.8191
results257.txt | 7054 OSSAUSKOSKI 220.00 | 0.2051 | -760.1809 | 2245 | 1484.8191
results257.txt | 7056 PETÄJÄSKO 400.00 | 0.2047 | -760.1809 | 2245 | 1484.8191
results257.txt | 7055 PETÄJÄSKO 220.00 | 0.2048 | -760.1809 | 2245 | 1484.8191
results257.txt | 7061 NEA 400.00 | -0.1832 | -760.1809 | 2245 | 1484.8191
results257.txt | 7062 RITSEM 400.00 | -0.6090 | -760.1809 | 2245 | 1484.8191
results257.txt | 8619 JOINT 220.00 | -0.1021 | -760.1809 | 2245 | 1484.8191
results257.txt | 8830 JOINT 220.00 | -0.1040 | -760.1809 | 2245 | 1484.8191
results257.txt | 8579 JOINT 220.00 | 0.2065 | -760.1809 | 2245 | 1484.8191
results257.txt | 8750 JOINT 220.00 | -0.1082 | -760.1809 | 2245 | 1484.8191
results257.txt | 8271 JOINT 220.00 | -0.1020 | -760.1809 | 2245 | 1484.8191
results257.txt | 8411 JOINT 220.00 | -0.1348 | -760.1809 | 2245 | 1484.8191
results257.txt | 7429 JOINT 220.00 | -0.1515 | -760.1809 | 2245 | 1484.8191
results257.txt | 7140 JOINT 220.00 | 0.1962 | -760.1809 | 2245 | 1484.8191
results257.txt | 7799 JOINT 220.00 | -0.3267 | -760.1809 | 2245 | 1484.8191
results257.txt | 8643 JOINT 220.00 | -0.3220 | -760.1809 | 2245 | 1484.8191
results257.txt | 8857 JOINT 220.00 | -0.1373 | -760.1809 | 2245 | 1484.8191
results257.txt | 8777 JOINT 220.00 | -0.1029 | -760.1809 | 2245 | 1484.8191
results257.txt | 8682 JOINT 220.00 | -0.1163 | -760.1809 | 2245 | 1484.8191
results257.txt | 8256 JOINT 400.00 | 0.2518 | -760.1809 | 2245 | 1484.8191
results257.txt | 8845 JOINT 220.00 | -0.1124 | -760.1809 | 2245 | 1484.8191
results257.txt | 8812 JOINT 220.00 | -0.1264 | -760.1809 | 2245 | 1484.8191
results257.txt | 8258 JOINT 220.00 | -0.1208 | -760.1809 | 2245 | 1484.8191
results257.txt | 8606 JOINT 220.00 | -0.1005 | -760.1809 | 2245 | 1484.8191
results257.txt | 8693 JOINT 220.00 | -0.1016 | -760.1809 | 2245 | 1484.8191
results257.txt | 8613 JOINT 220.00 | -0.1022 | -760.1809 | 2245 | 1484.8191
results257.txt | 1052 BREARED 400.00 | -0.1401 | -760.1809 | 2245 | 1484.8191
results257.txt | 1053 HÄRADSBO 400.00 | -0.1407 | -760.1809 | 2245 | 1484.8191
results257.txt | 9001 SEIDAFJELL 400.00 | -0.5704 | -760.1809 | 2245 | 1484.8191
results257.txt | 9002 LEBSESBY 400.00 | -0.5711 | -760.1809 | 2245 | 1484.8191
results257.txt | 9003 HAMMERF 400.00 | -0.5729 | -760.1809 | 2245 | 1484.8191
results257.txt | 9004 ALTA 400.00 | -0.5653 | -760.1809 | 2245 | 1484.8191
results257.txt | 9005 BERGHEIM 400.00 | -0.5582 | -760.1809 | 2245 | 1484.8191
results257.txt | 9006 TROFORS 400.00 | -0.3263 | -760.1809 | 2245 | 1484.8191
results257.txt | 9007 TJELDBERGO 400.00 | -0.1988 | -760.1809 | 2245 | 1484.8191
results257.txt | 9008 SYLKKYVELN 400.00 | -0.1529 | -760.1809 | 2245 | 1484.8191
results257.txt | 9009 ALFOTEN 400.00 | -0.1224 | -760.1809 | 2245 | 1484.8191
results257.txt | 9401 HAGESKRUV 400.00 | -0.1410 | -760.1809 | 2245 | 1484.8191
results257.txt | 9402 INGELKÄRR 400.00 | -0.1203 | -760.1809 | 2245 | 1484.8191
results257.txt | 9403 TOVÅSEN 400.00 | -0.1226 | -760.1809 | 2245 | 1484.8191
results257.txt | 9404 GÄDDTJÄRN 400.00 | -0.1120 | -760.1809 | 2245 | 1484.8191
results257.txt | 9406 TANDÖ 400.00 | -0.1176 | -760.1809 | 2245 | 1484.8191
results257.txt | 9407 HAGFORS 400.00 | -0.1158 | -760.1809 | 2245 | 1484.8191
results257.txt | 9408 HÄLLBERGET 400.00 | 0.2136 | -760.1809 | 2245 | 1484.8191
results257.txt | 9301 KEMIJÄRVI 220.00 | 0.2041 | -760.1809 | 2245 | 1484.8191
results257.txt | 9302 KEMINMAA 400.00 | 0.2111 | -760.1809 | 2245 | 1484.8191
results257.txt | 9304 LUMIJÄRVI 400.00 | 0.2053 | -760.1809 | 2245 | 1484.8191
results257.txt | 9303 MUSALA 400.00 | 0.2062 | -760.1809 | 2245 | 1484.8191
results257.txt | 9305 KÄRPPIÖN 400.00 | 0.2069 | -760.1809 | 2245 | 1484.8191
results257.txt | 9306 HONKAJOEN 400.00 | 0.2071 | -760.1809 | 2245 | 1484.8191
results257.txt | 9307 KONTIOLAHTI 400.00 | 0.2049 | -760.1809 | 2245 | 1484.8191
results257.txt | 9308 ORIMATTILAN 400.00 | 0.2061 | -760.1809 | 2245 | 1484.8191
results257.txt | 9309 NAANTALINSAL400.00 | 0.2071 | -760.1809 | 2245 | 1484.8191
results257.txt | 9410 HORNDAL 400.00 | -0.1016 | -760.1809 | 2245 | 1484.8191
results257.txt | 9411 MUNGA 400.00 | -0.1003 | -760.1809 | 2245 | 1484.8191
results257.txt | 9412 FALLVIKEN 400.00 | -0.1012 | -760.1809 | 2245 | 1484.8191
results257.txt | 9016 FÅBER300 301.00 | -0.1128 | -760.1809 | 2245 | 1484.8191
results257.txt | 9017 OSLO301 301.00 | -0.1036 | -760.1809 | 2245 | 1484.8191
results257.txt | 9018 TEGNEBY 301.00 | -0.1035 | -760.1809 | 2245 | 1484.8191
results258.txt | PTI INTERACTIVE POWER SYSTEM SIMULATOR--PSS(R)E MON, MAY 29 2023 | 16:32 | -83.4541 | 1571.5 | 1488.0459
results258.txt | SENSITIVITY FACTORS ARE CALCULATED WITH AC | NETWORK | -83.4541 | 1571.5 | 1488.0459
results258.txt | SUBSYSTEM 'RESERV' IS USED FOR OPPOSING SYSTEM FOR MW POWER | DISPATCH | -83.4541 | 1571.5 | 1488.0459
results258.txt | SENSITIVITY FACTORS OF BRANCH FLOW (MVA) ON 6802 HJÄLTA 400.00 TO 6805 NYSATER 400.00 4 MORE THAN | 0.10000 | -83.4541 | 1571.5 | 1488.0459
results258.txt | <--------- BUS NAME --------> | MW-SENS | -83.4541 | 1571.5 | 1488.0459
results258.txt | 6805 NYSATER 400.00 | 0.9491 | -83.4541 | 1571.5 | 1488.0459
results258.txt | 6807 BANDSJO 400.00 | 0.9486 | -83.4541 | 1571.5 | 1488.0459
results259.txt | PTI INTERACTIVE POWER SYSTEM SIMULATOR--PSS(R)E MON, MAY 29 2023 | 16:32 | -509.5391 | 2000 | 1490.4609
results259.txt | SENSITIVITY FACTORS ARE CALCULATED WITH AC | NETWORK | -509.5391 | 2000 | 1490.4609
results259.txt | SUBSYSTEM 'RESERV' IS USED FOR OPPOSING SYSTEM FOR MW POWER | DISPATCH | -509.5391 | 2000 | 1490.4609
results259.txt | SENSITIVITY FACTORS OF BRANCH FLOW (MVA) ON 6596 TUNA220 220.00 TO 6597 TUNA400 400.00 1 MORE THAN | 0.10000 | -509.5391 | 2000 | 1490.4609
results259.txt | <--------- BUS NAME --------> | MW-SENS | -509.5391 | 2000 | 1490.4609
results259.txt | 6580 SODERALA 220.00 | -0.1208 | -509.5391 | 2000 | 1490.4609
results259.txt | 6584 VALBO 220.00 | -0.1186 | -509.5391 | 2000 | 1490.4609
results259.txt | 6588 UNTRA 220.00 | -0.1861 | -509.5391 | 2000 | 1490.4609
results259.txt | 6592 STARFORS 220.00 | -0.1093 | -509.5391 | 2000 | 1490.4609
results259.txt | 6595 BREDAKER 220.00 | -0.3223 | -509.5391 | 2000 | 1490.4609
results259.txt | 6596 TUNA220 220.00 | -0.5354 | -509.5391 | 2000 | 1490.4609
results259.txt | 6598 BOLANDERNA 220.00 | -0.2320 | -509.5391 | 2000 | 1490.4609
results259.txt | 6599 PLENNINGE 220.00 | -0.2314 | -509.5391 | 2000 | 1490.4609
results259.txt | 6610 GRASKA 220.00 | -0.5410 | -509.5391 | 2000 | 1490.4609
results259.txt | 6611 HALLSTAVIK 220.00 | -0.5408 | -509.5391 | 2000 | 1490.4609
results259.txt | 6613 MALSTA 220.00 | -0.5430 | -509.5391 | 2000 | 1490.4609
results259.txt | 6633 DÖNJE 220.00 | -0.1225 | -509.5391 | 2000 | 1490.4609
results259.txt | 6634 OCKELBO 220.00 | -0.1080 | -509.5391 | 2000 | 1490.4609
results259.txt | 6636 HORNDAL 220.00 | -0.1072 | -509.5391 | 2000 | 1490.4609
results259.txt | 6854 LJUSDAL 220.00 | -0.1247 | -509.5391 | 2000 | 1490.4609
results260.txt | PTI INTERACTIVE POWER SYSTEM SIMULATOR--PSS(R)E MON, MAY 29 2023 | 16:32 | 745.268 | 2245 | 1499.7319
results260.txt | SENSITIVITY FACTORS ARE CALCULATED WITH AC | NETWORK | 745.268 | 2245 | 1499.7319
results260.txt | SUBSYSTEM 'RESERV' IS USED FOR OPPOSING SYSTEM FOR MW POWER | DISPATCH | 745.268 | 2245 | 1499.7319
results260.txt | SENSITIVITY FACTORS OF BRANCH FLOW (MVA) ON 6545 HUITTINEN 400.00 TO 6548 KANGASALA 400.00 2 MORE THAN | 0.10000 | 745.268 | 2245 | 1499.7319
results260.txt | <--------- BUS NAME --------> | MW-SENS | 745.268 | 2245 | 1499.7319
results260.txt | 6545 HUITTINEN 400.00 | 0.2626 | 745.268 | 2245 | 1499.7319
results260.txt | 6546 SALO 400.00 | 0.1521 | 745.268 | 2245 | 1499.7319
results260.txt | 6547 FORSSA 400.00 | 0.1793 | 745.268 | 2245 | 1499.7319
results260.txt | 6548 KANGASALA 400.00 | -0.1543 | 745.268 | 2245 | 1499.7319
results260.txt | 6552 TAMMISTO 400.00 | 0.1005 | 745.268 | 2245 | 1499.7319
results260.txt | 6555 INKOO 400.00 | 0.1230 | 745.268 | 2245 | 1499.7319
results260.txt | 6615 TAHKOLUOTO 400.00 | 0.1504 | 745.268 | 2245 | 1499.7319
results260.txt | 6617 OLKILUOTO 400.00 | 0.1899 | 745.268 | 2245 | 1499.7319
results260.txt | 6618 RAUMA 400.00 | 0.1880 | 745.268 | 2245 | 1499.7319
results260.txt | 6619 ULVILA 400.00 | 0.1516 | 745.268 | 2245 | 1499.7319
results260.txt | 6621 LIETO 400.00 | 0.1657 | 745.268 | 2245 | 1499.7319
results260.txt | 6811 KRSITINESTAD400.00 | 0.1135 | 745.268 | 2245 | 1499.7319
results260.txt | 9306 HONKAJOEN 400.00 | 0.1336 | 745.268 | 2245 | 1499.7319
results260.txt | 9309 NAANTALINSAL400.00 | 0.1656 | 745.268 | 2245 | 1499.7319
results261.txt | PTI INTERACTIVE POWER SYSTEM SIMULATOR--PSS(R)E MON, MAY 29 2023 | 16:32 | 744.5535 | 2245 | 1500.4465
results261.txt | SENSITIVITY FACTORS ARE CALCULATED WITH AC | NETWORK | 744.5535 | 2245 | 1500.4465
results261.txt | SUBSYSTEM 'RESERV' IS USED FOR OPPOSING SYSTEM FOR MW POWER | DISPATCH | 744.5535 | 2245 | 1500.4465
results261.txt | SENSITIVITY FACTORS OF BRANCH FLOW (MVA) ON 6358 TONSTAD400 400.00 TO 6363 FEDA400 400.00 4 MORE THAN | 0.10000 | 744.5535 | 2245 | 1500.4465
results261.txt | <--------- BUS NAME --------> | MW-SENS | 744.5535 | 2245 | 1500.4465
results261.txt | 6358 TONSTAD400 400.00 | 0.1463 | 744.5535 | 2245 | 1500.4465
results261.txt | 6357 TONSTAD300 400.00 | 0.1462 | 744.5535 | 2245 | 1500.4465
results261.txt | 6363 FEDA400 400.00 | -0.1447 | 744.5535 | 2245 | 1500.4465
results261.txt | 6362 FEDA300 400.00 | -0.1438 | 744.5535 | 2245 | 1500.4465
results261.txt | 6364 LISTAWIND 400.00 | -0.1438 | 744.5535 | 2245 | 1500.4465
results261.txt | 6708 SOLHOLM300 400.00 | 0.1078 | 744.5535 | 2245 | 1500.4465
results262.txt | PTI INTERACTIVE POWER SYSTEM SIMULATOR--PSS(R)E MON, MAY 29 2023 | 16:32 | -67.1524 | 1571.5 | 1504.3476
results262.txt | SENSITIVITY FACTORS ARE CALCULATED WITH AC | NETWORK | -67.1524 | 1571.5 | 1504.3476
results262.txt | SUBSYSTEM 'RESERV' IS USED FOR OPPOSING SYSTEM FOR MW POWER | DISPATCH | -67.1524 | 1571.5 | 1504.3476
results262.txt | SENSITIVITY FACTORS OF BRANCH FLOW (MVA) ON 7017 HAMMERFEST 400.00 TO 9002 LEBSESBY 400.00 2 MORE THAN | 0.10000 | -67.1524 | 1571.5 | 1504.3476
results262.txt | <--------- BUS NAME --------> | MW-SENS | -67.1524 | 1571.5 | 1504.3476
results262.txt | 9001 SEIDAFJELL 400.00 | 0.8394 | -67.1524 | 1571.5 | 1504.3476
results262.txt | 9002 LEBSESBY 400.00 | 0.8401 | -67.1524 | 1571.5 | 1504.3476
results263.txt | PTI INTERACTIVE POWER SYSTEM SIMULATOR--PSS(R)E MON, MAY 29 2023 | 16:32 | -739.5038 | 2245 | 1505.4962
results263.txt | SENSITIVITY FACTORS ARE CALCULATED WITH AC | NETWORK | -739.5038 | 2245 | 1505.4962
results263.txt | SUBSYSTEM 'RESERV' IS USED FOR OPPOSING SYSTEM FOR MW POWER | DISPATCH | -739.5038 | 2245 | 1505.4962
results263.txt | SENSITIVITY FACTORS OF BRANCH FLOW (MVA) ON 6910 SUBSTATION 400.00 TO 7056 PETÄJÄSKO 400.00 4 MORE THAN | 0.10000 | -739.5038 | 2245 | 1505.4962
results263.txt | <--------- BUS NAME --------> | MW-SENS | -739.5038 | 2245 | 1505.4962
results263.txt | 6907 DJUPTJÄRN 400.00 | -0.1833 | -739.5038 | 2245 | 1505.4962
results263.txt | 6908 KEMINMAA 220.00 | 0.3574 | -739.5038 | 2245 | 1505.4962
results263.txt | 6909 ISOHAARA 400.00 | -0.3181 | -739.5038 | 2245 | 1505.4962
results263.txt | 6910 SUBSTATION 400.00 | -0.3182 | -739.5038 | 2245 | 1505.4962
results263.txt | 6912 VALAJASKO 220.00 | 0.3590 | -739.5038 | 2245 | 1505.4962
results263.txt | 6913 VANTTAUSKOSK220.00 | 0.2845 | -739.5038 | 2245 | 1505.4962
results263.txt | 6915 PIRITTIK400 400.00 | 0.2746 | -739.5038 | 2245 | 1505.4962
results263.txt | 6914 PIRITTK220 220.00 | 0.2851 | -739.5038 | 2245 | 1505.4962
results263.txt | 6916 SEITAKORVA 220.00 | 0.2837 | -739.5038 | 2245 | 1505.4962
results263.txt | 6917 ISOKANGAS 400.00 | 0.1582 | -739.5038 | 2245 | 1505.4962
results263.txt | 6990 ISONIEMI 220.00 | 0.3512 | -739.5038 | 2245 | 1505.4962
results263.txt | 6992 IVALO 220.00 | 0.3581 | -739.5038 | 2245 | 1505.4962
results263.txt | 6993 KUOLAJÄRVI 220.00 | 0.3444 | -739.5038 | 2245 | 1505.4962
results263.txt | 6994 VAJUKOSKI 220.00 | 0.3389 | -739.5038 | 2245 | 1505.4962
results263.txt | 6995 KOKKOSNIVA 220.00 | 0.3239 | -739.5038 | 2245 | 1505.4962
results263.txt | 7010 VARANGERBOT 220.00 | 0.3755 | -739.5038 | 2245 | 1505.4962
results263.txt | 7018 UTSJOKI 220.00 | 0.3722 | -739.5038 | 2245 | 1505.4962
results263.txt | 7054 OSSAUSKOSKI 220.00 | 0.3581 | -739.5038 | 2245 | 1505.4962
results263.txt | 7056 PETÄJÄSKO 400.00 | 0.3709 | -739.5038 | 2245 | 1505.4962
results263.txt | 7055 PETÄJÄSKO 220.00 | 0.3603 | -739.5038 | 2245 | 1505.4962
results263.txt | 7140 JOINT 220.00 | 0.3719 | -739.5038 | 2245 | 1505.4962
results263.txt | 9408 HÄLLBERGET 400.00 | 0.1435 | -739.5038 | 2245 | 1505.4962
results263.txt | 9301 KEMIJÄRVI 220.00 | 0.2933 | -739.5038 | 2245 | 1505.4962
results264.txt | PTI INTERACTIVE POWER SYSTEM SIMULATOR--PSS(R)E MON, MAY 29 2023 | 16:32 | 64.8318 | 1571.5 | 1506.6682
results264.txt | SENSITIVITY FACTORS ARE CALCULATED WITH AC | NETWORK | 64.8318 | 1571.5 | 1506.6682
results264.txt | SUBSYSTEM 'RESERV' IS USED FOR OPPOSING SYSTEM FOR MW POWER | DISPATCH | 64.8318 | 1571.5 | 1506.6682
results264.txt | SENSITIVITY FACTORS OF BRANCH FLOW (MVA) ON 6702 KJELA 400.00 TO 8448 JOINT 400.00 1 MORE THAN | 0.10000 | 64.8318 | 1571.5 | 1506.6682
results264.txt | <--------- BUS NAME --------> | MW-SENS | 64.8318 | 1571.5 | 1506.6682
results264.txt | 6702 KJELA 400.00 | 1.0067 | 64.8318 | 1571.5 | 1506.6682
results265.txt | PTI INTERACTIVE POWER SYSTEM SIMULATOR--PSS(R)E MON, MAY 29 2023 | 16:32 | -63.4236 | 1571.5 | 1508.0764
results265.txt | SENSITIVITY FACTORS ARE CALCULATED WITH AC | NETWORK | -63.4236 | 1571.5 | 1508.0764
results265.txt | SUBSYSTEM 'RESERV' IS USED FOR OPPOSING SYSTEM FOR MW POWER | DISPATCH | -63.4236 | 1571.5 | 1508.0764
results265.txt | SENSITIVITY FACTORS OF BRANCH FLOW (MVA) ON 6685 RÖDAL 400.00 TO 6686 NOVLE 400.00 1 MORE THAN | 0.10000 | -63.4236 | 1571.5 | 1508.0764
results265.txt | <--------- BUS NAME --------> | MW-SENS | -63.4236 | 1571.5 | 1508.0764
results265.txt | 6686 NOVLE 400.00 | 1.0047 | -63.4236 | 1571.5 | 1508.0764
results266.txt | PTI INTERACTIVE POWER SYSTEM SIMULATOR--PSS(R)E MON, MAY 29 2023 | 16:32 | -61.3326 | 1571.5 | 1510.1674
results266.txt | SENSITIVITY FACTORS ARE CALCULATED WITH AC | NETWORK | -61.3326 | 1571.5 | 1510.1674
results266.txt | SUBSYSTEM 'RESERV' IS USED FOR OPPOSING SYSTEM FOR MW POWER | DISPATCH | -61.3326 | 1571.5 | 1510.1674
results266.txt | SENSITIVITY FACTORS OF BRANCH FLOW (MVA) ON 6350 HEMSJO 400.00 TO 6351 KARLSHAMN 400.00 1 MORE THAN | 0.10000 | -61.3326 | 1571.5 | 1510.1674
results266.txt | <--------- BUS NAME --------> | MW-SENS | -61.3326 | 1571.5 | 1510.1674
results266.txt | 6351 KARLSHAMN 400.00 | 1.0026 | -61.3326 | 1571.5 | 1510.1674
results267.txt | PTI INTERACTIVE POWER SYSTEM SIMULATOR--PSS(R)E MON, MAY 29 2023 | 16:32 | 733.5566 | 2245 | 1511.4434
results267.txt | SENSITIVITY FACTORS ARE CALCULATED WITH AC | NETWORK | 733.5566 | 2245 | 1511.4434
results267.txt | SUBSYSTEM 'RESERV' IS USED FOR OPPOSING SYSTEM FOR MW POWER | DISPATCH | 733.5566 | 2245 | 1511.4434
results267.txt | SENSITIVITY FACTORS OF BRANCH FLOW (MVA) ON 6335 SODERASEN 400.00 TO 6337 BARSEBACK 400.00 3 MORE THAN | 0.10000 | 733.5566 | 2245 | 1511.4434
results267.txt | <--------- BUS NAME --------> | MW-SENS | 733.5566 | 2245 | 1511.4434
results267.txt | 5624 HERSLEV 400.00 | 0.3847 | 733.5566 | 2245 | 1511.4434
results267.txt | 5642 HOVEGARD 400.00 | 0.3843 | 733.5566 | 2245 | 1511.4434
results267.txt | 5646 BJAEVERSKOV4400.00 | 0.3841 | 733.5566 | 2245 | 1511.4434
results267.txt | 5645 BJAEVERSKOV2220.00 | 0.3834 | 733.5566 | 2245 | 1511.4434
results267.txt | 5657 ISHOJ400 400.00 | 0.3843 | 733.5566 | 2245 | 1511.4434
results267.txt | 5656 ISHOJ220 220.00 | 0.3849 | 733.5566 | 2245 | 1511.4434
results267.txt | 5660 AVEDOREVERK 400.00 | 0.3845 | 733.5566 | 2245 | 1511.4434
results267.txt | 5662 ORSTEDSVERKE400.00 | 0.3850 | 733.5566 | 2245 | 1511.4434
results267.txt | 5671 SEGE 400.00 | -0.4722 | 733.5566 | 2245 | 1511.4434
results267.txt | 5672 ARRIE 400.00 | -0.4721 | 733.5566 | 2245 | 1511.4434
results267.txt | 5673 KRUSEBERG 400.00 | -0.4720 | 733.5566 | 2245 | 1511.4434
results267.txt | 5676 WIND FARM 220.00 | 0.3773 | 733.5566 | 2245 | 1511.4434
results267.txt | 5845 ASNAESVERK 400.00 | 0.3845 | 733.5566 | 2245 | 1511.4434
results267.txt | 6313 STROMMA 400.00 | 0.1010 | 733.5566 | 2245 | 1511.4434
results267.txt | 6319 KYNDBYVERKER400.00 | 0.3840 | 733.5566 | 2245 | 1511.4434
results267.txt | 6324 GORLOSEGARD 400.00 | 0.3827 | 733.5566 | 2245 | 1511.4434
results267.txt | 6330 GELNTEGARD2 400.00 | 0.3860 | 733.5566 | 2245 | 1511.4434
results267.txt | 6334 GLENTEGARD 400.00 | 0.3865 | 733.5566 | 2245 | 1511.4434
results267.txt | 6335 SODERASEN 400.00 | 0.3782 | 733.5566 | 2245 | 1511.4434
results267.txt | 6337 BARSEBACK 400.00 | -0.4927 | 733.5566 | 2245 | 1511.4434
results267.txt | 6338 HURVA 400.00 | -0.4266 | 733.5566 | 2245 | 1511.4434
results267.txt | 6348 OSKARSHAMN 400.00 | -0.1914 | 733.5566 | 2245 | 1511.4434
results267.txt | 6349 ALVESTA 400.00 | -0.2439 | 733.5566 | 2245 | 1511.4434
results267.txt | 6350 HEMSJO 400.00 | -0.2813 | 733.5566 | 2245 | 1511.4434
results267.txt | 6351 KARLSHAMN 400.00 | -0.2812 | 733.5566 | 2245 | 1511.4434
results267.txt | 6354 NYBRO 400.00 | -0.2511 | 733.5566 | 2245 | 1511.4434
results267.txt | 7429 JOINT 220.00 | 0.3778 | 733.5566 | 2245 | 1511.4434
results267.txt | 1052 BREARED 400.00 | 0.2382 | 733.5566 | 2245 | 1511.4434
results267.txt | 1053 HÄRADSBO 400.00 | 0.2322 | 733.5566 | 2245 | 1511.4434
results267.txt | 9401 HAGESKRUV 400.00 | -0.2175 | 733.5566 | 2245 | 1511.4434
results268.txt | PTI INTERACTIVE POWER SYSTEM SIMULATOR--PSS(R)E MON, MAY 29 2023 | 16:32 | 56.1197 | 1571.5 | 1515.3803
results268.txt | SENSITIVITY FACTORS ARE CALCULATED WITH AC | NETWORK | 56.1197 | 1571.5 | 1515.3803
results268.txt | SUBSYSTEM 'RESERV' IS USED FOR OPPOSING SYSTEM FOR MW POWER | DISPATCH | 56.1197 | 1571.5 | 1515.3803
results268.txt | SENSITIVITY FACTORS OF BRANCH FLOW (MVA) ON 6909 ISOHAARA 400.00 TO 6910 SUBSTATION 400.00 1 MORE THAN | 0.10000 | 56.1197 | 1571.5 | 1515.3803
results268.txt | <--------- BUS NAME --------> | MW-SENS | 56.1197 | 1571.5 | 1515.3803
results268.txt | 6909 ISOHAARA 400.00 | 1.0036 | 56.1197 | 1571.5 | 1515.3803
results269.txt | PTI INTERACTIVE POWER SYSTEM SIMULATOR--PSS(R)E MON, MAY 29 2023 | 16:32 | 725.445 | 2245 | 1519.555
results269.txt | SENSITIVITY FACTORS ARE CALCULATED WITH AC | NETWORK | 725.445 | 2245 | 1519.555
results269.txt | SUBSYSTEM 'RESERV' IS USED FOR OPPOSING SYSTEM FOR MW POWER | DISPATCH | 725.445 | 2245 | 1519.555
results269.txt | SENSITIVITY FACTORS OF BRANCH FLOW (MVA) ON 6726 ROD300 400.00 TO 6738 TVEITEN 400.00 3 MORE THAN | 0.10000 | 725.445 | 2245 | 1519.555
results269.txt | <--------- BUS NAME --------> | MW-SENS | 725.445 | 2245 | 1519.555
results269.txt | 6727 ROD400 400.00 | 0.2155 | 725.445 | 2245 | 1519.555
results269.txt | 6726 ROD300 400.00 | 0.2200 | 725.445 | 2245 | 1519.555
results269.txt | 6728 GRENLAND 400.00 | 0.1040 | 725.445 | 2245 | 1519.555
results269.txt | 6738 TVEITEN 400.00 | -0.2263 | 725.445 | 2245 | 1519.555
results269.txt | 9013 HOF 400.00 | -0.1300 | 725.445 | 2245 | 1519.555
results270.txt | PTI INTERACTIVE POWER SYSTEM SIMULATOR--PSS(R)E MON, MAY 29 2023 | 16:32 | -722.4272 | 2245 | 1522.5728
results270.txt | SENSITIVITY FACTORS ARE CALCULATED WITH AC | NETWORK | -722.4272 | 2245 | 1522.5728
results270.txt | SUBSYSTEM 'RESERV' IS USED FOR OPPOSING SYSTEM FOR MW POWER | DISPATCH | -722.4272 | 2245 | 1522.5728
results270.txt | SENSITIVITY FACTORS OF BRANCH FLOW (MVA) ON 6783 PETÄJÄV400 400.00 TO 6785 TOIVILA 400.00 3 MORE THAN | 0.10000 | -722.4272 | 2245 | 1522.5728
results270.txt | <--------- BUS NAME --------> | MW-SENS | -722.4272 | 2245 | 1522.5728
results270.txt | 6571 VISULAHTI 400.00 | 0.1013 | -722.4272 | 2245 | 1522.5728
results270.txt | 6545 HUITTINEN 400.00 | 0.2881 | -722.4272 | 2245 | 1522.5728
results270.txt | 6572 KYMI 400.00 | 0.2595 | -722.4272 | 2245 | 1522.5728
results270.txt | 6546 SALO 400.00 | 0.2911 | -722.4272 | 2245 | 1522.5728
results270.txt | 6547 FORSSA 400.00 | 0.2955 | -722.4272 | 2245 | 1522.5728
results270.txt | 6548 KANGASALA 400.00 | 0.3349 | -722.4272 | 2245 | 1522.5728
results270.txt | 6549 LAVIANVOURI 400.00 | 0.3319 | -722.4272 | 2245 | 1522.5728
results270.txt | 6550 KOPULA 400.00 | 0.3088 | -722.4272 | 2245 | 1522.5728
results270.txt | 6551 HIKIÄ 400.00 | 0.3236 | -722.4272 | 2245 | 1522.5728
results270.txt | 6552 TAMMISTO 400.00 | 0.2943 | -722.4272 | 2245 | 1522.5728
results270.txt | 6553 NURMIJÄRVI 400.00 | 0.3059 | -722.4272 | 2245 | 1522.5728
results270.txt | 6554 LÄNSISALMI 400.00 | 0.2914 | -722.4272 | 2245 | 1522.5728
results270.txt | 6555 INKOO 400.00 | 0.2956 | -722.4272 | 2245 | 1522.5728
results270.txt | 6556 ESPOO 400.00 | 0.2983 | -722.4272 | 2245 | 1522.5728
results270.txt | 6567 ANTTILA 400.00 | 0.2876 | -722.4272 | 2245 | 1522.5728
results270.txt | 6569 KORIA 400.00 | 0.2509 | -722.4272 | 2245 | 1522.5728
results270.txt | 6570 LOVIISA 400.00 | 0.2702 | -722.4272 | 2245 | 1522.5728
results270.txt | 6573 YLLIKKÄLÄ 400.00 | 0.1547 | -722.4272 | 2245 | 1522.5728
results270.txt | 6615 TAHKOLUOTO 400.00 | 0.2635 | -722.4272 | 2245 | 1522.5728
results270.txt | 6617 OLKILUOTO 400.00 | 0.2727 | -722.4272 | 2245 | 1522.5728
results270.txt | 6618 RAUMA 400.00 | 0.2730 | -722.4272 | 2245 | 1522.5728
results270.txt | 6619 ULVILA 400.00 | 0.2656 | -722.4272 | 2245 | 1522.5728
results270.txt | 6621 LIETO 400.00 | 0.2882 | -722.4272 | 2245 | 1522.5728
results270.txt | 6781 SEINÄJOKI 400.00 | 0.1599 | -722.4272 | 2245 | 1522.5728
results270.txt | 6783 PETÄJÄV400 400.00 | -0.3068 | -722.4272 | 2245 | 1522.5728
results270.txt | 6782 PETÄJÄV220 220.00 | -0.3068 | -722.4272 | 2245 | 1522.5728
results270.txt | 6784 JÄMSÄ 220.00 | -0.3094 | -722.4272 | 2245 | 1522.5728
results270.txt | 6785 TOIVILA 400.00 | 0.5183 | -722.4272 | 2245 | 1522.5728
results270.txt | 6810 TUOVILA 400.00 | 0.1589 | -722.4272 | 2245 | 1522.5728
results270.txt | 6811 KRSITINESTAD400.00 | 0.2165 | -722.4272 | 2245 | 1522.5728
results270.txt | 9303 MUSALA 400.00 | 0.1261 | -722.4272 | 2245 | 1522.5728
results270.txt | 9305 KÄRPPIÖN 400.00 | 0.1983 | -722.4272 | 2245 | 1522.5728
results270.txt | 9306 HONKAJOEN 400.00 | 0.2445 | -722.4272 | 2245 | 1522.5728
results270.txt | 9308 ORIMATTILAN 400.00 | 0.2865 | -722.4272 | 2245 | 1522.5728
results270.txt | 9309 NAANTALINSAL400.00 | 0.2882 | -722.4272 | 2245 | 1522.5728
results271.txt | PTI INTERACTIVE POWER SYSTEM SIMULATOR--PSS(R)E MON, MAY 29 2023 | 16:32 | -46.7287 | 1571.5 | 1524.7713
results271.txt | SENSITIVITY FACTORS ARE CALCULATED WITH AC | NETWORK | -46.7287 | 1571.5 | 1524.7713
results271.txt | SUBSYSTEM 'RESERV' IS USED FOR OPPOSING SYSTEM FOR MW POWER | DISPATCH | -46.7287 | 1571.5 | 1524.7713
results271.txt | SENSITIVITY FACTORS OF BRANCH FLOW (MVA) ON 5672 ARRIE 400.00 TO 5673 KRUSEBERG 400.00 2 MORE THAN | 0.10000 | -46.7287 | 1571.5 | 1524.7713
results271.txt | <--------- BUS NAME --------> | MW-SENS | -46.7287 | 1571.5 | 1524.7713
results271.txt | 5673 KRUSEBERG 400.00 | 1.0068 | -46.7287 | 1571.5 | 1524.7713
results272.txt | PTI INTERACTIVE POWER SYSTEM SIMULATOR--PSS(R)E MON, MAY 29 2023 | 16:32 | -715.2911 | 2245 | 1529.7089
results272.txt | SENSITIVITY FACTORS ARE CALCULATED WITH AC | NETWORK | -715.2911 | 2245 | 1529.7089
results272.txt | SUBSYSTEM 'RESERV' IS USED FOR OPPOSING SYSTEM FOR MW POWER | DISPATCH | -715.2911 | 2245 | 1529.7089
results272.txt | SENSITIVITY FACTORS OF BRANCH FLOW (MVA) ON 6733 SYLLING300 400.00 TO 6734 SYLLING400 400.00 5 MORE THAN | 0.10000 | -715.2911 | 2245 | 1529.7089
results272.txt | <--------- BUS NAME --------> | MW-SENS | -715.2911 | 2245 | 1529.7089
results272.txt | 6716 DAGALI 400.00 | 0.1129 | -715.2911 | 2245 | 1529.7089
results272.txt | 6724 NORE 400.00 | 0.1561 | -715.2911 | 2245 | 1529.7089
results272.txt | 6731 RINGERIKE 400.00 | 0.1466 | -715.2911 | 2245 | 1529.7089
results272.txt | 6734 SYLLING400 400.00 | 0.2953 | -715.2911 | 2245 | 1529.7089
results272.txt | 6733 SYLLING300 400.00 | -0.2028 | -715.2911 | 2245 | 1529.7089
results273.txt | PTI INTERACTIVE POWER SYSTEM SIMULATOR--PSS(R)E MON, MAY 29 2023 | 16:32 | -715.2911 | 2245 | 1529.7089
results273.txt | SENSITIVITY FACTORS ARE CALCULATED WITH AC | NETWORK | -715.2911 | 2245 | 1529.7089
results273.txt | SUBSYSTEM 'RESERV' IS USED FOR OPPOSING SYSTEM FOR MW POWER | DISPATCH | -715.2911 | 2245 | 1529.7089
results273.txt | SENSITIVITY FACTORS OF BRANCH FLOW (MVA) ON 6733 SYLLING300 400.00 TO 6734 SYLLING400 400.00 6 MORE THAN | 0.10000 | -715.2911 | 2245 | 1529.7089
results273.txt | <--------- BUS NAME --------> | MW-SENS | -715.2911 | 2245 | 1529.7089
results273.txt | 6716 DAGALI 400.00 | 0.1129 | -715.2911 | 2245 | 1529.7089
results273.txt | 6724 NORE 400.00 | 0.1561 | -715.2911 | 2245 | 1529.7089
results273.txt | 6731 RINGERIKE 400.00 | 0.1466 | -715.2911 | 2245 | 1529.7089
results273.txt | 6734 SYLLING400 400.00 | 0.2953 | -715.2911 | 2245 | 1529.7089
results273.txt | 6733 SYLLING300 400.00 | -0.2028 | -715.2911 | 2245 | 1529.7089
results274.txt | PTI INTERACTIVE POWER SYSTEM SIMULATOR--PSS(R)E MON, MAY 29 2023 | 16:32 | 714.6655 | 2245 | 1530.3345
results274.txt | SENSITIVITY FACTORS ARE CALCULATED WITH AC | NETWORK | 714.6655 | 2245 | 1530.3345
results274.txt | SUBSYSTEM 'RESERV' IS USED FOR OPPOSING SYSTEM FOR MW POWER | DISPATCH | 714.6655 | 2245 | 1530.3345
results274.txt | SENSITIVITY FACTORS OF BRANCH FLOW (MVA) ON 6653 DALE 400.00 TO 6747 ARNA 400.00 2 MORE THAN | 0.10000 | 714.6655 | 2245 | 1530.3345
results274.txt | <--------- BUS NAME --------> | MW-SENS | 714.6655 | 2245 | 1530.3345
results274.txt | 6653 DALE 400.00 | 0.2632 | 714.6655 | 2245 | 1530.3345
results274.txt | 6654 EVANGER 400.00 | 0.1227 | 714.6655 | 2245 | 1530.3345
results274.txt | 6743 KOLLSNES 400.00 | -0.1313 | 714.6655 | 2245 | 1530.3345
results274.txt | 6746 NYGARD 400.00 | -0.2479 | 714.6655 | 2245 | 1530.3345
results274.txt | 6747 ARNA 400.00 | -0.3966 | 714.6655 | 2245 | 1530.3345
results274.txt | 6748 BERGEN 400.00 | -0.3104 | 714.6655 | 2245 | 1530.3345
results275.txt | PTI INTERACTIVE POWER SYSTEM SIMULATOR--PSS(R)E MON, MAY 29 2023 | 16:32 | -38.8882 | 1571.5 | 1532.6118
results275.txt | SENSITIVITY FACTORS ARE CALCULATED WITH AC | NETWORK | -38.8882 | 1571.5 | 1532.6118
results275.txt | SUBSYSTEM 'RESERV' IS USED FOR OPPOSING SYSTEM FOR MW POWER | DISPATCH | -38.8882 | 1571.5 | 1532.6118
results275.txt | SENSITIVITY FACTORS OF BRANCH FLOW (MVA) ON 5671 SEGE 400.00 TO 5672 ARRIE 400.00 1 MORE THAN | 0.10000 | -38.8882 | 1571.5 | 1532.6118
results275.txt | <--------- BUS NAME --------> | MW-SENS | -38.8882 | 1571.5 | 1532.6118
results275.txt | 5672 ARRIE 400.00 | 0.9958 | -38.8882 | 1571.5 | 1532.6118
results275.txt | 5673 KRUSEBERG 400.00 | 0.9957 | -38.8882 | 1571.5 | 1532.6118
results276.txt | PTI INTERACTIVE POWER SYSTEM SIMULATOR--PSS(R)E MON, MAY 29 2023 | 16:32 | 37.9326 | 1571.5 | 1533.5674
results276.txt | SENSITIVITY FACTORS ARE CALCULATED WITH AC | NETWORK | 37.9326 | 1571.5 | 1533.5674
results276.txt | SUBSYSTEM 'RESERV' IS USED FOR OPPOSING SYSTEM FOR MW POWER | DISPATCH | 37.9326 | 1571.5 | 1533.5674
results276.txt | SENSITIVITY FACTORS OF BRANCH FLOW (MVA) ON 9001 SEIDAFJELL 400.00 TO 9002 LEBSESBY 400.00 1 MORE THAN | 0.10000 | 37.9326 | 1571.5 | 1533.5674
results276.txt | <--------- BUS NAME --------> | MW-SENS | 37.9326 | 1571.5 | 1533.5674
results276.txt | 9001 SEIDAFJELL 400.00 | 0.7977 | 37.9326 | 1571.5 | 1533.5674
results277.txt | PTI INTERACTIVE POWER SYSTEM SIMULATOR--PSS(R)E MON, MAY 29 2023 | 16:32 | -709.9343 | 2245 | 1535.0658
results277.txt | SENSITIVITY FACTORS ARE CALCULATED WITH AC | NETWORK | -709.9343 | 2245 | 1535.0658
results277.txt | SUBSYSTEM 'RESERV' IS USED FOR OPPOSING SYSTEM FOR MW POWER | DISPATCH | -709.9343 | 2245 | 1535.0658
results277.txt | SENSITIVITY FACTORS OF BRANCH FLOW (MVA) ON 6617 OLKILUOTO 400.00 TO 6618 RAUMA 400.00 2 MORE THAN | 0.10000 | -709.9343 | 2245 | 1535.0658
results277.txt | <--------- BUS NAME --------> | MW-SENS | -709.9343 | 2245 | 1535.0658
results277.txt | 6546 SALO 400.00 | 0.2018 | -709.9343 | 2245 | 1535.0658
results277.txt | 6555 INKOO 400.00 | 0.1400 | -709.9343 | 2245 | 1535.0658
results277.txt | 6618 RAUMA 400.00 | 0.5213 | -709.9343 | 2245 | 1535.0658
results277.txt | 6621 LIETO 400.00 | 0.2311 | -709.9343 | 2245 | 1535.0658
results277.txt | 9309 NAANTALINSAL400.00 | 0.2311 | -709.9343 | 2245 | 1535.0658
results278.txt | PTI INTERACTIVE POWER SYSTEM SIMULATOR--PSS(R)E MON, MAY 29 2023 | 16:32 | -34.7192 | 1571.5 | 1536.7808
results278.txt | SENSITIVITY FACTORS ARE CALCULATED WITH AC | NETWORK | -34.7192 | 1571.5 | 1536.7808
results278.txt | SUBSYSTEM 'RESERV' IS USED FOR OPPOSING SYSTEM FOR MW POWER | DISPATCH | -34.7192 | 1571.5 | 1536.7808
results278.txt | SENSITIVITY FACTORS OF BRANCH FLOW (MVA) ON 6621 LIETO 400.00 TO 9309 NAANTALINSAL400.00 1 MORE THAN | 0.10000 | -34.7192 | 1571.5 | 1536.7808
results278.txt | <--------- BUS NAME --------> | MW-SENS | -34.7192 | 1571.5 | 1536.7808
results278.txt | 9309 NAANTALINSAL400.00 | 1.0024 | -34.7192 | 1571.5 | 1536.7808
results279.txt | PTI INTERACTIVE POWER SYSTEM SIMULATOR--PSS(R)E MON, MAY 29 2023 | 16:32 | 705.562 | 2245 | 1539.4379
results279.txt | SENSITIVITY FACTORS ARE CALCULATED WITH AC | NETWORK | 705.562 | 2245 | 1539.4379
results279.txt | SUBSYSTEM 'RESERV' IS USED FOR OPPOSING SYSTEM FOR MW POWER | DISPATCH | 705.562 | 2245 | 1539.4379
results279.txt | SENSITIVITY FACTORS OF BRANCH FLOW (MVA) ON 6705 HOLEN 400.00 TO 6711 TOKKE 400.00 5 MORE THAN | 0.10000 | 705.562 | 2245 | 1539.4379
results279.txt | <--------- BUS NAME --------> | MW-SENS | 705.562 | 2245 | 1539.4379
results279.txt | 6365 KRISTIANSAND400.00 | 0.1212 | 705.562 | 2245 | 1539.4379
results279.txt | 6679 OKSLA 400.00 | -0.1332 | 705.562 | 2245 | 1539.4379
results279.txt | 6680 ÅSEN 400.00 | -0.1332 | 705.562 | 2245 | 1539.4379
results279.txt | 6685 RÖDAL 400.00 | -0.1336 | 705.562 | 2245 | 1539.4379
results279.txt | 6686 NOVLE 400.00 | -0.1335 | 705.562 | 2245 | 1539.4379
results279.txt | 6687 ULLA-FORRE 400.00 | -0.1341 | 705.562 | 2245 | 1539.4379
results279.txt | 6693 SATURDAL 400.00 | 0.1858 | 705.562 | 2245 | 1539.4379
results279.txt | 6692 HYDRO MIXED 400.00 | 0.1857 | 705.562 | 2245 | 1539.4379
results279.txt | 6695 KVILLDAL 400.00 | 0.2441 | 705.562 | 2245 | 1539.4379
results279.txt | 6701 KVANNDAL 400.00 | -0.1526 | 705.562 | 2245 | 1539.4379
results279.txt | 6702 KJELA 400.00 | -0.1824 | 705.562 | 2245 | 1539.4379
results279.txt | 6703 SONGA 400.00 | -0.2239 | 705.562 | 2245 | 1539.4379
results279.txt | 6704 VINJE 400.00 | -0.2759 | 705.562 | 2245 | 1539.4379
results279.txt | 6705 HOLEN 400.00 | 0.3603 | 705.562 | 2245 | 1539.4379
results279.txt | 6710 HEKNI 400.00 | 0.2611 | 705.562 | 2245 | 1539.4379
results279.txt | 6711 TOKKE 400.00 | -0.3382 | 705.562 | 2245 | 1539.4379
results279.txt | 6722 VEMORK 400.00 | -0.1640 | 705.562 | 2245 | 1539.4379
results279.txt | 6725 SUNDSBARM 400.00 | -0.1259 | 705.562 | 2245 | 1539.4379
results279.txt | 8448 JOINT 400.00 | -0.1825 | 705.562 | 2245 | 1539.4379
results279.txt | 8460 JOINT 400.00 | -0.1526 | 705.562 | 2245 | 1539.4379
results280.txt | PTI INTERACTIVE POWER SYSTEM SIMULATOR--PSS(R)E MON, MAY 29 2023 | 16:32 | 705.4143 | 2245 | 1539.5857
results280.txt | SENSITIVITY FACTORS ARE CALCULATED WITH AC | NETWORK | 705.4143 | 2245 | 1539.5857
results280.txt | SUBSYSTEM 'RESERV' IS USED FOR OPPOSING SYSTEM FOR MW POWER | DISPATCH | 705.4143 | 2245 | 1539.5857
results280.txt | SENSITIVITY FACTORS OF BRANCH FLOW (MVA) ON 6603 ODENSALA 400.00 TO 6605 STOCKHOLM400400.00 1 MORE THAN | 0.10000 | 705.4143 | 2245 | 1539.5857
results280.txt | <--------- BUS NAME --------> | MW-SENS | 705.4143 | 2245 | 1539.5857
results280.txt | 6588 UNTRA 220.00 | -0.1271 | 705.4143 | 2245 | 1539.5857
results280.txt | 6589 DANNEBO 400.00 | -0.1225 | 705.4143 | 2245 | 1539.5857
results280.txt | 6591 FORSMARK 400.00 | -0.1222 | 705.4143 | 2245 | 1539.5857
results280.txt | 6593 HAMRA220 220.00 | -0.1422 | 705.4143 | 2245 | 1539.5857
results280.txt | 6595 BREDAKER 220.00 | -0.2182 | 705.4143 | 2245 | 1539.5857
results280.txt | 6597 TUNA400 400.00 | -0.3896 | 705.4143 | 2245 | 1539.5857
results280.txt | 6596 TUNA220 220.00 | -0.2809 | 705.4143 | 2245 | 1539.5857
results280.txt | 6598 BOLANDERNA 220.00 | -0.2290 | 705.4143 | 2245 | 1539.5857
results280.txt | 6599 PLENNINGE 220.00 | -0.2284 | 705.4143 | 2245 | 1539.5857
results280.txt | 6601 KOLBOTTEN220220.00 | -0.1927 | 705.4143 | 2245 | 1539.5857
results280.txt | 6605 STOCKHOLM400400.00 | -0.8047 | 705.4143 | 2245 | 1539.5857
results280.txt | 6604 STOCKHOLM220220.00 | -0.2414 | 705.4143 | 2245 | 1539.5857
results280.txt | 6607 EKUDDEN220 220.00 | -0.2167 | 705.4143 | 2245 | 1539.5857
results280.txt | 6609 SOLBERGA 220.00 | -0.2168 | 705.4143 | 2245 | 1539.5857
results280.txt | 6610 GRASKA 220.00 | -0.2838 | 705.4143 | 2245 | 1539.5857
results280.txt | 6611 HALLSTAVIK 220.00 | -0.2837 | 705.4143 | 2245 | 1539.5857
results280.txt | 6613 MALSTA 220.00 | -0.2849 | 705.4143 | 2245 | 1539.5857
results280.txt | 6614 VALLENTUNA 220.00 | -0.2430 | 705.4143 | 2245 | 1539.5857
results280.txt | 1051 SUBSTATION 400.00 | -0.1222 | 705.4143 | 2245 | 1539.5857
results281.txt | PTI INTERACTIVE POWER SYSTEM SIMULATOR--PSS(R)E MON, MAY 29 2023 | 16:32 | -704.7332 | 2245 | 1540.2668
results281.txt | SENSITIVITY FACTORS ARE CALCULATED WITH AC | NETWORK | -704.7332 | 2245 | 1540.2668
results281.txt | SUBSYSTEM 'RESERV' IS USED FOR OPPOSING SYSTEM FOR MW POWER | DISPATCH | -704.7332 | 2245 | 1540.2668
results281.txt | SENSITIVITY FACTORS OF BRANCH FLOW (MVA) ON 6602 KOLBOTTEN400400.00 TO 6603 ODENSALA 400.00 3 MORE THAN | 0.10000 | -704.7332 | 2245 | 1540.2668
results281.txt | <--------- BUS NAME --------> | MW-SENS | -704.7332 | 2245 | 1540.2668
results281.txt | 6602 KOLBOTTEN400400.00 | -0.1666 | -704.7332 | 2245 | 1540.2668
results281.txt | 6603 ODENSALA 400.00 | 0.1025 | -704.7332 | 2245 | 1540.2668
results281.txt | 6606 HALL 400.00 | -0.1543 | -704.7332 | 2245 | 1540.2668
results281.txt | 6608 EKUDDEN400 400.00 | -0.1477 | -704.7332 | 2245 | 1540.2668
results282.txt | PTI INTERACTIVE POWER SYSTEM SIMULATOR--PSS(R)E MON, MAY 29 2023 | 16:32 | -700.6125 | 2245 | 1544.3875
results282.txt | SENSITIVITY FACTORS ARE CALCULATED WITH AC | NETWORK | -700.6125 | 2245 | 1544.3875
results282.txt | SUBSYSTEM 'RESERV' IS USED FOR OPPOSING SYSTEM FOR MW POWER | DISPATCH | -700.6125 | 2245 | 1544.3875
results282.txt | SENSITIVITY FACTORS OF BRANCH FLOW (MVA) ON 6781 SEINÄJOKI 400.00 TO 6810 TUOVILA 400.00 4 MORE THAN | 0.10000 | -700.6125 | 2245 | 1544.3875
results282.txt | <--------- BUS NAME --------> | MW-SENS | -700.6125 | 2245 | 1544.3875
results282.txt | 6778 HIRVISUO 400.00 | 0.2285 | -700.6125 | 2245 | 1544.3875
results282.txt | 6780 ALAJÄRVI 400.00 | -0.1306 | -700.6125 | 2245 | 1544.3875
results282.txt | 6781 SEINÄJOKI 400.00 | -0.3475 | -700.6125 | 2245 | 1544.3875
results282.txt | 6810 TUOVILA 400.00 | 0.4454 | -700.6125 | 2245 | 1544.3875
results282.txt | 6811 KRSITINESTAD400.00 | 0.1904 | -700.6125 | 2245 | 1544.3875
results282.txt | 9303 MUSALA 400.00 | 0.3368 | -700.6125 | 2245 | 1544.3875
results282.txt | 9305 KÄRPPIÖN 400.00 | 0.2695 | -700.6125 | 2245 | 1544.3875
results283.txt | PTI INTERACTIVE POWER SYSTEM SIMULATOR--PSS(R)E MON, MAY 29 2023 | 16:32 | -26.9242 | 1571.5 | 1544.5758
results283.txt | SENSITIVITY FACTORS ARE CALCULATED WITH AC | NETWORK | -26.9242 | 1571.5 | 1544.5758
results283.txt | SUBSYSTEM 'RESERV' IS USED FOR OPPOSING SYSTEM FOR MW POWER | DISPATCH | -26.9242 | 1571.5 | 1544.5758
results283.txt | SENSITIVITY FACTORS OF BRANCH FLOW (MVA) ON 6362 FEDA300 400.00 TO 6364 LISTAWIND 400.00 1 MORE THAN | 0.10000 | -26.9242 | 1571.5 | 1544.5758
results283.txt | <--------- BUS NAME --------> | MW-SENS | -26.9242 | 1571.5 | 1544.5758
results283.txt | 6364 LISTAWIND 400.00 | 0.8030 | -26.9242 | 1571.5 | 1544.5758
results284.txt | PTI INTERACTIVE POWER SYSTEM SIMULATOR--PSS(R)E MON, MAY 29 2023 | 16:32 | 26.5923 | 1571.5 | 1544.9077
results284.txt | SENSITIVITY FACTORS ARE CALCULATED WITH AC | NETWORK | 26.5923 | 1571.5 | 1544.9077
results284.txt | SUBSYSTEM 'RESERV' IS USED FOR OPPOSING SYSTEM FOR MW POWER | DISPATCH | 26.5923 | 1571.5 | 1544.9077
results284.txt | SENSITIVITY FACTORS OF BRANCH FLOW (MVA) ON 7017 HAMMERFEST 400.00 TO 9003 HAMMERF 400.00 3 MORE THAN | 0.10000 | 26.5923 | 1571.5 | 1544.9077
results285.txt | PTI INTERACTIVE POWER SYSTEM SIMULATOR--PSS(R)E MON, MAY 29 2023 | 16:32 | -25.5555 | 1571.5 | 1545.9445
results285.txt | SENSITIVITY FACTORS ARE CALCULATED WITH AC | NETWORK | -25.5555 | 1571.5 | 1545.9445
results285.txt | SUBSYSTEM 'RESERV' IS USED FOR OPPOSING SYSTEM FOR MW POWER | DISPATCH | -25.5555 | 1571.5 | 1545.9445
results285.txt | SENSITIVITY FACTORS OF BRANCH FLOW (MVA) ON 6713 NEDREVINSTRA400.00 TO 6717 NEDREVINSTRA400.00 1 MORE THAN | 0.10000 | -25.5555 | 1571.5 | 1545.9445
results285.txt | <--------- BUS NAME --------> | MW-SENS | -25.5555 | 1571.5 | 1545.9445
results285.txt | 6717 NEDREVINSTRA400.00 | 0.9762 | -25.5555 | 1571.5 | 1545.9445
results286.txt | PTI INTERACTIVE POWER SYSTEM SIMULATOR--PSS(R)E MON, MAY 29 2023 | 16:32 | -698.8651 | 2245 | 1546.1349
results286.txt | SENSITIVITY FACTORS ARE CALCULATED WITH AC | NETWORK | -698.8651 | 2245 | 1546.1349
results286.txt | SUBSYSTEM 'RESERV' IS USED FOR OPPOSING SYSTEM FOR MW POWER | DISPATCH | -698.8651 | 2245 | 1546.1349
results286.txt | SENSITIVITY FACTORS OF BRANCH FLOW (MVA) ON 6940 NAMSKOGEN 400.00 TO 6941 TUNNSJO300 400.00 3 MORE THAN | 0.10000 | -698.8651 | 2245 | 1546.1349
results286.txt | <--------- BUS NAME --------> | MW-SENS | -698.8651 | 2245 | 1546.1349
results286.txt | 6936 NEDRERÖS400 400.00 | -0.1751 | -698.8651 | 2245 | 1546.1349
results286.txt | 6935 NEDRERÖS300 400.00 | -0.1771 | -698.8651 | 2245 | 1546.1349
results286.txt | 6934 NEDRERÖS220 220.00 | -0.1524 | -698.8651 | 2245 | 1546.1349
results286.txt | 6937 MARKA 400.00 | -0.3373 | -698.8651 | 2245 | 1546.1349
results286.txt | 6938 NAMSOS 400.00 | 0.1143 | -698.8651 | 2245 | 1546.1349
results286.txt | 6939 KOLSVIK 400.00 | -0.7116 | -698.8651 | 2245 | 1546.1349
results286.txt | 6940 NAMSKOGEN 400.00 | -0.7125 | -698.8651 | 2245 | 1546.1349
results286.txt | 6942 TUNNSJO400 400.00 | 0.1321 | -698.8651 | 2245 | 1546.1349
results286.txt | 6941 TUNNSJO300 400.00 | 0.1321 | -698.8651 | 2245 | 1546.1349
results286.txt | 6944 RANA 400.00 | -0.1702 | -698.8651 | 2245 | 1546.1349
results286.txt | 6945 GEJMÅN 220.00 | -0.1175 | -698.8651 | 2245 | 1546.1349
results286.txt | 6996 OFOTEN 400.00 | -0.1207 | -698.8651 | 2245 | 1546.1349
results286.txt | 6997 NARVIK 400.00 | -0.1212 | -698.8651 | 2245 | 1546.1349
results286.txt | 7006 SVARTISEN 400.00 | -0.1612 | -698.8651 | 2245 | 1546.1349
results286.txt | 7007 KOBBELV 400.00 | -0.1356 | -698.8651 | 2245 | 1546.1349
results286.txt | 7008 SALTEN 400.00 | -0.1416 | -698.8651 | 2245 | 1546.1349
results286.txt | 7017 HAMMERFEST 400.00 | -0.1245 | -698.8651 | 2245 | 1546.1349
results286.txt | 7019 BALSFJORD 400.00 | -0.1223 | -698.8651 | 2245 | 1546.1349
results286.txt | 7020 BARDUFOSS 400.00 | -0.1221 | -698.8651 | 2245 | 1546.1349
results286.txt | 7799 JOINT 220.00 | -0.1176 | -698.8651 | 2245 | 1546.1349
results286.txt | 9001 SEIDAFJELL 400.00 | -0.1243 | -698.8651 | 2245 | 1546.1349
results286.txt | 9002 LEBSESBY 400.00 | -0.1243 | -698.8651 | 2245 | 1546.1349
results286.txt | 9003 HAMMERF 400.00 | -0.1245 | -698.8651 | 2245 | 1546.1349
results286.txt | 9004 ALTA 400.00 | -0.1237 | -698.8651 | 2245 | 1546.1349
results286.txt | 9005 BERGHEIM 400.00 | -0.1230 | -698.8651 | 2245 | 1546.1349
results287.txt | PTI INTERACTIVE POWER SYSTEM SIMULATOR--PSS(R)E MON, MAY 29 2023 | 16:32 | 696.2568 | 2245 | 1549.8812
results287.txt | SENSITIVITY FACTORS ARE CALCULATED WITH AC | NETWORK | 696.2568 | 2245 | 1549.8812
results287.txt | SUBSYSTEM 'RESERV' IS USED FOR OPPOSING SYSTEM FOR MW POWER | DISPATCH | 696.2568 | 2245 | 1549.8812
results287.txt | SENSITIVITY FACTORS OF BRANCH FLOW (MVA) ON 6935 NEDRERÖS300 400.00 TO 6937 MARKA 400.00 1 MORE THAN | 0.10000 | 696.2568 | 2245 | 1549.8812
results287.txt | <--------- BUS NAME --------> | MW-SENS | 696.2568 | 2245 | 1549.8812
results287.txt | 6936 NEDRERÖS400 400.00 | 0.1728 | 696.2568 | 2245 | 1549.8812
results287.txt | 6935 NEDRERÖS300 400.00 | 0.1748 | 696.2568 | 2245 | 1549.8812
results287.txt | 6934 NEDRERÖS220 220.00 | 0.1510 | 696.2568 | 2245 | 1549.8812
results287.txt | 6937 MARKA 400.00 | -0.6717 | 696.2568 | 2245 | 1549.8812
results287.txt | 6938 NAMSOS 400.00 | -0.1132 | 696.2568 | 2245 | 1549.8812
results287.txt | 6939 KOLSVIK 400.00 | -0.2949 | 696.2568 | 2245 | 1549.8812
results287.txt | 6940 NAMSKOGEN 400.00 | -0.2954 | 696.2568 | 2245 | 1549.8812
results287.txt | 6942 TUNNSJO400 400.00 | -0.1308 | 696.2568 | 2245 | 1549.8812
results287.txt | 6941 TUNNSJO300 400.00 | -0.1308 | 696.2568 | 2245 | 1549.8812
results287.txt | 6944 RANA 400.00 | 0.1686 | 696.2568 | 2245 | 1549.8812
results287.txt | 6945 GEJMÅN 220.00 | 0.1165 | 696.2568 | 2245 | 1549.8812
results287.txt | 6996 OFOTEN 400.00 | 0.1195 | 696.2568 | 2245 | 1549.8812
results287.txt | 6997 NARVIK 400.00 | 0.1200 | 696.2568 | 2245 | 1549.8812
results287.txt | 7006 SVARTISEN 400.00 | 0.1597 | 696.2568 | 2245 | 1549.8812
results287.txt | 7007 KOBBELV 400.00 | 0.1343 | 696.2568 | 2245 | 1549.8812
results287.txt | 7008 SALTEN 400.00 | 0.1403 | 696.2568 | 2245 | 1549.8812
results287.txt | 7017 HAMMERFEST 400.00 | 0.1233 | 696.2568 | 2245 | 1549.8812
results287.txt | 7019 BALSFJORD 400.00 | 0.1212 | 696.2568 | 2245 | 1549.8812
results287.txt | 7020 BARDUFOSS 400.00 | 0.1209 | 696.2568 | 2245 | 1549.8812
results287.txt | 7799 JOINT 220.00 | 0.1165 | 696.2568 | 2245 | 1549.8812
results287.txt | 9001 SEIDAFJELL 400.00 | 0.1231 | 696.2568 | 2245 | 1549.8812
results287.txt | 9002 LEBSESBY 400.00 | 0.1231 | 696.2568 | 2245 | 1549.8812
results287.txt | 9003 HAMMERF 400.00 | 0.1233 | 696.2568 | 2245 | 1549.8812
results287.txt | 9004 ALTA 400.00 | 0.1226 | 696.2568 | 2245 | 1549.8812
results287.txt | 9005 BERGHEIM 400.00 | 0.1218 | 696.2568 | 2245 | 1549.8812
results288.txt | PTI INTERACTIVE POWER SYSTEM SIMULATOR--PSS(R)E MON, MAY 29 2023 | 16:32 | -693.233 | 2245 | 1551.767
results288.txt | SENSITIVITY FACTORS ARE CALCULATED WITH AC | NETWORK | -693.233 | 2245 | 1551.767
results288.txt | SUBSYSTEM 'RESERV' IS USED FOR OPPOSING SYSTEM FOR MW POWER | DISPATCH | -693.233 | 2245 | 1551.767
results288.txt | SENSITIVITY FACTORS OF BRANCH FLOW (MVA) ON 6780 ALAJÄRVI 400.00 TO 6781 SEINÄJOKI 400.00 3 MORE THAN | 0.10000 | -693.233 | 2245 | 1551.767
results288.txt | <--------- BUS NAME --------> | MW-SENS | -693.233 | 2245 | 1551.767
results288.txt | 6545 HUITTINEN 400.00 | 0.1436 | -693.233 | 2245 | 1551.767
results288.txt | 6546 SALO 400.00 | 0.1290 | -693.233 | 2245 | 1551.767
results288.txt | 6547 FORSSA 400.00 | 0.1270 | -693.233 | 2245 | 1551.767
results288.txt | 6550 KOPULA 400.00 | 0.1028 | -693.233 | 2245 | 1551.767
results288.txt | 6552 TAMMISTO 400.00 | 0.1054 | -693.233 | 2245 | 1551.767
results288.txt | 6554 LÄNSISALMI 400.00 | 0.1005 | -693.233 | 2245 | 1551.767
results288.txt | 6555 INKOO 400.00 | 0.1171 | -693.233 | 2245 | 1551.767
results288.txt | 6556 ESPOO 400.00 | 0.1073 | -693.233 | 2245 | 1551.767
results288.txt | 6615 TAHKOLUOTO 400.00 | 0.1837 | -693.233 | 2245 | 1551.767
results288.txt | 6617 OLKILUOTO 400.00 | 0.1610 | -693.233 | 2245 | 1551.767
results288.txt | 6618 RAUMA 400.00 | 0.1590 | -693.233 | 2245 | 1551.767
results288.txt | 6619 ULVILA 400.00 | 0.1852 | -693.233 | 2245 | 1551.767
results288.txt | 6621 LIETO 400.00 | 0.1345 | -693.233 | 2245 | 1551.767
results288.txt | 6778 HIRVISUO 400.00 | 0.1712 | -693.233 | 2245 | 1551.767
results288.txt | 6780 ALAJÄRVI 400.00 | -0.1656 | -693.233 | 2245 | 1551.767
results288.txt | 6781 SEINÄJOKI 400.00 | 0.4610 | -693.233 | 2245 | 1551.767
results288.txt | 6810 TUOVILA 400.00 | 0.3441 | -693.233 | 2245 | 1551.767
results288.txt | 6811 KRSITINESTAD400.00 | 0.2577 | -693.233 | 2245 | 1551.767
results288.txt | 9303 MUSALA 400.00 | 0.2576 | -693.233 | 2245 | 1551.767
results288.txt | 9305 KÄRPPIÖN 400.00 | 0.2843 | -693.233 | 2245 | 1551.767
results288.txt | 9306 HONKAJOEN 400.00 | 0.2399 | -693.233 | 2245 | 1551.767
results288.txt | 9309 NAANTALINSAL400.00 | 0.1344 | -693.233 | 2245 | 1551.767
results289.txt | PTI INTERACTIVE POWER SYSTEM SIMULATOR--PSS(R)E MON, MAY 29 2023 | 16:32 | 691.5976 | 2245 | 1553.4025
results289.txt | SENSITIVITY FACTORS ARE CALCULATED WITH AC | NETWORK | 691.5976 | 2245 | 1553.4025
results289.txt | SUBSYSTEM 'RESERV' IS USED FOR OPPOSING SYSTEM FOR MW POWER | DISPATCH | 691.5976 | 2245 | 1553.4025
results289.txt | SENSITIVITY FACTORS OF BRANCH FLOW (MVA) ON 6796 BETÅSEN400 400.00 TO 6930 LETSI 400.00 6 MORE THAN | 0.10000 | 691.5976 | 2245 | 1553.4025
results289.txt | <--------- BUS NAME --------> | MW-SENS | 691.5976 | 2245 | 1553.4025
results289.txt | 5624 HERSLEV 400.00 | 0.1186 | 691.5976 | 2245 | 1553.4025
results289.txt | 5642 HOVEGARD 400.00 | 0.1183 | 691.5976 | 2245 | 1553.4025
results289.txt | 5646 BJAEVERSKOV4400.00 | 0.1182 | 691.5976 | 2245 | 1553.4025
results289.txt | 5645 BJAEVERSKOV2220.00 | 0.1177 | 691.5976 | 2245 | 1553.4025
results289.txt | 5657 ISHOJ400 400.00 | 0.1183 | 691.5976 | 2245 | 1553.4025
results289.txt | 5656 ISHOJ220 220.00 | 0.1187 | 691.5976 | 2245 | 1553.4025
results289.txt | 5660 AVEDOREVERK 400.00 | 0.1185 | 691.5976 | 2245 | 1553.4025
results289.txt | 5662 ORSTEDSVERKE400.00 | 0.1188 | 691.5976 | 2245 | 1553.4025
results289.txt | 5671 SEGE 400.00 | 0.1155 | 691.5976 | 2245 | 1553.4025
results289.txt | 5672 ARRIE 400.00 | 0.1155 | 691.5976 | 2245 | 1553.4025
results289.txt | 5673 KRUSEBERG 400.00 | 0.1154 | 691.5976 | 2245 | 1553.4025
results289.txt | 5676 WIND FARM 220.00 | 0.1137 | 691.5976 | 2245 | 1553.4025
results289.txt | 5845 ASNAESVERK 400.00 | 0.1184 | 691.5976 | 2245 | 1553.4025
results289.txt | 6314 TIMMERSDALA 400.00 | 0.1032 | 691.5976 | 2245 | 1553.4025
results289.txt | 6316 UDDEBO 400.00 | 0.1013 | 691.5976 | 2245 | 1553.4025
results289.txt | 6319 KYNDBYVERKER400.00 | 0.1182 | 691.5976 | 2245 | 1553.4025
results289.txt | 6324 GORLOSEGARD 400.00 | 0.1173 | 691.5976 | 2245 | 1553.4025
results289.txt | 6330 GELNTEGARD2 400.00 | 0.1194 | 691.5976 | 2245 | 1553.4025
results289.txt | 6334 GLENTEGARD 400.00 | 0.1198 | 691.5976 | 2245 | 1553.4025
results289.txt | 6335 SODERASEN 400.00 | 0.1143 | 691.5976 | 2245 | 1553.4025
results289.txt | 6337 BARSEBACK 400.00 | 0.1155 | 691.5976 | 2245 | 1553.4025
results289.txt | 6338 HURVA 400.00 | 0.1165 | 691.5976 | 2245 | 1553.4025
results289.txt | 6340 MOHOLM 220.00 | 0.1252 | 691.5976 | 2245 | 1553.4025
results289.txt | 6341 KOLSTAD 400.00 | 0.1156 | 691.5976 | 2245 | 1553.4025
results289.txt | 6342 TENHULT 400.00 | 0.1106 | 691.5976 | 2245 | 1553.4025
results289.txt | 6343 BARKERYD 400.00 | 0.1141 | 691.5976 | 2245 | 1553.4025
results289.txt | 6345 GLAN 400.00 | 0.1138 | 691.5976 | 2245 | 1553.4025
results289.txt | 6346 KIMSTAD 400.00 | 0.1144 | 691.5976 | 2245 | 1553.4025
results289.txt | 6348 OSKARSHAMN 400.00 | 0.1158 | 691.5976 | 2245 | 1553.4025
results289.txt | 6349 ALVESTA 400.00 | 0.1165 | 691.5976 | 2245 | 1553.4025
results289.txt | 6350 HEMSJO 400.00 | 0.1185 | 691.5976 | 2245 | 1553.4025
results289.txt | 6351 KARLSHAMN 400.00 | 0.1184 | 691.5976 | 2245 | 1553.4025
results289.txt | 6354 NYBRO 400.00 | 0.1194 | 691.5976 | 2245 | 1553.4025
results289.txt | 6571 VISULAHTI 400.00 | -0.1718 | 691.5976 | 2245 | 1553.4025
results289.txt | 6545 HUITTINEN 400.00 | -0.1705 | 691.5976 | 2245 | 1553.4025
results289.txt | 6572 KYMI 400.00 | -0.1712 | 691.5976 | 2245 | 1553.4025
results289.txt | 6546 SALO 400.00 | -0.1707 | 691.5976 | 2245 | 1553.4025
results289.txt | 6547 FORSSA 400.00 | -0.1707 | 691.5976 | 2245 | 1553.4025
results289.txt | 6548 KANGASALA 400.00 | -0.1709 | 691.5976 | 2245 | 1553.4025
results289.txt | 6549 LAVIANVOURI 400.00 | -0.1710 | 691.5976 | 2245 | 1553.4025
results289.txt | 6550 KOPULA 400.00 | -0.1711 | 691.5976 | 2245 | 1553.4025
results289.txt | 6551 HIKIÄ 400.00 | -0.1710 | 691.5976 | 2245 | 1553.4025
results289.txt | 6552 TAMMISTO 400.00 | -0.1708 | 691.5976 | 2245 | 1553.4025
results289.txt | 6553 NURMIJÄRVI 400.00 | -0.1710 | 691.5976 | 2245 | 1553.4025
results289.txt | 6554 LÄNSISALMI 400.00 | -0.1709 | 691.5976 | 2245 | 1553.4025
results289.txt | 6555 INKOO 400.00 | -0.1708 | 691.5976 | 2245 | 1553.4025
results289.txt | 6556 ESPOO 400.00 | -0.1709 | 691.5976 | 2245 | 1553.4025
results289.txt | 6567 ANTTILA 400.00 | -0.1710 | 691.5976 | 2245 | 1553.4025
results289.txt | 6569 KORIA 400.00 | -0.1712 | 691.5976 | 2245 | 1553.4025
results289.txt | 6570 LOVIISA 400.00 | -0.1708 | 691.5976 | 2245 | 1553.4025
results289.txt | 6573 YLLIKKÄLÄ 400.00 | -0.1716 | 691.5976 | 2245 | 1553.4025
results289.txt | 6580 SODERALA 220.00 | 0.1085 | 691.5976 | 2245 | 1553.4025
results289.txt | 6583 STACKBO400 400.00 | 0.1013 | 691.5976 | 2245 | 1553.4025
results289.txt | 6582 STACKBO220 220.00 | 0.1026 | 691.5976 | 2245 | 1553.4025
results289.txt | 6584 VALBO 220.00 | 0.1039 | 691.5976 | 2245 | 1553.4025
results289.txt | 6585 FINNBOLEHVDC400.00 | 0.1017 | 691.5976 | 2245 | 1553.4025
results289.txt | 6586 FINNBOLEHVDC400.00 | 0.1024 | 691.5976 | 2245 | 1553.4025
results289.txt | 6588 UNTRA 220.00 | 0.1056 | 691.5976 | 2245 | 1553.4025
results289.txt | 6592 STARFORS 220.00 | 0.1134 | 691.5976 | 2245 | 1553.4025
results289.txt | 6594 HAMRA400 400.00 | 0.1066 | 691.5976 | 2245 | 1553.4025
results289.txt | 6593 HAMRA220 220.00 | 0.1056 | 691.5976 | 2245 | 1553.4025
results289.txt | 6595 BREDAKER 220.00 | 0.1078 | 691.5976 | 2245 | 1553.4025
results289.txt | 6597 TUNA400 400.00 | 0.1039 | 691.5976 | 2245 | 1553.4025
results289.txt | 6596 TUNA220 220.00 | 0.1075 | 691.5976 | 2245 | 1553.4025
results289.txt | 6598 BOLANDERNA 220.00 | 0.1101 | 691.5976 | 2245 | 1553.4025
results289.txt | 6599 PLENNINGE 220.00 | 0.1095 | 691.5976 | 2245 | 1553.4025
results289.txt | 6600 AKER 400.00 | 0.1104 | 691.5976 | 2245 | 1553.4025
results289.txt | 6602 KOLBOTTEN400400.00 | 0.1061 | 691.5976 | 2245 | 1553.4025
results289.txt | 6601 KOLBOTTEN220220.00 | 0.1056 | 691.5976 | 2245 | 1553.4025
results289.txt | 6603 ODENSALA 400.00 | 0.1039 | 691.5976 | 2245 | 1553.4025
results289.txt | 6605 STOCKHOLM400400.00 | 0.1042 | 691.5976 | 2245 | 1553.4025
results289.txt | 6604 STOCKHOLM220220.00 | 0.1052 | 691.5976 | 2245 | 1553.4025
results289.txt | 6606 HALL 400.00 | 0.1067 | 691.5976 | 2245 | 1553.4025
results289.txt | 6608 EKUDDEN400 400.00 | 0.1066 | 691.5976 | 2245 | 1553.4025
results289.txt | 6607 EKUDDEN220 220.00 | 0.1050 | 691.5976 | 2245 | 1553.4025
results289.txt | 6609 SOLBERGA 220.00 | 0.1051 | 691.5976 | 2245 | 1553.4025
results289.txt | 6610 GRASKA 220.00 | 0.1101 | 691.5976 | 2245 | 1553.4025
results289.txt | 6611 HALLSTAVIK 220.00 | 0.1101 | 691.5976 | 2245 | 1553.4025
results289.txt | 6613 MALSTA 220.00 | 0.1111 | 691.5976 | 2245 | 1553.4025
results289.txt | 6614 VALLENTUNA 220.00 | 0.1069 | 691.5976 | 2245 | 1553.4025
results289.txt | 6615 TAHKOLUOTO 400.00 | -0.1702 | 691.5976 | 2245 | 1553.4025
results289.txt | 6617 OLKILUOTO 400.00 | -0.1701 | 691.5976 | 2245 | 1553.4025
results289.txt | 6618 RAUMA 400.00 | -0.1701 | 691.5976 | 2245 | 1553.4025
results289.txt | 6619 ULVILA 400.00 | -0.1704 | 691.5976 | 2245 | 1553.4025
results289.txt | 6621 LIETO 400.00 | -0.1705 | 691.5976 | 2245 | 1553.4025
results289.txt | 6631 BASNA 400.00 | 0.1227 | 691.5976 | 2245 | 1553.4025
results289.txt | 6632 REPBACKEN 400.00 | 0.1227 | 691.5976 | 2245 | 1553.4025
results289.txt | 6633 DÖNJE 220.00 | 0.1120 | 691.5976 | 2245 | 1553.4025
results289.txt | 6634 OCKELBO 220.00 | 0.1101 | 691.5976 | 2245 | 1553.4025
results289.txt | 6635 HOFORS 220.00 | 0.1108 | 691.5976 | 2245 | 1553.4025
results289.txt | 6636 HORNDAL 220.00 | 0.1082 | 691.5976 | 2245 | 1553.4025
results289.txt | 6637 MORGARDSH 400.00 | 0.1096 | 691.5976 | 2245 | 1553.4025
results289.txt | 6639 LINDBACKA400400.00 | 0.1126 | 691.5976 | 2245 | 1553.4025
results289.txt | 6638 LINDBACKA220220.00 | 0.1110 | 691.5976 | 2245 | 1553.4025
results289.txt | 6641 HALLSBERG400400.00 | 0.1130 | 691.5976 | 2245 | 1553.4025
results289.txt | 6640 HALLSBERG220220.00 | 0.1130 | 691.5976 | 2245 | 1553.4025
results289.txt | 6642 OSTANSJO 400.00 | 0.1133 | 691.5976 | 2245 | 1553.4025
results289.txt | 6643 FINNSLATTEN 220.00 | 0.1090 | 691.5976 | 2245 | 1553.4025
results289.txt | 6644 HIMMETA 220.00 | 0.1116 | 691.5976 | 2245 | 1553.4025
results289.txt | 6645 AROSVERKET 220.00 | 0.1116 | 691.5976 | 2245 | 1553.4025
results289.txt | 6646 HEDENLUNDA 400.00 | 0.1119 | 691.5976 | 2245 | 1553.4025
results289.txt | 6778 HIRVISUO 400.00 | -0.1711 | 691.5976 | 2245 | 1553.4025
results289.txt | 6779 UUSNIVALA 400.00 | -0.1715 | 691.5976 | 2245 | 1553.4025
results289.txt | 6780 ALAJÄRVI 400.00 | -0.1714 | 691.5976 | 2245 | 1553.4025
results289.txt | 6781 SEINÄJOKI 400.00 | -0.1710 | 691.5976 | 2245 | 1553.4025
results289.txt | 6783 PETÄJÄV400 400.00 | -0.1714 | 691.5976 | 2245 | 1553.4025
results289.txt | 6782 PETÄJÄV220 220.00 | -0.1714 | 691.5976 | 2245 | 1553.4025
results289.txt | 6784 JÄMSÄ 220.00 | -0.1716 | 691.5976 | 2245 | 1553.4025
results289.txt | 6785 TOIVILA 400.00 | -0.1712 | 691.5976 | 2245 | 1553.4025
results289.txt | 6786 HAAPAVESI 220.00 | -0.1711 | 691.5976 | 2245 | 1553.4025
results289.txt | 6787 VUOLIJOKI 400.00 | -0.1719 | 691.5976 | 2245 | 1553.4025
results289.txt | 6788 ALAPITKÄ 400.00 | -0.1719 | 691.5976 | 2245 | 1553.4025
results289.txt | 6789 VIHTAVUORI 400.00 | -0.1716 | 691.5976 | 2245 | 1553.4025
results289.txt | 6790 HUUTOKOSKI 400.00 | -0.1719 | 691.5976 | 2245 | 1553.4025
results289.txt | 6791 TRATTBERGET 220.00 | 0.1182 | 691.5976 | 2245 | 1553.4025
results289.txt | 6792 HÄLLBY 220.00 | 0.1182 | 691.5976 | 2245 | 1553.4025
results289.txt | 6793 DEGERFORSEN 220.00 | 0.1180 | 691.5976 | 2245 | 1553.4025
results289.txt | 6794 GUSELE 220.00 | 0.1190 | 691.5976 | 2245 | 1553.4025
results289.txt | 6796 BETÅSEN400 400.00 | 0.1521 | 691.5976 | 2245 | 1553.4025
results289.txt | 6795 BETÅSEN220 220.00 | 0.1331 | 691.5976 | 2245 | 1553.4025
results289.txt | 6797 NÄMFORSEN 220.00 | 0.1180 | 691.5976 | 2245 | 1553.4025
results289.txt | 6798 MOFORSEN 220.00 | 0.1151 | 691.5976 | 2245 | 1553.4025
results289.txt | 6800 FORSMO 220.00 | 0.1086 | 691.5976 | 2245 | 1553.4025
results289.txt | 6810 TUOVILA 400.00 | -0.1708 | 691.5976 | 2245 | 1553.4025
results289.txt | 6811 KRSITINESTAD400.00 | -0.1705 | 691.5976 | 2245 | 1553.4025
results289.txt | 6829 HAVSNÄS 220.00 | 0.1118 | 691.5976 | 2245 | 1553.4025
results289.txt | 6832 LÅNGBJÖRN400400.00 | 0.1104 | 691.5976 | 2245 | 1553.4025
results289.txt | 6831 LÅNGBJÖRN220220.00 | 0.1176 | 691.5976 | 2245 | 1553.4025
results289.txt | 6833 LASELE 220.00 | 0.1270 | 691.5976 | 2245 | 1553.4025
results289.txt | 6838 RAMSELE 400.00 | 0.1012 | 691.5976 | 2245 | 1553.4025
results289.txt | 6839 KILFORSEN 400.00 | 0.1202 | 691.5976 | 2245 | 1553.4025
results289.txt | 6854 LJUSDAL 220.00 | 0.1166 | 691.5976 | 2245 | 1553.4025
results289.txt | 6903 SEITENOIKEA 220.00 | -0.1704 | 691.5976 | 2245 | 1553.4025
results289.txt | 6907 DJUPTJÄRN 400.00 | -0.1554 | 691.5976 | 2245 | 1553.4025
results289.txt | 6908 KEMINMAA 220.00 | -0.1707 | 691.5976 | 2245 | 1553.4025
results289.txt | 6909 ISOHAARA 400.00 | -0.1655 | 691.5976 | 2245 | 1553.4025
results289.txt | 6910 SUBSTATION 400.00 | -0.1655 | 691.5976 | 2245 | 1553.4025
results289.txt | 6911 JYLKKÄ 400.00 | -0.1714 | 691.5976 | 2245 | 1553.4025
results289.txt | 6912 VALAJASKO 220.00 | -0.1709 | 691.5976 | 2245 | 1553.4025
results289.txt | 6913 VANTTAUSKOSK220.00 | -0.1710 | 691.5976 | 2245 | 1553.4025
results289.txt | 6915 PIRITTIK400 400.00 | -0.1710 | 691.5976 | 2245 | 1553.4025
results289.txt | 6914 PIRITTK220 220.00 | -0.1710 | 691.5976 | 2245 | 1553.4025
results289.txt | 6916 SEITAKORVA 220.00 | -0.1709 | 691.5976 | 2245 | 1553.4025
results289.txt | 6917 ISOKANGAS 400.00 | -0.1715 | 691.5976 | 2245 | 1553.4025
results289.txt | 6918 PIKKARALA 400.00 | -0.1713 | 691.5976 | 2245 | 1553.4025
results289.txt | 6920 PYHÄNSEL400 400.00 | -0.1717 | 691.5976 | 2245 | 1553.4025
results289.txt | 6919 PYHÄNSEL220 220.00 | -0.1717 | 691.5976 | 2245 | 1553.4025
results289.txt | 6921 PYHÄKOSI 220.00 | -0.1713 | 691.5976 | 2245 | 1553.4025
results289.txt | 6922 UTANEN 220.00 | -0.1710 | 691.5976 | 2245 | 1553.4025
results289.txt | 6923 NUOJA 220.00 | -0.1708 | 691.5976 | 2245 | 1553.4025
results289.txt | 6927 STENKULLAFOR220.00 | 0.1164 | 691.5976 | 2245 | 1553.4025
results289.txt | 6928 ÅSELE 220.00 | 0.1162 | 691.5976 | 2245 | 1553.4025
results289.txt | 6930 LETSI 400.00 | -0.1877 | 691.5976 | 2245 | 1553.4025
results289.txt | 6931 SVARTBYN 400.00 | -0.1470 | 691.5976 | 2245 | 1553.4025
results289.txt | 6933 RÅBÄCKEN 400.00 | -0.1004 | 691.5976 | 2245 | 1553.4025
results289.txt | 6943 LINNVASSELV 220.00 | 0.1062 | 691.5976 | 2245 | 1553.4025
results289.txt | 6948 BLÅSJÖN 220.00 | 0.1066 | 691.5976 | 2245 | 1553.4025
results289.txt | 6949 JUNSTERF 220.00 | 0.1070 | 691.5976 | 2245 | 1553.4025
results289.txt | 6950 GÄDDEDE 220.00 | 0.1074 | 691.5976 | 2245 | 1553.4025
results289.txt | 6951 KORSELBRÄNNA220.00 | 0.1065 | 691.5976 | 2245 | 1553.4025
results289.txt | 6952 BÅGEDE 220.00 | 0.1092 | 691.5976 | 2245 | 1553.4025
results289.txt | 6953 STALON 220.00 | 0.1049 | 691.5976 | 2245 | 1553.4025
results289.txt | 6954 STORBÄCK 220.00 | 0.1061 | 691.5976 | 2245 | 1553.4025
results289.txt | 6990 ISONIEMI 220.00 | -0.1724 | 691.5976 | 2245 | 1553.4025
results289.txt | 6992 IVALO 220.00 | -0.1742 | 691.5976 | 2245 | 1553.4025
results289.txt | 6993 KUOLAJÄRVI 220.00 | -0.1726 | 691.5976 | 2245 | 1553.4025
results289.txt | 6994 VAJUKOSKI 220.00 | -0.1727 | 691.5976 | 2245 | 1553.4025
results289.txt | 6995 KOKKOSNIVA 220.00 | -0.1723 | 691.5976 | 2245 | 1553.4025
results289.txt | 7001 SEITEVARE 400.00 | -0.1473 | 691.5976 | 2245 | 1553.4025
results289.txt | 7002 PORJUS 400.00 | -0.1228 | 691.5976 | 2245 | 1553.4025
results289.txt | 7003 HARSPÅNGET 400.00 | -0.1405 | 691.5976 | 2245 | 1553.4025
results289.txt | 7004 LIGGA 400.00 | -0.1473 | 691.5976 | 2245 | 1553.4025
results289.txt | 7005 MESSAURE 400.00 | -0.1670 | 691.5976 | 2245 | 1553.4025
results289.txt | 7010 VARANGERBOT 220.00 | -0.1755 | 691.5976 | 2245 | 1553.4025
results289.txt | 7018 UTSJOKI 220.00 | -0.1753 | 691.5976 | 2245 | 1553.4025
results289.txt | 7054 OSSAUSKOSKI 220.00 | -0.1707 | 691.5976 | 2245 | 1553.4025
results289.txt | 7056 PETÄJÄSKO 400.00 | -0.1709 | 691.5976 | 2245 | 1553.4025
results289.txt | 7055 PETÄJÄSKO 220.00 | -0.1709 | 691.5976 | 2245 | 1553.4025
results289.txt | 8426 JOINT 220.00 | 0.1183 | 691.5976 | 2245 | 1553.4025
results289.txt | 8830 JOINT 220.00 | 0.1180 | 691.5976 | 2245 | 1553.4025
results289.txt | 8424 JOINT 220.00 | 0.1075 | 691.5976 | 2245 | 1553.4025
results289.txt | 8861 JOINT 400.00 | 0.1057 | 691.5976 | 2245 | 1553.4025
results289.txt | 8579 JOINT 220.00 | -0.1710 | 691.5976 | 2245 | 1553.4025
results289.txt | 8284 JOINT 220.00 | 0.1151 | 691.5976 | 2245 | 1553.4025
results289.txt | 8817 JOINT 220.00 | 0.1166 | 691.5976 | 2245 | 1553.4025
results289.txt | 7429 JOINT 220.00 | 0.1141 | 691.5976 | 2245 | 1553.4025
results289.txt | 8526 JOINT 220.00 | 0.1071 | 691.5976 | 2245 | 1553.4025
results289.txt | 8799 JOINT 220.00 | 0.1069 | 691.5976 | 2245 | 1553.4025
results289.txt | 7140 JOINT 220.00 | -0.1752 | 691.5976 | 2245 | 1553.4025
results289.txt | 8504 JOINT 220.00 | 0.1120 | 691.5976 | 2245 | 1553.4025
results289.txt | 8256 JOINT 400.00 | -0.1473 | 691.5976 | 2245 | 1553.4025
results289.txt | 8845 JOINT 220.00 | 0.1110 | 691.5976 | 2245 | 1553.4025
results289.txt | 8691 JOINT 220.00 | 0.1092 | 691.5976 | 2245 | 1553.4025
results289.txt | 8723 JOINT 220.00 | 0.1061 | 691.5976 | 2245 | 1553.4025
results289.txt | 1052 BREARED 400.00 | 0.1037 | 691.5976 | 2245 | 1553.4025
results289.txt | 1053 HÄRADSBO 400.00 | 0.1052 | 691.5976 | 2245 | 1553.4025
results289.txt | 9401 HAGESKRUV 400.00 | 0.1159 | 691.5976 | 2245 | 1553.4025
results289.txt | 9404 GÄDDTJÄRN 400.00 | 0.1296 | 691.5976 | 2245 | 1553.4025
results289.txt | 9405 GRÖNVIKEN 400.00 | 0.1016 | 691.5976 | 2245 | 1553.4025
results289.txt | 9408 HÄLLBERGET 400.00 | -0.1817 | 691.5976 | 2245 | 1553.4025
results289.txt | 9301 KEMIJÄRVI 220.00 | -0.1713 | 691.5976 | 2245 | 1553.4025
results289.txt | 9302 KEMINMAA 400.00 | -0.1788 | 691.5976 | 2245 | 1553.4025
results289.txt | 9304 LUMIJÄRVI 400.00 | -0.1714 | 691.5976 | 2245 | 1553.4025
results289.txt | 9303 MUSALA 400.00 | -0.1709 | 691.5976 | 2245 | 1553.4025
results289.txt | 9305 KÄRPPIÖN 400.00 | -0.1706 | 691.5976 | 2245 | 1553.4025
results289.txt | 9306 HONKAJOEN 400.00 | -0.1705 | 691.5976 | 2245 | 1553.4025
results289.txt | 9307 KONTIOLAHTI 400.00 | -0.1718 | 691.5976 | 2245 | 1553.4025
results289.txt | 9308 ORIMATTILAN 400.00 | -0.1710 | 691.5976 | 2245 | 1553.4025
results289.txt | 9309 NAANTALINSAL400.00 | -0.1705 | 691.5976 | 2245 | 1553.4025
results289.txt | 9410 HORNDAL 400.00 | 0.1108 | 691.5976 | 2245 | 1553.4025
results289.txt | 9411 MUNGA 400.00 | 0.1074 | 691.5976 | 2245 | 1553.4025
results289.txt | 9412 FALLVIKEN 400.00 | 0.1120 | 691.5976 | 2245 | 1553.4025
results290.txt | PTI INTERACTIVE POWER SYSTEM SIMULATOR--PSS(R)E MON, MAY 29 2023 | 16:32 | -18.0044 | 1571.5 | 1553.4956
results290.txt | SENSITIVITY FACTORS ARE CALCULATED WITH AC | NETWORK | -18.0044 | 1571.5 | 1553.4956
results290.txt | SUBSYSTEM 'RESERV' IS USED FOR OPPOSING SYSTEM FOR MW POWER | DISPATCH | -18.0044 | 1571.5 | 1553.4956
results290.txt | SENSITIVITY FACTORS OF BRANCH FLOW (MVA) ON 6663 AURLAND400 400.00 TO 6664 AURLAND2 400.00 1 MORE THAN | 0.10000 | -18.0044 | 1571.5 | 1553.4956
results290.txt | <--------- BUS NAME --------> | MW-SENS | -18.0044 | 1571.5 | 1553.4956
results290.txt | 6664 AURLAND2 400.00 | 0.9798 | -18.0044 | 1571.5 | 1553.4956
results291.txt | PTI INTERACTIVE POWER SYSTEM SIMULATOR--PSS(R)E MON, MAY 29 2023 | 16:32 | -691.2806 | 2245 | 1553.7194
results291.txt | SENSITIVITY FACTORS ARE CALCULATED WITH AC | NETWORK | -691.2806 | 2245 | 1553.7194
results291.txt | SUBSYSTEM 'RESERV' IS USED FOR OPPOSING SYSTEM FOR MW POWER | DISPATCH | -691.2806 | 2245 | 1553.7194
results291.txt | SENSITIVITY FACTORS OF BRANCH FLOW (MVA) ON 6815 HÖGÅSEN 400.00 TO 7061 NEA 400.00 2 MORE THAN | 0.10000 | -691.2806 | 2245 | 1553.7194
results291.txt | <--------- BUS NAME --------> | MW-SENS | -691.2806 | 2245 | 1553.7194
results291.txt | 5624 HERSLEV 400.00 | -0.1095 | -691.2806 | 2245 | 1553.7194
results291.txt | 5642 HOVEGARD 400.00 | -0.1095 | -691.2806 | 2245 | 1553.7194
results291.txt | 5646 BJAEVERSKOV4400.00 | -0.1095 | -691.2806 | 2245 | 1553.7194
results291.txt | 5645 BJAEVERSKOV2220.00 | -0.1095 | -691.2806 | 2245 | 1553.7194
results291.txt | 5657 ISHOJ400 400.00 | -0.1095 | -691.2806 | 2245 | 1553.7194
results291.txt | 5656 ISHOJ220 220.00 | -0.1096 | -691.2806 | 2245 | 1553.7194
results291.txt | 5660 AVEDOREVERK 400.00 | -0.1095 | -691.2806 | 2245 | 1553.7194
results291.txt | 5662 ORSTEDSVERKE400.00 | -0.1096 | -691.2806 | 2245 | 1553.7194
results291.txt | 5671 SEGE 400.00 | -0.1122 | -691.2806 | 2245 | 1553.7194
results291.txt | 5672 ARRIE 400.00 | -0.1122 | -691.2806 | 2245 | 1553.7194
results291.txt | 5673 KRUSEBERG 400.00 | -0.1122 | -691.2806 | 2245 | 1553.7194
results291.txt | 5676 WIND FARM 220.00 | -0.1090 | -691.2806 | 2245 | 1553.7194
results291.txt | 5845 ASNAESVERK 400.00 | -0.1095 | -691.2806 | 2245 | 1553.7194
results291.txt | 6312 RINGHALS 400.00 | -0.1018 | -691.2806 | 2245 | 1553.7194
results291.txt | 6313 STROMMA 400.00 | -0.1003 | -691.2806 | 2245 | 1553.7194
results291.txt | 6314 TIMMERSDALA 400.00 | -0.1149 | -691.2806 | 2245 | 1553.7194
results291.txt | 6315 HORRED 400.00 | -0.1032 | -691.2806 | 2245 | 1553.7194
results291.txt | 6316 UDDEBO 400.00 | -0.1069 | -691.2806 | 2245 | 1553.7194
results291.txt | 6319 KYNDBYVERKER400.00 | -0.1095 | -691.2806 | 2245 | 1553.7194
results291.txt | 6324 GORLOSEGARD 400.00 | -0.1094 | -691.2806 | 2245 | 1553.7194
results291.txt | 6330 GELNTEGARD2 400.00 | -0.1096 | -691.2806 | 2245 | 1553.7194
results291.txt | 6334 GLENTEGARD 400.00 | -0.1097 | -691.2806 | 2245 | 1553.7194
results291.txt | 6335 SODERASEN 400.00 | -0.1091 | -691.2806 | 2245 | 1553.7194
results291.txt | 6337 BARSEBACK 400.00 | -0.1118 | -691.2806 | 2245 | 1553.7194
results291.txt | 6338 HURVA 400.00 | -0.1133 | -691.2806 | 2245 | 1553.7194
results291.txt | 6340 MOHOLM 220.00 | -0.1317 | -691.2806 | 2245 | 1553.7194
results291.txt | 6341 KOLSTAD 400.00 | -0.1221 | -691.2806 | 2245 | 1553.7194
results291.txt | 6342 TENHULT 400.00 | -0.1145 | -691.2806 | 2245 | 1553.7194
results291.txt | 6343 BARKERYD 400.00 | -0.1191 | -691.2806 | 2245 | 1553.7194
results291.txt | 6345 GLAN 400.00 | -0.1256 | -691.2806 | 2245 | 1553.7194
results291.txt | 6346 KIMSTAD 400.00 | -0.1257 | -691.2806 | 2245 | 1553.7194
results291.txt | 6348 OSKARSHAMN 400.00 | -0.1204 | -691.2806 | 2245 | 1553.7194
results291.txt | 6349 ALVESTA 400.00 | -0.1162 | -691.2806 | 2245 | 1553.7194
results291.txt | 6350 HEMSJO 400.00 | -0.1169 | -691.2806 | 2245 | 1553.7194
results291.txt | 6351 KARLSHAMN 400.00 | -0.1169 | -691.2806 | 2245 | 1553.7194
results291.txt | 6354 NYBRO 400.00 | -0.1184 | -691.2806 | 2245 | 1553.7194
results291.txt | 6580 SODERALA 220.00 | -0.1309 | -691.2806 | 2245 | 1553.7194
results291.txt | 6581 ANGSBERG 400.00 | -0.1293 | -691.2806 | 2245 | 1553.7194
results291.txt | 6583 STACKBO400 400.00 | -0.1296 | -691.2806 | 2245 | 1553.7194
results291.txt | 6582 STACKBO220 220.00 | -0.1298 | -691.2806 | 2245 | 1553.7194
results291.txt | 6584 VALBO 220.00 | -0.1300 | -691.2806 | 2245 | 1553.7194
results291.txt | 6585 FINNBOLEHVDC400.00 | -0.1296 | -691.2806 | 2245 | 1553.7194
results291.txt | 6586 FINNBOLEHVDC400.00 | -0.1297 | -691.2806 | 2245 | 1553.7194
results291.txt | 6588 UNTRA 220.00 | -0.1303 | -691.2806 | 2245 | 1553.7194
results291.txt | 6589 DANNEBO 400.00 | -0.1290 | -691.2806 | 2245 | 1553.7194
results291.txt | 6591 FORSMARK 400.00 | -0.1289 | -691.2806 | 2245 | 1553.7194
results291.txt | 6592 STARFORS 220.00 | -0.1320 | -691.2806 | 2245 | 1553.7194
results291.txt | 6594 HAMRA400 400.00 | -0.1301 | -691.2806 | 2245 | 1553.7194
results291.txt | 6593 HAMRA220 220.00 | -0.1298 | -691.2806 | 2245 | 1553.7194
results291.txt | 6595 BREDAKER 220.00 | -0.1305 | -691.2806 | 2245 | 1553.7194
results291.txt | 6597 TUNA400 400.00 | -0.1297 | -691.2806 | 2245 | 1553.7194
results291.txt | 6596 TUNA220 220.00 | -0.1305 | -691.2806 | 2245 | 1553.7194
results291.txt | 6598 BOLANDERNA 220.00 | -0.1309 | -691.2806 | 2245 | 1553.7194
results291.txt | 6599 PLENNINGE 220.00 | -0.1307 | -691.2806 | 2245 | 1553.7194
results291.txt | 6600 AKER 400.00 | -0.1286 | -691.2806 | 2245 | 1553.7194
results291.txt | 6602 KOLBOTTEN400400.00 | -0.1296 | -691.2806 | 2245 | 1553.7194
results291.txt | 6601 KOLBOTTEN220220.00 | -0.1297 | -691.2806 | 2245 | 1553.7194
results291.txt | 6603 ODENSALA 400.00 | -0.1296 | -691.2806 | 2245 | 1553.7194
results291.txt | 6605 STOCKHOLM400400.00 | -0.1297 | -691.2806 | 2245 | 1553.7194
results291.txt | 6604 STOCKHOLM220220.00 | -0.1296 | -691.2806 | 2245 | 1553.7194
results291.txt | 6606 HALL 400.00 | -0.1294 | -691.2806 | 2245 | 1553.7194
results291.txt | 6608 EKUDDEN400 400.00 | -0.1294 | -691.2806 | 2245 | 1553.7194
results291.txt | 6607 EKUDDEN220 220.00 | -0.1296 | -691.2806 | 2245 | 1553.7194
results291.txt | 6609 SOLBERGA 220.00 | -0.1296 | -691.2806 | 2245 | 1553.7194
results291.txt | 6610 GRASKA 220.00 | -0.1310 | -691.2806 | 2245 | 1553.7194
results291.txt | 6611 HALLSTAVIK 220.00 | -0.1310 | -691.2806 | 2245 | 1553.7194
results291.txt | 6613 MALSTA 220.00 | -0.1312 | -691.2806 | 2245 | 1553.7194
results291.txt | 6614 VALLENTUNA 220.00 | -0.1300 | -691.2806 | 2245 | 1553.7194
results291.txt | 6630 BORGVIK 400.00 | -0.1028 | -691.2806 | 2245 | 1553.7194
results291.txt | 6631 BASNA 400.00 | -0.1314 | -691.2806 | 2245 | 1553.7194
results291.txt | 6632 REPBACKEN 400.00 | -0.1314 | -691.2806 | 2245 | 1553.7194
results291.txt | 6633 DÖNJE 220.00 | -0.1316 | -691.2806 | 2245 | 1553.7194
results291.txt | 6634 OCKELBO 220.00 | -0.1314 | -691.2806 | 2245 | 1553.7194
results291.txt | 6635 HOFORS 220.00 | -0.1318 | -691.2806 | 2245 | 1553.7194
results291.txt | 6636 HORNDAL 220.00 | -0.1310 | -691.2806 | 2245 | 1553.7194
results291.txt | 6637 MORGARDSH 400.00 | -0.1392 | -691.2806 | 2245 | 1553.7194
results291.txt | 6639 LINDBACKA400400.00 | -0.1314 | -691.2806 | 2245 | 1553.7194
results291.txt | 6638 LINDBACKA220220.00 | -0.1312 | -691.2806 | 2245 | 1553.7194
results291.txt | 6641 HALLSBERG400400.00 | -0.1294 | -691.2806 | 2245 | 1553.7194
results291.txt | 6640 HALLSBERG220220.00 | -0.1294 | -691.2806 | 2245 | 1553.7194
results291.txt | 6642 OSTANSJO 400.00 | -0.1293 | -691.2806 | 2245 | 1553.7194
results291.txt | 6643 FINNSLATTEN 220.00 | -0.1309 | -691.2806 | 2245 | 1553.7194
results291.txt | 6644 HIMMETA 220.00 | -0.1314 | -691.2806 | 2245 | 1553.7194
results291.txt | 6645 AROSVERKET 220.00 | -0.1314 | -691.2806 | 2245 | 1553.7194
results291.txt | 6646 HEDENLUNDA 400.00 | -0.1272 | -691.2806 | 2245 | 1553.7194
results291.txt | 6791 TRATTBERGET 220.00 | -0.1412 | -691.2806 | 2245 | 1553.7194
results291.txt | 6792 HÄLLBY 220.00 | -0.1412 | -691.2806 | 2245 | 1553.7194
results291.txt | 6793 DEGERFORSEN 220.00 | -0.1409 | -691.2806 | 2245 | 1553.7194
results291.txt | 6794 GUSELE 220.00 | -0.1413 | -691.2806 | 2245 | 1553.7194
results291.txt | 6796 BETÅSEN400 400.00 | -0.1334 | -691.2806 | 2245 | 1553.7194
results291.txt | 6795 BETÅSEN220 220.00 | -0.1428 | -691.2806 | 2245 | 1553.7194
results291.txt | 6797 NÄMFORSEN 220.00 | -0.1466 | -691.2806 | 2245 | 1553.7194
results291.txt | 6798 MOFORSEN 220.00 | -0.1479 | -691.2806 | 2245 | 1553.7194
results291.txt | 6799 HJÄLTA220 220.00 | -0.1609 | -691.2806 | 2245 | 1553.7194
results291.txt | 6800 FORSMO 220.00 | -0.1504 | -691.2806 | 2245 | 1553.7194
results291.txt | 6801 FORSSE 220.00 | -0.1585 | -691.2806 | 2245 | 1553.7194
results291.txt | 6802 HJÄLTA 400.00 | -0.1284 | -691.2806 | 2245 | 1553.7194
results291.txt | 6803 MOLIDEN 400.00 | -0.1207 | -691.2806 | 2245 | 1553.7194
results291.txt | 6804 JARKVISSLE 220.00 | -0.1603 | -691.2806 | 2245 | 1553.7194
results291.txt | 6805 NYSATER 400.00 | -0.1283 | -691.2806 | 2245 | 1553.7194
results291.txt | 6806 HALLSJO 220.00 | -0.1602 | -691.2806 | 2245 | 1553.7194
results291.txt | 6807 BANDSJO 400.00 | -0.1283 | -691.2806 | 2245 | 1553.7194
results291.txt | 6808 VAPLE 220.00 | -0.1599 | -691.2806 | 2245 | 1553.7194
results291.txt | 6809 STORNORRFORS400.00 | -0.1162 | -691.2806 | 2245 | 1553.7194
results291.txt | 6812 OGNDAL 400.00 | 0.2470 | -691.2806 | 2245 | 1553.7194
results291.txt | 6814 VERDAL400 400.00 | 0.2634 | -691.2806 | 2245 | 1553.7194
results291.txt | 6813 VERDAL300 400.00 | 0.2634 | -691.2806 | 2245 | 1553.7194
results291.txt | 6815 HÖGÅSEN 400.00 | -0.4225 | -691.2806 | 2245 | 1553.7194
results291.txt | 6816 JUVLEN 220.00 | -0.2821 | -691.2806 | 2245 | 1553.7194
results291.txt | 6817 STENSJÖN 220.00 | -0.2803 | -691.2806 | 2245 | 1553.7194
results291.txt | 6818 OLDEN 220.00 | -0.2804 | -691.2806 | 2245 | 1553.7194
results291.txt | 6820 JÄRPSTR400 400.00 | -0.3300 | -691.2806 | 2245 | 1553.7194
results291.txt | 6819 JÄRPSTR220 220.00 | -0.2839 | -691.2806 | 2245 | 1553.7194
results291.txt | 6821 MÖRSIL 220.00 | -0.2696 | -691.2806 | 2245 | 1553.7194
results291.txt | 6822 SÄLLSJÖ 220.00 | -0.2693 | -691.2806 | 2245 | 1553.7194
results291.txt | 6823 LANGA 220.00 | -0.1559 | -691.2806 | 2245 | 1553.7194
results291.txt | 6824 TRANGFARS 220.00 | -0.1590 | -691.2806 | 2245 | 1553.7194
results291.txt | 6825 NORDIASEN 220.00 | -0.1583 | -691.2806 | 2245 | 1553.7194
results291.txt | 6826 KATTSTRUPEF 220.00 | -0.2156 | -691.2806 | 2245 | 1553.7194
results291.txt | 6828 MIDSKOG400 400.00 | -0.1682 | -691.2806 | 2245 | 1553.7194
results291.txt | 6827 MIDSKOG220 220.00 | -0.1954 | -691.2806 | 2245 | 1553.7194
results291.txt | 6829 HAVSNÄS 220.00 | -0.1394 | -691.2806 | 2245 | 1553.7194
results291.txt | 6830 STORFINNSF 400.00 | -0.1433 | -691.2806 | 2245 | 1553.7194
results291.txt | 6832 LÅNGBJÖRN400400.00 | -0.1386 | -691.2806 | 2245 | 1553.7194
results291.txt | 6831 LÅNGBJÖRN220220.00 | -0.1407 | -691.2806 | 2245 | 1553.7194
results291.txt | 6833 LASELE 220.00 | -0.1437 | -691.2806 | 2245 | 1553.7194
results291.txt | 6834 STUGUN 220.00 | -0.1821 | -691.2806 | 2245 | 1553.7194
results291.txt | 6835 NÄVEREDE 220.00 | -0.1882 | -691.2806 | 2245 | 1553.7194
results291.txt | 6836 GAMMALÄNGE 220.00 | -0.1734 | -691.2806 | 2245 | 1553.7194
results291.txt | 6837 KRÅNGEDE 220.00 | -0.1735 | -691.2806 | 2245 | 1553.7194
results291.txt | 6872 AURA2300 400.00 | 0.1908 | -691.2806 | 2245 | 1553.7194
results291.txt | 6838 RAMSELE 400.00 | -0.1416 | -691.2806 | 2245 | 1553.7194
results291.txt | 6839 KILFORSEN 400.00 | -0.1357 | -691.2806 | 2245 | 1553.7194
results291.txt | 6840 SVARTHÅLSF 220.00 | -0.1695 | -691.2806 | 2245 | 1553.7194
results291.txt | 6841 STADSFORSEN 220.00 | -0.1609 | -691.2806 | 2245 | 1553.7194
results291.txt | 6843 RATANSKV400 400.00 | -0.1525 | -691.2806 | 2245 | 1553.7194
results291.txt | 6842 RATANSKV220 220.00 | -0.1608 | -691.2806 | 2245 | 1553.7194
results291.txt | 6844 RATAN 400.00 | -0.1523 | -691.2806 | 2245 | 1553.7194
results291.txt | 6845 TURINGE 220.00 | -0.1606 | -691.2806 | 2245 | 1553.7194
results291.txt | 6846 SVEG 220.00 | -0.1586 | -691.2806 | 2245 | 1553.7194
results291.txt | 6847 BRACKE 220.00 | -0.1739 | -691.2806 | 2245 | 1553.7194
results291.txt | 6848 JARNVAGSFOR 220.00 | -0.1605 | -691.2806 | 2245 | 1553.7194
results291.txt | 6849 ANGE 220.00 | -0.1605 | -691.2806 | 2245 | 1553.7194
results291.txt | 6850 MORTTJARNB 220.00 | -0.1739 | -691.2806 | 2245 | 1553.7194
results291.txt | 6851 HOLLEFORSEN 220.00 | -0.1606 | -691.2806 | 2245 | 1553.7194
results291.txt | 6852 TORPSHAMMAR 220.00 | -0.1603 | -691.2806 | 2245 | 1553.7194
results291.txt | 6853 DONJE 220.00 | -0.1602 | -691.2806 | 2245 | 1553.7194
results291.txt | 6854 LJUSDAL 220.00 | -0.1325 | -691.2806 | 2245 | 1553.7194
results291.txt | 6855 FRAERNA 400.00 | 0.1802 | -691.2806 | 2245 | 1553.7194
results291.txt | 6856 ORSKOG 400.00 | 0.1440 | -691.2806 | 2245 | 1553.7194
results291.txt | 6857 ORSTA 400.00 | 0.1184 | -691.2806 | 2245 | 1553.7194
results291.txt | 6858 ISTAD 400.00 | 0.1802 | -691.2806 | 2245 | 1553.7194
results291.txt | 6859 AURA1 400.00 | 0.1874 | -691.2806 | 2245 | 1553.7194
results291.txt | 6860 GRYTTEN 400.00 | 0.1710 | -691.2806 | 2245 | 1553.7194
results291.txt | 6861 SNILLDAL 400.00 | 0.2133 | -691.2806 | 2245 | 1553.7194
results291.txt | 6862 SURNA 400.00 | 0.2147 | -691.2806 | 2245 | 1553.7194
results291.txt | 6863 HOFSTAD 400.00 | 0.2090 | -691.2806 | 2245 | 1553.7194
results291.txt | 6864 ÅFJORD 400.00 | 0.2109 | -691.2806 | 2245 | 1553.7194
results291.txt | 6866 ORKDAL400 400.00 | 0.2735 | -691.2806 | 2245 | 1553.7194
results291.txt | 6865 ORKDAL300 400.00 | 0.2735 | -691.2806 | 2245 | 1553.7194
results291.txt | 6867 STRINDA 400.00 | 0.3064 | -691.2806 | 2245 | 1553.7194
results291.txt | 6869 KLAEBU400 400.00 | 0.3111 | -691.2806 | 2245 | 1553.7194
results291.txt | 6868 KLAEBU300 400.00 | 0.3111 | -691.2806 | 2245 | 1553.7194
results291.txt | 6871 EIDUM400 400.00 | 0.2964 | -691.2806 | 2245 | 1553.7194
results291.txt | 6870 EIDUM300 400.00 | 0.2964 | -691.2806 | 2245 | 1553.7194
results291.txt | 6874 VÅGÅMO 400.00 | 0.1140 | -691.2806 | 2245 | 1553.7194
results291.txt | 6924 JUKTAN/BLAIK400.00 | -0.1051 | -691.2806 | 2245 | 1553.7194
results291.txt | 6926 GRUNDFORS400400.00 | -0.1051 | -691.2806 | 2245 | 1553.7194
results291.txt | 6927 STENKULLAFOR220.00 | -0.1408 | -691.2806 | 2245 | 1553.7194
results291.txt | 6928 ÅSELE 220.00 | -0.1407 | -691.2806 | 2245 | 1553.7194
results291.txt | 6929 TUGGEN 400.00 | -0.1102 | -691.2806 | 2245 | 1553.7194
results291.txt | 6932 VAGFORS 400.00 | -0.1019 | -691.2806 | 2245 | 1553.7194
results291.txt | 6936 NEDRERÖS400 400.00 | 0.1348 | -691.2806 | 2245 | 1553.7194
results291.txt | 6935 NEDRERÖS300 400.00 | 0.1350 | -691.2806 | 2245 | 1553.7194
results291.txt | 6937 MARKA 400.00 | 0.1470 | -691.2806 | 2245 | 1553.7194
results291.txt | 6938 NAMSOS 400.00 | 0.2072 | -691.2806 | 2245 | 1553.7194
results291.txt | 6939 KOLSVIK 400.00 | 0.1720 | -691.2806 | 2245 | 1553.7194
results291.txt | 6940 NAMSKOGEN 400.00 | 0.1723 | -691.2806 | 2245 | 1553.7194
results291.txt | 6942 TUNNSJO400 400.00 | 0.1819 | -691.2806 | 2245 | 1553.7194
results291.txt | 6941 TUNNSJO300 400.00 | 0.1819 | -691.2806 | 2245 | 1553.7194
results291.txt | 6943 LINNVASSELV 220.00 | -0.1381 | -691.2806 | 2245 | 1553.7194
results291.txt | 6944 RANA 400.00 | 0.1273 | -691.2806 | 2245 | 1553.7194
results291.txt | 6948 BLÅSJÖN 220.00 | -0.1382 | -691.2806 | 2245 | 1553.7194
results291.txt | 6949 JUNSTERF 220.00 | -0.1383 | -691.2806 | 2245 | 1553.7194
results291.txt | 6950 GÄDDEDE 220.00 | -0.1384 | -691.2806 | 2245 | 1553.7194
results291.txt | 6951 KORSELBRÄNNA220.00 | -0.1382 | -691.2806 | 2245 | 1553.7194
results291.txt | 6952 BÅGEDE 220.00 | -0.1388 | -691.2806 | 2245 | 1553.7194
results291.txt | 6953 STALON 220.00 | -0.1378 | -691.2806 | 2245 | 1553.7194
results291.txt | 6954 STORBÄCK 220.00 | -0.1381 | -691.2806 | 2245 | 1553.7194
results291.txt | 7006 SVARTISEN 400.00 | 0.1128 | -691.2806 | 2245 | 1553.7194
results291.txt | 7061 NEA 400.00 | 0.4615 | -691.2806 | 2245 | 1553.7194
results291.txt | 8619 JOINT 220.00 | -0.1604 | -691.2806 | 2245 | 1553.7194
results291.txt | 8426 JOINT 220.00 | -0.1466 | -691.2806 | 2245 | 1553.7194
results291.txt | 8830 JOINT 220.00 | -0.1409 | -691.2806 | 2245 | 1553.7194
results291.txt | 8424 JOINT 220.00 | -0.1384 | -691.2806 | 2245 | 1553.7194
results291.txt | 8861 JOINT 400.00 | -0.1297 | -691.2806 | 2245 | 1553.7194
results291.txt | 8750 JOINT 220.00 | -0.1697 | -691.2806 | 2245 | 1553.7194
results291.txt | 8271 JOINT 220.00 | -0.1603 | -691.2806 | 2245 | 1553.7194
results291.txt | 8284 JOINT 220.00 | -0.1479 | -691.2806 | 2245 | 1553.7194
results291.txt | 8817 JOINT 220.00 | -0.1408 | -691.2806 | 2245 | 1553.7194
results291.txt | 8411 JOINT 220.00 | -0.2810 | -691.2806 | 2245 | 1553.7194
results291.txt | 7429 JOINT 220.00 | -0.1091 | -691.2806 | 2245 | 1553.7194
results291.txt | 8526 JOINT 220.00 | -0.1383 | -691.2806 | 2245 | 1553.7194
results291.txt | 8799 JOINT 220.00 | -0.1383 | -691.2806 | 2245 | 1553.7194
results291.txt | 8857 JOINT 220.00 | -0.2823 | -691.2806 | 2245 | 1553.7194
results291.txt | 8777 JOINT 220.00 | -0.1585 | -691.2806 | 2245 | 1553.7194
results291.txt | 8504 JOINT 220.00 | -0.1394 | -691.2806 | 2245 | 1553.7194
results291.txt | 8682 JOINT 220.00 | -0.1822 | -691.2806 | 2245 | 1553.7194
results291.txt | 8845 JOINT 220.00 | -0.1313 | -691.2806 | 2245 | 1553.7194
results291.txt | 8691 JOINT 220.00 | -0.1388 | -691.2806 | 2245 | 1553.7194
results291.txt | 8812 JOINT 220.00 | -0.2163 | -691.2806 | 2245 | 1553.7194
results291.txt | 8258 JOINT 220.00 | -0.1883 | -691.2806 | 2245 | 1553.7194
results291.txt | 8723 JOINT 220.00 | -0.1381 | -691.2806 | 2245 | 1553.7194
results291.txt | 8606 JOINT 220.00 | -0.1600 | -691.2806 | 2245 | 1553.7194
results291.txt | 8693 JOINT 220.00 | -0.1603 | -691.2806 | 2245 | 1553.7194
results291.txt | 8613 JOINT 220.00 | -0.1604 | -691.2806 | 2245 | 1553.7194
results291.txt | 1051 SUBSTATION 400.00 | -0.1289 | -691.2806 | 2245 | 1553.7194
results291.txt | 1052 BREARED 400.00 | -0.1047 | -691.2806 | 2245 | 1553.7194
results291.txt | 1053 HÄRADSBO 400.00 | -0.1062 | -691.2806 | 2245 | 1553.7194
results291.txt | 9006 TROFORS 400.00 | 0.1547 | -691.2806 | 2245 | 1553.7194
results291.txt | 9007 TJELDBERGO 400.00 | 0.2143 | -691.2806 | 2245 | 1553.7194
results291.txt | 9008 SYLKKYVELN 400.00 | 0.1328 | -691.2806 | 2245 | 1553.7194
results291.txt | 9401 HAGESKRUV 400.00 | -0.1183 | -691.2806 | 2245 | 1553.7194
results291.txt | 9403 TOVÅSEN 400.00 | -0.1571 | -691.2806 | 2245 | 1553.7194
results291.txt | 9404 GÄDDTJÄRN 400.00 | -0.1320 | -691.2806 | 2245 | 1553.7194
results291.txt | 9405 GRÖNVIKEN 400.00 | -0.1297 | -691.2806 | 2245 | 1553.7194
results291.txt | 9406 TANDÖ 400.00 | -0.1345 | -691.2806 | 2245 | 1553.7194
results291.txt | 9407 HAGFORS 400.00 | -0.1165 | -691.2806 | 2245 | 1553.7194
results291.txt | 9409 TROLLTJÄRN 400.00 | -0.1038 | -691.2806 | 2245 | 1553.7194
results291.txt | 9410 HORNDAL 400.00 | -0.1318 | -691.2806 | 2245 | 1553.7194
results291.txt | 9411 MUNGA 400.00 | -0.1307 | -691.2806 | 2245 | 1553.7194
results291.txt | 9412 FALLVIKEN 400.00 | -0.1323 | -691.2806 | 2245 | 1553.7194
results292.txt | PTI INTERACTIVE POWER SYSTEM SIMULATOR--PSS(R)E MON, MAY 29 2023 | 16:32 | -16.9592 | 1571.5 | 1554.5408
results292.txt | SENSITIVITY FACTORS ARE CALCULATED WITH AC | NETWORK | -16.9592 | 1571.5 | 1554.5408
results292.txt | SUBSYSTEM 'RESERV' IS USED FOR OPPOSING SYSTEM FOR MW POWER | DISPATCH | -16.9592 | 1571.5 | 1554.5408
results292.txt | SENSITIVITY FACTORS OF BRANCH FLOW (MVA) ON 6855 FRAERNA 400.00 TO 6858 ISTAD 400.00 4 MORE THAN | 0.10000 | -16.9592 | 1571.5 | 1554.5408
results292.txt | <--------- BUS NAME --------> | MW-SENS | -16.9592 | 1571.5 | 1554.5408
results292.txt | 6855 FRAERNA 400.00 | -0.1650 | -16.9592 | 1571.5 | 1554.5408
results293.txt | PTI INTERACTIVE POWER SYSTEM SIMULATOR--PSS(R)E MON, MAY 29 2023 | 16:32 | 688.2311 | 2245 | 1556.769
results293.txt | SENSITIVITY FACTORS ARE CALCULATED WITH AC | NETWORK | 688.2311 | 2245 | 1556.769
results293.txt | SUBSYSTEM 'RESERV' IS USED FOR OPPOSING SYSTEM FOR MW POWER | DISPATCH | 688.2311 | 2245 | 1556.769
results293.txt | SENSITIVITY FACTORS OF BRANCH FLOW (MVA) ON 6869 KLAEBU400 400.00 TO 7061 NEA 400.00 4 MORE THAN | 0.10000 | 688.2311 | 2245 | 1556.769
results293.txt | <--------- BUS NAME --------> | MW-SENS | 688.2311 | 2245 | 1556.769
results293.txt | 6647 MOSKOG 400.00 | 0.1482 | 688.2311 | 2245 | 1556.769
results293.txt | 6648 HOYANGER 400.00 | 0.1360 | 688.2311 | 2245 | 1556.769
results293.txt | 6657 JOSTEDAL 400.00 | 0.1030 | 688.2311 | 2245 | 1556.769
results293.txt | 6658 LEIRDOLA 400.00 | 0.1031 | 688.2311 | 2245 | 1556.769
results293.txt | 6659 ÅROY 400.00 | 0.1042 | 688.2311 | 2245 | 1556.769
results293.txt | 6661 FARDAL400 400.00 | 0.1042 | 688.2311 | 2245 | 1556.769
results293.txt | 6660 FARDAL300 400.00 | 0.1042 | 688.2311 | 2245 | 1556.769
results293.txt | 6666 SKAGEN-FOTUN400.00 | 0.1026 | 688.2311 | 2245 | 1556.769
results293.txt | 6712 OVREVINSTRA 400.00 | 0.1882 | 688.2311 | 2245 | 1556.769
results293.txt | 6713 NEDREVINSTRA400.00 | 0.1332 | 688.2311 | 2245 | 1556.769
results293.txt | 6717 NEDREVINSTRA400.00 | 0.1332 | 688.2311 | 2245 | 1556.769
results293.txt | 6718 FÅBERG 400.00 | 0.1340 | 688.2311 | 2245 | 1556.769
results293.txt | 6720 VARDAL 400.00 | 0.1184 | 688.2311 | 2245 | 1556.769
results293.txt | 6721 VANG 400.00 | 0.1157 | 688.2311 | 2245 | 1556.769
results293.txt | 6812 OGNDAL 400.00 | 0.3632 | 688.2311 | 2245 | 1556.769
results293.txt | 6814 VERDAL400 400.00 | 0.3797 | 688.2311 | 2245 | 1556.769
results293.txt | 6813 VERDAL300 400.00 | 0.3797 | 688.2311 | 2245 | 1556.769
results293.txt | 6815 HÖGÅSEN 400.00 | -0.3118 | 688.2311 | 2245 | 1556.769
results293.txt | 6816 JUVLEN 220.00 | -0.1701 | 688.2311 | 2245 | 1556.769
results293.txt | 6817 STENSJÖN 220.00 | -0.1684 | 688.2311 | 2245 | 1556.769
results293.txt | 6818 OLDEN 220.00 | -0.1685 | 688.2311 | 2245 | 1556.769
results293.txt | 6820 JÄRPSTR400 400.00 | -0.2185 | 688.2311 | 2245 | 1556.769
results293.txt | 6819 JÄRPSTR220 220.00 | -0.1720 | 688.2311 | 2245 | 1556.769
results293.txt | 6821 MÖRSIL 220.00 | -0.1576 | 688.2311 | 2245 | 1556.769
results293.txt | 6822 SÄLLSJÖ 220.00 | -0.1573 | 688.2311 | 2245 | 1556.769
results293.txt | 6826 KATTSTRUPEF 220.00 | -0.1032 | 688.2311 | 2245 | 1556.769
results293.txt | 6872 AURA2300 400.00 | 0.3066 | 688.2311 | 2245 | 1556.769
results293.txt | 6855 FRAERNA 400.00 | 0.2958 | 688.2311 | 2245 | 1556.769
results293.txt | 6856 ORSKOG 400.00 | 0.2593 | 688.2311 | 2245 | 1556.769
results293.txt | 6857 ORSTA 400.00 | 0.2335 | 688.2311 | 2245 | 1556.769
results293.txt | 6858 ISTAD 400.00 | 0.2958 | 688.2311 | 2245 | 1556.769
results293.txt | 6859 AURA1 400.00 | 0.3031 | 688.2311 | 2245 | 1556.769
results293.txt | 6860 GRYTTEN 400.00 | 0.2865 | 688.2311 | 2245 | 1556.769
results293.txt | 6861 SNILLDAL 400.00 | 0.3292 | 688.2311 | 2245 | 1556.769
results293.txt | 6862 SURNA 400.00 | 0.3306 | 688.2311 | 2245 | 1556.769
results293.txt | 6863 HOFSTAD 400.00 | 0.3249 | 688.2311 | 2245 | 1556.769
results293.txt | 6864 ÅFJORD 400.00 | 0.3268 | 688.2311 | 2245 | 1556.769
results293.txt | 6866 ORKDAL400 400.00 | 0.3899 | 688.2311 | 2245 | 1556.769
results293.txt | 6865 ORKDAL300 400.00 | 0.3899 | 688.2311 | 2245 | 1556.769
results293.txt | 6867 STRINDA 400.00 | 0.4230 | 688.2311 | 2245 | 1556.769
results293.txt | 6869 KLAEBU400 400.00 | 0.4278 | 688.2311 | 2245 | 1556.769
results293.txt | 6868 KLAEBU300 400.00 | 0.4278 | 688.2311 | 2245 | 1556.769
results293.txt | 6871 EIDUM400 400.00 | 0.4130 | 688.2311 | 2245 | 1556.769
results293.txt | 6870 EIDUM300 400.00 | 0.4130 | 688.2311 | 2245 | 1556.769
results293.txt | 6874 VÅGÅMO 400.00 | 0.2291 | 688.2311 | 2245 | 1556.769
results293.txt | 6875 RENDALEN 301.00 | 0.1170 | 688.2311 | 2245 | 1556.769
results293.txt | 6936 NEDRERÖS400 400.00 | 0.2501 | 688.2311 | 2245 | 1556.769
results293.txt | 6935 NEDRERÖS300 400.00 | 0.2502 | 688.2311 | 2245 | 1556.769
results293.txt | 6934 NEDRERÖS220 220.00 | 0.2132 | 688.2311 | 2245 | 1556.769
results293.txt | 6937 MARKA 400.00 | 0.2623 | 688.2311 | 2245 | 1556.769
results293.txt | 6938 NAMSOS 400.00 | 0.3230 | 688.2311 | 2245 | 1556.769
results293.txt | 6939 KOLSVIK 400.00 | 0.2876 | 688.2311 | 2245 | 1556.769
results293.txt | 6940 NAMSKOGEN 400.00 | 0.2879 | 688.2311 | 2245 | 1556.769
results293.txt | 6942 TUNNSJO400 400.00 | 0.2975 | 688.2311 | 2245 | 1556.769
results293.txt | 6941 TUNNSJO300 400.00 | 0.2975 | 688.2311 | 2245 | 1556.769
results293.txt | 6944 RANA 400.00 | 0.2425 | 688.2311 | 2245 | 1556.769
results293.txt | 6945 GEJMÅN 220.00 | 0.1557 | 688.2311 | 2245 | 1556.769
results293.txt | 6946 AJAURE 220.00 | 0.1190 | 688.2311 | 2245 | 1556.769
results293.txt | 6996 OFOTEN 400.00 | 0.1619 | 688.2311 | 2245 | 1556.769
results293.txt | 6997 NARVIK 400.00 | 0.1627 | 688.2311 | 2245 | 1556.769
results293.txt | 7000 VITAS 400.00 | 0.1064 | 688.2311 | 2245 | 1556.769
results293.txt | 7006 SVARTISEN 400.00 | 0.2279 | 688.2311 | 2245 | 1556.769
results293.txt | 7007 KOBBELV 400.00 | 0.1861 | 688.2311 | 2245 | 1556.769
results293.txt | 7008 SALTEN 400.00 | 0.1960 | 688.2311 | 2245 | 1556.769
results293.txt | 7017 HAMMERFEST 400.00 | 0.1681 | 688.2311 | 2245 | 1556.769
results293.txt | 7019 BALSFJORD 400.00 | 0.1645 | 688.2311 | 2245 | 1556.769
results293.txt | 7020 BARDUFOSS 400.00 | 0.1641 | 688.2311 | 2245 | 1556.769
results293.txt | 7061 NEA 400.00 | -0.4299 | 688.2311 | 2245 | 1556.769
results293.txt | 7062 RITSEM 400.00 | 0.1194 | 688.2311 | 2245 | 1556.769
results293.txt | 8411 JOINT 220.00 | -0.1691 | 688.2311 | 2245 | 1556.769
results293.txt | 7799 JOINT 220.00 | 0.1558 | 688.2311 | 2245 | 1556.769
results293.txt | 8857 JOINT 220.00 | -0.1704 | 688.2311 | 2245 | 1556.769
results293.txt | 8812 JOINT 220.00 | -0.1038 | 688.2311 | 2245 | 1556.769
results293.txt | 9001 SEIDAFJELL 400.00 | 0.1676 | 688.2311 | 2245 | 1556.769
results293.txt | 9002 LEBSESBY 400.00 | 0.1677 | 688.2311 | 2245 | 1556.769
results293.txt | 9003 HAMMERF 400.00 | 0.1681 | 688.2311 | 2245 | 1556.769
results293.txt | 9004 ALTA 400.00 | 0.1668 | 688.2311 | 2245 | 1556.769
results293.txt | 9005 BERGHEIM 400.00 | 0.1656 | 688.2311 | 2245 | 1556.769
results293.txt | 9006 TROFORS 400.00 | 0.2701 | 688.2311 | 2245 | 1556.769
results293.txt | 9007 TJELDBERGO 400.00 | 0.3303 | 688.2311 | 2245 | 1556.769
results293.txt | 9008 SYLKKYVELN 400.00 | 0.2480 | 688.2311 | 2245 | 1556.769
results293.txt | 9009 ALFOTEN 400.00 | 0.1946 | 688.2311 | 2245 | 1556.769
results293.txt | 9016 FÅBER300 301.00 | 0.1182 | 688.2311 | 2245 | 1556.769
results294.txt | PTI INTERACTIVE POWER SYSTEM SIMULATOR--PSS(R)E MON, MAY 29 2023 | 16:32 | -13.0744 | 1571.5 | 1558.4256
results294.txt | SENSITIVITY FACTORS ARE CALCULATED WITH AC | NETWORK | -13.0744 | 1571.5 | 1558.4256
results294.txt | SUBSYSTEM 'RESERV' IS USED FOR OPPOSING SYSTEM FOR MW POWER | DISPATCH | -13.0744 | 1571.5 | 1558.4256
results294.txt | SENSITIVITY FACTORS OF BRANCH FLOW (MVA) ON 6631 BASNA 400.00 TO 6632 REPBACKEN 400.00 4 MORE THAN | 0.10000 | -13.0744 | 1571.5 | 1558.4256
results294.txt | <--------- BUS NAME --------> | MW-SENS | -13.0744 | 1571.5 | 1558.4256
results294.txt | 6632 REPBACKEN 400.00 | 0.9301 | -13.0744 | 1571.5 | 1558.4256
results295.txt | PTI INTERACTIVE POWER SYSTEM SIMULATOR--PSS(R)E MON, MAY 29 2023 | 16:32 | -685.2275 | 2245 | 1559.7724
results295.txt | SENSITIVITY FACTORS ARE CALCULATED WITH AC | NETWORK | -685.2275 | 2245 | 1559.7724
results295.txt | SUBSYSTEM 'RESERV' IS USED FOR OPPOSING SYSTEM FOR MW POWER | DISPATCH | -685.2275 | 2245 | 1559.7724
results295.txt | SENSITIVITY FACTORS OF BRANCH FLOW (MVA) ON 6306 TROLLHATTAN 400.00 TO 6630 BORGVIK 400.00 3 MORE THAN | 0.10000 | -685.2275 | 2245 | 1559.7724
results295.txt | <--------- BUS NAME --------> | MW-SENS | -685.2275 | 2245 | 1559.7724
results295.txt | 5624 HERSLEV 400.00 | -0.1277 | -685.2275 | 2245 | 1559.7724
results295.txt | 5642 HOVEGARD 400.00 | -0.1276 | -685.2275 | 2245 | 1559.7724
results295.txt | 5646 BJAEVERSKOV4400.00 | -0.1275 | -685.2275 | 2245 | 1559.7724
results295.txt | 5645 BJAEVERSKOV2220.00 | -0.1273 | -685.2275 | 2245 | 1559.7724
results295.txt | 5657 ISHOJ400 400.00 | -0.1276 | -685.2275 | 2245 | 1559.7724
results295.txt | 5656 ISHOJ220 220.00 | -0.1278 | -685.2275 | 2245 | 1559.7724
results295.txt | 5660 AVEDOREVERK 400.00 | -0.1277 | -685.2275 | 2245 | 1559.7724
results295.txt | 5662 ORSTEDSVERKE400.00 | -0.1278 | -685.2275 | 2245 | 1559.7724
results295.txt | 5671 SEGE 400.00 | -0.1132 | -685.2275 | 2245 | 1559.7724
results295.txt | 5672 ARRIE 400.00 | -0.1132 | -685.2275 | 2245 | 1559.7724
results295.txt | 5673 KRUSEBERG 400.00 | -0.1132 | -685.2275 | 2245 | 1559.7724
results295.txt | 5676 WIND FARM 220.00 | -0.1253 | -685.2275 | 2245 | 1559.7724
results295.txt | 5845 ASNAESVERK 400.00 | -0.1276 | -685.2275 | 2245 | 1559.7724
results295.txt | 6306 TROLLHATTAN 400.00 | -0.1874 | -685.2275 | 2245 | 1559.7724
results295.txt | 6307 KILANDA 400.00 | -0.1411 | -685.2275 | 2245 | 1559.7724
results295.txt | 6308 HISINGEN 400.00 | -0.1405 | -685.2275 | 2245 | 1559.7724
results295.txt | 6309 STENKULLEN 400.00 | -0.1531 | -685.2275 | 2245 | 1559.7724
results295.txt | 6311 LINDOME 400.00 | -0.1477 | -685.2275 | 2245 | 1559.7724
results295.txt | 6312 RINGHALS 400.00 | -0.1357 | -685.2275 | 2245 | 1559.7724
results295.txt | 6313 STROMMA 400.00 | -0.1426 | -685.2275 | 2245 | 1559.7724
results295.txt | 6315 HORRED 400.00 | -0.1318 | -685.2275 | 2245 | 1559.7724
results295.txt | 6316 UDDEBO 400.00 | -0.1217 | -685.2275 | 2245 | 1559.7724
results295.txt | 6319 KYNDBYVERKER400.00 | -0.1275 | -685.2275 | 2245 | 1559.7724
results295.txt | 6324 GORLOSEGARD 400.00 | -0.1271 | -685.2275 | 2245 | 1559.7724
results295.txt | 6330 GELNTEGARD2 400.00 | -0.1281 | -685.2275 | 2245 | 1559.7724
results295.txt | 6334 GLENTEGARD 400.00 | -0.1283 | -685.2275 | 2245 | 1559.7724
results295.txt | 6335 SODERASEN 400.00 | -0.1256 | -685.2275 | 2245 | 1559.7724
results295.txt | 6337 BARSEBACK 400.00 | -0.1150 | -685.2275 | 2245 | 1559.7724
results295.txt | 6338 HURVA 400.00 | -0.1096 | -685.2275 | 2245 | 1559.7724
results295.txt | 6630 BORGVIK 400.00 | 0.1305 | -685.2275 | 2245 | 1559.7724
results295.txt | 7429 JOINT 220.00 | -0.1255 | -685.2275 | 2245 | 1559.7724
results295.txt | 1052 BREARED 400.00 | -0.1349 | -685.2275 | 2245 | 1559.7724
results295.txt | 1053 HÄRADSBO 400.00 | -0.1290 | -685.2275 | 2245 | 1559.7724
results295.txt | 9402 INGELKÄRR 400.00 | -0.1703 | -685.2275 | 2245 | 1559.7724
results295.txt | 9407 HAGFORS 400.00 | 0.1109 | -685.2275 | 2245 | 1559.7724
results296.txt | PTI INTERACTIVE POWER SYSTEM SIMULATOR--PSS(R)E MON, MAY 29 2023 | 16:32 | -11.0645 | 1571.5 | 1560.4355
results296.txt | SENSITIVITY FACTORS ARE CALCULATED WITH AC | NETWORK | -11.0645 | 1571.5 | 1560.4355
results296.txt | SUBSYSTEM 'RESERV' IS USED FOR OPPOSING SYSTEM FOR MW POWER | DISPATCH | -11.0645 | 1571.5 | 1560.4355
results296.txt | SENSITIVITY FACTORS OF BRANCH FLOW (MVA) ON 6683 HYLEN 400.00 TO 6691 SUBSTATION 400.00 1 MORE THAN | 0.10000 | -11.0645 | 1571.5 | 1560.4355
results296.txt | <--------- BUS NAME --------> | MW-SENS | -11.0645 | 1571.5 | 1560.4355
results296.txt | 6691 SUBSTATION 400.00 | 0.8308 | -11.0645 | 1571.5 | 1560.4355
results297.txt | PTI INTERACTIVE POWER SYSTEM SIMULATOR--PSS(R)E MON, MAY 29 2023 | 16:32 | 9.9825 | 1571.5 | 1561.5175
results297.txt | SENSITIVITY FACTORS ARE CALCULATED WITH AC | NETWORK | 9.9825 | 1571.5 | 1561.5175
results297.txt | SUBSYSTEM 'RESERV' IS USED FOR OPPOSING SYSTEM FOR MW POWER | DISPATCH | 9.9825 | 1571.5 | 1561.5175
results297.txt | SENSITIVITY FACTORS OF BRANCH FLOW (MVA) ON 6679 OKSLA 400.00 TO 6680 ÅSEN 400.00 1 MORE THAN | 0.10000 | 9.9825 | 1571.5 | 1561.5175
results297.txt | <--------- BUS NAME --------> | MW-SENS | 9.9825 | 1571.5 | 1561.5175
results297.txt | 6679 OKSLA 400.00 | 0.9383 | 9.9825 | 1571.5 | 1561.5175
results298.txt | PTI INTERACTIVE POWER SYSTEM SIMULATOR--PSS(R)E MON, MAY 29 2023 | 16:32 | 9.2099 | 1571.5 | 1562.2901
results298.txt | SENSITIVITY FACTORS ARE CALCULATED WITH AC | NETWORK | 9.2099 | 1571.5 | 1562.2901
results298.txt | SUBSYSTEM 'RESERV' IS USED FOR OPPOSING SYSTEM FOR MW POWER | DISPATCH | 9.2099 | 1571.5 | 1562.2901
results298.txt | SENSITIVITY FACTORS OF BRANCH FLOW (MVA) ON 6701 KVANNDAL 400.00 TO 8460 JOINT 400.00 1 MORE THAN | 0.10000 | 9.2099 | 1571.5 | 1562.2901
results298.txt | <--------- BUS NAME --------> | MW-SENS | 9.2099 | 1571.5 | 1562.2901
results298.txt | 6701 KVANNDAL 400.00 | 0.9910 | 9.2099 | 1571.5 | 1562.2901
results299.txt | PTI INTERACTIVE POWER SYSTEM SIMULATOR--PSS(R)E MON, MAY 29 2023 | 16:32 | 682.5474 | 2245 | 1562.4526
results299.txt | SENSITIVITY FACTORS ARE CALCULATED WITH AC | NETWORK | 682.5474 | 2245 | 1562.4526
results299.txt | SUBSYSTEM 'RESERV' IS USED FOR OPPOSING SYSTEM FOR MW POWER | DISPATCH | 682.5474 | 2245 | 1562.4526
results299.txt | SENSITIVITY FACTORS OF BRANCH FLOW (MVA) ON 6641 HALLSBERG400400.00 TO 6642 OSTANSJO 400.00 4 MORE THAN | 0.10000 | 682.5474 | 2245 | 1562.4526
results299.txt | <--------- BUS NAME --------> | MW-SENS | 682.5474 | 2245 | 1562.4526
results299.txt | 6340 MOHOLM 220.00 | 0.1886 | 682.5474 | 2245 | 1562.4526
results299.txt | 6341 KOLSTAD 400.00 | -0.1096 | 682.5474 | 2245 | 1562.4526
results299.txt | 6342 TENHULT 400.00 | -0.1257 | 682.5474 | 2245 | 1562.4526
results299.txt | 6343 BARKERYD 400.00 | -0.1797 | 682.5474 | 2245 | 1562.4526
results299.txt | 6641 HALLSBERG400400.00 | 0.1804 | 682.5474 | 2245 | 1562.4526
results299.txt | 6640 HALLSBERG220220.00 | 0.1804 | 682.5474 | 2245 | 1562.4526
results299.txt | 6642 OSTANSJO 400.00 | -0.5778 | 682.5474 | 2245 | 1562.4526
results300.txt | PTI INTERACTIVE POWER SYSTEM SIMULATOR--PSS(R)E MON, MAY 29 2023 | 16:32 | 677.5052 | 2245 | 1567.4948
results300.txt | SENSITIVITY FACTORS ARE CALCULATED WITH AC | NETWORK | 677.5052 | 2245 | 1567.4948
results300.txt | SUBSYSTEM 'RESERV' IS USED FOR OPPOSING SYSTEM FOR MW POWER | DISPATCH | 677.5052 | 2245 | 1567.4948
results300.txt | SENSITIVITY FACTORS OF BRANCH FLOW (MVA) ON 6649 REFSDAL 400.00 TO 6651 MODALEN 400.00 2 MORE THAN | 0.10000 | 677.5052 | 2245 | 1567.4948
results300.txt | <--------- BUS NAME --------> | MW-SENS | 677.5052 | 2245 | 1567.4948
results300.txt | 6647 MOSKOG 400.00 | -0.1187 | 677.5052 | 2245 | 1567.4948
results300.txt | 6648 HOYANGER 400.00 | -0.1249 | 677.5052 | 2245 | 1567.4948
results300.txt | 6649 REFSDAL 400.00 | -0.2628 | 677.5052 | 2245 | 1567.4948
results300.txt | 6650 HOVE 400.00 | -0.2211 | 677.5052 | 2245 | 1567.4948
results300.txt | 6651 MODALEN 400.00 | 0.2279 | 677.5052 | 2245 | 1567.4948
results300.txt | 6653 DALE 400.00 | 0.1813 | 677.5052 | 2245 | 1567.4948
results300.txt | 6654 EVANGER 400.00 | 0.1852 | 677.5052 | 2245 | 1567.4948
results300.txt | 6656 SAMNAGER400 400.00 | 0.1496 | 677.5052 | 2245 | 1567.4948
results300.txt | 6655 SAMNAGER300 400.00 | 0.1506 | 677.5052 | 2245 | 1567.4948
results300.txt | 6657 JOSTEDAL 400.00 | -0.1407 | 677.5052 | 2245 | 1567.4948
results300.txt | 6658 LEIRDOLA 400.00 | -0.1409 | 677.5052 | 2245 | 1567.4948
results300.txt | 6659 ÅROY 400.00 | -0.1428 | 677.5052 | 2245 | 1567.4948
results300.txt | 6661 FARDAL400 400.00 | -0.1429 | 677.5052 | 2245 | 1567.4948
results300.txt | 6660 FARDAL300 400.00 | -0.1429 | 677.5052 | 2245 | 1567.4948
results300.txt | 6666 SKAGEN-FOTUN400.00 | -0.1399 | 677.5052 | 2245 | 1567.4948
results300.txt | 6676 HYDRO PURE S400.00 | 0.1165 | 677.5052 | 2245 | 1567.4948
results300.txt | 6675 MAURANGER 400.00 | 0.1165 | 677.5052 | 2245 | 1567.4948
results300.txt | 6743 KOLLSNES 400.00 | 0.1807 | 677.5052 | 2245 | 1567.4948
results300.txt | 6745 SUBSTATION 400.00 | 0.1956 | 677.5052 | 2245 | 1567.4948
results300.txt | 6744 LINDÅS 400.00 | 0.1956 | 677.5052 | 2245 | 1567.4948
results300.txt | 6746 NYGARD 400.00 | 0.1745 | 677.5052 | 2245 | 1567.4948
results300.txt | 6747 ARNA 400.00 | 0.1732 | 677.5052 | 2245 | 1567.4948
results300.txt | 6748 BERGEN 400.00 | 0.1712 | 677.5052 | 2245 | 1567.4948
results300.txt | 9010 HAUGSVAER 400.00 | 0.2117 | 677.5052 | 2245 | 1567.4948
results300.txt | 9011 STEINSLAND 400.00 | 0.2246 | 677.5052 | 2245 | 1567.4948
results301.txt | PTI INTERACTIVE POWER SYSTEM SIMULATOR--PSS(R)E MON, MAY 29 2023 | 16:32 | -672.0364 | 2245 | 1572.9636
results301.txt | SENSITIVITY FACTORS ARE CALCULATED WITH AC | NETWORK | -672.0364 | 2245 | 1572.9636
results301.txt | SUBSYSTEM 'RESERV' IS USED FOR OPPOSING SYSTEM FOR MW POWER | DISPATCH | -672.0364 | 2245 | 1572.9636
results301.txt | SENSITIVITY FACTORS OF BRANCH FLOW (MVA) ON 6581 ANGSBERG 400.00 TO 6583 STACKBO400 400.00 1 MORE THAN | 0.10000 | -672.0364 | 2245 | 1572.9636
results301.txt | <--------- BUS NAME --------> | MW-SENS | -672.0364 | 2245 | 1572.9636
results301.txt | 6581 ANGSBERG 400.00 | -0.5904 | -672.0364 | 2245 | 1572.9636
results301.txt | 6803 MOLIDEN 400.00 | -0.2920 | -672.0364 | 2245 | 1572.9636
results301.txt | 6809 STORNORRFORS400.00 | -0.1395 | -672.0364 | 2245 | 1572.9636
results302.txt | PTI INTERACTIVE POWER SYSTEM SIMULATOR--PSS(R)E MON, MAY 29 2023 | 16:32 | 664.1526 | 2245 | 1580.8475
results302.txt | SENSITIVITY FACTORS ARE CALCULATED WITH AC | NETWORK | 664.1526 | 2245 | 1580.8475
results302.txt | SUBSYSTEM 'RESERV' IS USED FOR OPPOSING SYSTEM FOR MW POWER | DISPATCH | 664.1526 | 2245 | 1580.8475
results302.txt | SENSITIVITY FACTORS OF BRANCH FLOW (MVA) ON 6941 TUNNSJO300 400.00 TO 9006 TROFORS 400.00 1 MORE THAN | 0.10000 | 664.1526 | 2245 | 1580.8475
results302.txt | <--------- BUS NAME --------> | MW-SENS | 664.1526 | 2245 | 1580.8475
results302.txt | 6812 OGNDAL 400.00 | 0.1708 | 664.1526 | 2245 | 1580.8475
results302.txt | 6814 VERDAL400 400.00 | 0.1590 | 664.1526 | 2245 | 1580.8475
results302.txt | 6813 VERDAL300 400.00 | 0.1590 | 664.1526 | 2245 | 1580.8475
results302.txt | 6872 AURA2300 400.00 | 0.1087 | 664.1526 | 2245 | 1580.8475
results302.txt | 6855 FRAERNA 400.00 | 0.1047 | 664.1526 | 2245 | 1580.8475
results302.txt | 6858 ISTAD 400.00 | 0.1047 | 664.1526 | 2245 | 1580.8475
results302.txt | 6859 AURA1 400.00 | 0.1074 | 664.1526 | 2245 | 1580.8475
results302.txt | 6860 GRYTTEN 400.00 | 0.1008 | 664.1526 | 2245 | 1580.8475
results302.txt | 6861 SNILLDAL 400.00 | 0.1286 | 664.1526 | 2245 | 1580.8475
results302.txt | 6862 SURNA 400.00 | 0.1176 | 664.1526 | 2245 | 1580.8475
results302.txt | 6863 HOFSTAD 400.00 | 0.1681 | 664.1526 | 2245 | 1580.8475
results302.txt | 6864 ÅFJORD 400.00 | 0.1483 | 664.1526 | 2245 | 1580.8475
results302.txt | 6866 ORKDAL400 400.00 | 0.1215 | 664.1526 | 2245 | 1580.8475
results302.txt | 6865 ORKDAL300 400.00 | 0.1215 | 664.1526 | 2245 | 1580.8475
results302.txt | 6867 STRINDA 400.00 | 0.1270 | 664.1526 | 2245 | 1580.8475
results302.txt | 6869 KLAEBU400 400.00 | 0.1235 | 664.1526 | 2245 | 1580.8475
results302.txt | 6868 KLAEBU300 400.00 | 0.1235 | 664.1526 | 2245 | 1580.8475
results302.txt | 6871 EIDUM400 400.00 | 0.1344 | 664.1526 | 2245 | 1580.8475
results302.txt | 6870 EIDUM300 400.00 | 0.1344 | 664.1526 | 2245 | 1580.8475
results302.txt | 6936 NEDRERÖS400 400.00 | -0.2989 | 664.1526 | 2245 | 1580.8475
results302.txt | 6935 NEDRERÖS300 400.00 | -0.2974 | 664.1526 | 2245 | 1580.8475
results302.txt | 6934 NEDRERÖS220 220.00 | -0.2662 | 664.1526 | 2245 | 1580.8475
results302.txt | 6937 MARKA 400.00 | -0.1815 | 664.1526 | 2245 | 1580.8475
results302.txt | 6938 NAMSOS 400.00 | 0.1993 | 664.1526 | 2245 | 1580.8475
results302.txt | 6939 KOLSVIK 400.00 | 0.1064 | 664.1526 | 2245 | 1580.8475
results302.txt | 6940 NAMSKOGEN 400.00 | 0.1067 | 664.1526 | 2245 | 1580.8475
results302.txt | 6942 TUNNSJO400 400.00 | 0.2303 | 664.1526 | 2245 | 1580.8475
results302.txt | 6941 TUNNSJO300 400.00 | 0.2303 | 664.1526 | 2245 | 1580.8475
results302.txt | 6944 RANA 400.00 | -0.2967 | 664.1526 | 2245 | 1580.8475
results302.txt | 6945 GEJMÅN 220.00 | -0.2052 | 664.1526 | 2245 | 1580.8475
results302.txt | 6946 AJAURE 220.00 | -0.1663 | 664.1526 | 2245 | 1580.8475
results302.txt | 6947 GARDIKFORS 220.00 | -0.1410 | 664.1526 | 2245 | 1580.8475
results302.txt | 6996 OFOTEN 400.00 | -0.2103 | 664.1526 | 2245 | 1580.8475
results302.txt | 6997 NARVIK 400.00 | -0.2112 | 664.1526 | 2245 | 1580.8475
results302.txt | 7000 VITAS 400.00 | -0.1509 | 664.1526 | 2245 | 1580.8475
results302.txt | 7006 SVARTISEN 400.00 | -0.2810 | 664.1526 | 2245 | 1580.8475
results302.txt | 7007 KOBBELV 400.00 | -0.2363 | 664.1526 | 2245 | 1580.8475
results302.txt | 7008 SALTEN 400.00 | -0.2468 | 664.1526 | 2245 | 1580.8475
results302.txt | 7017 HAMMERFEST 400.00 | -0.2170 | 664.1526 | 2245 | 1580.8475
results302.txt | 7019 BALSFJORD 400.00 | -0.2132 | 664.1526 | 2245 | 1580.8475
results302.txt | 7020 BARDUFOSS 400.00 | -0.2127 | 664.1526 | 2245 | 1580.8475
results302.txt | 7062 RITSEM 400.00 | -0.1649 | 664.1526 | 2245 | 1580.8475
results302.txt | 7799 JOINT 220.00 | -0.2053 | 664.1526 | 2245 | 1580.8475
results302.txt | 8643 JOINT 220.00 | -0.1409 | 664.1526 | 2245 | 1580.8475
results302.txt | 9001 SEIDAFJELL 400.00 | -0.2166 | 664.1526 | 2245 | 1580.8475
results302.txt | 9002 LEBSESBY 400.00 | -0.2167 | 664.1526 | 2245 | 1580.8475
results302.txt | 9003 HAMMERF 400.00 | -0.2170 | 664.1526 | 2245 | 1580.8475
results302.txt | 9004 ALTA 400.00 | -0.2157 | 664.1526 | 2245 | 1580.8475
results302.txt | 9005 BERGHEIM 400.00 | -0.2144 | 664.1526 | 2245 | 1580.8475
results302.txt | 9006 TROFORS 400.00 | -0.4239 | 664.1526 | 2245 | 1580.8475
results302.txt | 9007 TJELDBERGO 400.00 | 0.1233 | 664.1526 | 2245 | 1580.8475
results303.txt | PTI INTERACTIVE POWER SYSTEM SIMULATOR--PSS(R)E MON, MAY 29 2023 | 16:32 | 657.849 | 2245 | 1587.151
results303.txt | SENSITIVITY FACTORS ARE CALCULATED WITH AC | NETWORK | 657.849 | 2245 | 1587.151
results303.txt | SUBSYSTEM 'RESERV' IS USED FOR OPPOSING SYSTEM FOR MW POWER | DISPATCH | 657.849 | 2245 | 1587.151
results303.txt | SENSITIVITY FACTORS OF BRANCH FLOW (MVA) ON 6930 LETSI 400.00 TO 7005 MESSAURE 400.00 1 MORE THAN | 0.10000 | 657.849 | 2245 | 1587.151
results303.txt | <--------- BUS NAME --------> | MW-SENS | 657.849 | 2245 | 1587.151
results303.txt | 6571 VISULAHTI 400.00 | 0.2912 | 657.849 | 2245 | 1587.151
results303.txt | 6545 HUITTINEN 400.00 | 0.2672 | 657.849 | 2245 | 1587.151
results303.txt | 6572 KYMI 400.00 | 0.2794 | 657.849 | 2245 | 1587.151
results303.txt | 6546 SALO 400.00 | 0.2698 | 657.849 | 2245 | 1587.151
results303.txt | 6547 FORSSA 400.00 | 0.2699 | 657.849 | 2245 | 1587.151
results303.txt | 6548 KANGASALA 400.00 | 0.2753 | 657.849 | 2245 | 1587.151
results303.txt | 6549 LAVIANVOURI 400.00 | 0.2763 | 657.849 | 2245 | 1587.151
results303.txt | 6550 KOPULA 400.00 | 0.2779 | 657.849 | 2245 | 1587.151
results303.txt | 6551 HIKIÄ 400.00 | 0.2768 | 657.849 | 2245 | 1587.151
results303.txt | 6552 TAMMISTO 400.00 | 0.2734 | 657.849 | 2245 | 1587.151
results303.txt | 6553 NURMIJÄRVI 400.00 | 0.2769 | 657.849 | 2245 | 1587.151
results303.txt | 6554 LÄNSISALMI 400.00 | 0.2739 | 657.849 | 2245 | 1587.151
results303.txt | 6555 INKOO 400.00 | 0.2731 | 657.849 | 2245 | 1587.151
results303.txt | 6556 ESPOO 400.00 | 0.2743 | 657.849 | 2245 | 1587.151
results303.txt | 6567 ANTTILA 400.00 | 0.2760 | 657.849 | 2245 | 1587.151
results303.txt | 6569 KORIA 400.00 | 0.2802 | 657.849 | 2245 | 1587.151
results303.txt | 6570 LOVIISA 400.00 | 0.2719 | 657.849 | 2245 | 1587.151
results303.txt | 6573 YLLIKKÄLÄ 400.00 | 0.2882 | 657.849 | 2245 | 1587.151
results303.txt | 6615 TAHKOLUOTO 400.00 | 0.2610 | 657.849 | 2245 | 1587.151
results303.txt | 6617 OLKILUOTO 400.00 | 0.2593 | 657.849 | 2245 | 1587.151
results303.txt | 6618 RAUMA 400.00 | 0.2586 | 657.849 | 2245 | 1587.151
results303.txt | 6619 ULVILA 400.00 | 0.2646 | 657.849 | 2245 | 1587.151
results303.txt | 6621 LIETO 400.00 | 0.2671 | 657.849 | 2245 | 1587.151
results303.txt | 6778 HIRVISUO 400.00 | 0.2798 | 657.849 | 2245 | 1587.151
results303.txt | 6779 UUSNIVALA 400.00 | 0.2890 | 657.849 | 2245 | 1587.151
results303.txt | 6780 ALAJÄRVI 400.00 | 0.2843 | 657.849 | 2245 | 1587.151
results303.txt | 6781 SEINÄJOKI 400.00 | 0.2764 | 657.849 | 2245 | 1587.151
results303.txt | 6783 PETÄJÄV400 400.00 | 0.2832 | 657.849 | 2245 | 1587.151
results303.txt | 6782 PETÄJÄV220 220.00 | 0.2832 | 657.849 | 2245 | 1587.151
results303.txt | 6784 JÄMSÄ 220.00 | 0.2872 | 657.849 | 2245 | 1587.151
results303.txt | 6785 TOIVILA 400.00 | 0.2795 | 657.849 | 2245 | 1587.151
results303.txt | 6786 HAAPAVESI 220.00 | 0.2769 | 657.849 | 2245 | 1587.151
results303.txt | 6787 VUOLIJOKI 400.00 | 0.2931 | 657.849 | 2245 | 1587.151
results303.txt | 6788 ALAPITKÄ 400.00 | 0.2936 | 657.849 | 2245 | 1587.151
results303.txt | 6789 VIHTAVUORI 400.00 | 0.2879 | 657.849 | 2245 | 1587.151
results303.txt | 6790 HUUTOKOSKI 400.00 | 0.2932 | 657.849 | 2245 | 1587.151
results303.txt | 6810 TUOVILA 400.00 | 0.2727 | 657.849 | 2245 | 1587.151
results303.txt | 6811 KRSITINESTAD400.00 | 0.2678 | 657.849 | 2245 | 1587.151
results303.txt | 6903 SEITENOIKEA 220.00 | 0.2632 | 657.849 | 2245 | 1587.151
results303.txt | 6907 DJUPTJÄRN 400.00 | 0.1682 | 657.849 | 2245 | 1587.151
results303.txt | 6908 KEMINMAA 220.00 | 0.2772 | 657.849 | 2245 | 1587.151
results303.txt | 6909 ISOHAARA 400.00 | 0.2412 | 657.849 | 2245 | 1587.151
results303.txt | 6910 SUBSTATION 400.00 | 0.2413 | 657.849 | 2245 | 1587.151
results303.txt | 6911 JYLKKÄ 400.00 | 0.2845 | 657.849 | 2245 | 1587.151
results303.txt | 6912 VALAJASKO 220.00 | 0.2823 | 657.849 | 2245 | 1587.151
results303.txt | 6913 VANTTAUSKOSK220.00 | 0.2823 | 657.849 | 2245 | 1587.151
results303.txt | 6915 PIRITTIK400 400.00 | 0.2830 | 657.849 | 2245 | 1587.151
results303.txt | 6914 PIRITTK220 220.00 | 0.2833 | 657.849 | 2245 | 1587.151
results303.txt | 6916 SEITAKORVA 220.00 | 0.2809 | 657.849 | 2245 | 1587.151
results303.txt | 6917 ISOKANGAS 400.00 | 0.2863 | 657.849 | 2245 | 1587.151
results303.txt | 6918 PIKKARALA 400.00 | 0.2857 | 657.849 | 2245 | 1587.151
results303.txt | 6920 PYHÄNSEL400 400.00 | 0.2896 | 657.849 | 2245 | 1587.151
results303.txt | 6919 PYHÄNSEL220 220.00 | 0.2896 | 657.849 | 2245 | 1587.151
results303.txt | 6921 PYHÄKOSI 220.00 | 0.2803 | 657.849 | 2245 | 1587.151
results303.txt | 6922 UTANEN 220.00 | 0.2757 | 657.849 | 2245 | 1587.151
results303.txt | 6923 NUOJA 220.00 | 0.2706 | 657.849 | 2245 | 1587.151
results303.txt | 6930 LETSI 400.00 | 0.4093 | 657.849 | 2245 | 1587.151
results303.txt | 6990 ISONIEMI 220.00 | 0.3113 | 657.849 | 2245 | 1587.151
results303.txt | 6992 IVALO 220.00 | 0.3473 | 657.849 | 2245 | 1587.151
results303.txt | 6993 KUOLAJÄRVI 220.00 | 0.3160 | 657.849 | 2245 | 1587.151
results303.txt | 6994 VAJUKOSKI 220.00 | 0.3177 | 657.849 | 2245 | 1587.151
results303.txt | 6995 KOKKOSNIVA 220.00 | 0.3101 | 657.849 | 2245 | 1587.151
results303.txt | 7001 SEITEVARE 400.00 | -0.1918 | 657.849 | 2245 | 1587.151
results303.txt | 7004 LIGGA 400.00 | -0.1918 | 657.849 | 2245 | 1587.151
results303.txt | 7005 MESSAURE 400.00 | -0.3682 | 657.849 | 2245 | 1587.151
results303.txt | 7010 VARANGERBOT 220.00 | 0.3743 | 657.849 | 2245 | 1587.151
results303.txt | 7018 UTSJOKI 220.00 | 0.3692 | 657.849 | 2245 | 1587.151
results303.txt | 7054 OSSAUSKOSKI 220.00 | 0.2781 | 657.849 | 2245 | 1587.151
results303.txt | 7056 PETÄJÄSKO 400.00 | 0.2814 | 657.849 | 2245 | 1587.151
results303.txt | 7055 PETÄJÄSKO 220.00 | 0.2811 | 657.849 | 2245 | 1587.151
results303.txt | 8579 JOINT 220.00 | 0.2759 | 657.849 | 2245 | 1587.151
results303.txt | 7140 JOINT 220.00 | 0.3687 | 657.849 | 2245 | 1587.151
results303.txt | 8256 JOINT 400.00 | -0.1918 | 657.849 | 2245 | 1587.151
results303.txt | 9408 HÄLLBERGET 400.00 | 0.3641 | 657.849 | 2245 | 1587.151
results303.txt | 9301 KEMIJÄRVI 220.00 | 0.2887 | 657.849 | 2245 | 1587.151
results303.txt | 9302 KEMINMAA 400.00 | 0.3421 | 657.849 | 2245 | 1587.151
results303.txt | 9304 LUMIJÄRVI 400.00 | 0.2852 | 657.849 | 2245 | 1587.151
results303.txt | 9303 MUSALA 400.00 | 0.2755 | 657.849 | 2245 | 1587.151
results303.txt | 9305 KÄRPPIÖN 400.00 | 0.2688 | 657.849 | 2245 | 1587.151
results303.txt | 9306 HONKAJOEN 400.00 | 0.2668 | 657.849 | 2245 | 1587.151
results303.txt | 9307 KONTIOLAHTI 400.00 | 0.2907 | 657.849 | 2245 | 1587.151
results303.txt | 9308 ORIMATTILAN 400.00 | 0.2773 | 657.849 | 2245 | 1587.151
results303.txt | 9309 NAANTALINSAL400.00 | 0.2671 | 657.849 | 2245 | 1587.151
results304.txt | PTI INTERACTIVE POWER SYSTEM SIMULATOR--PSS(R)E MON, MAY 29 2023 | 16:32 | -410.3412 | 2000 | 1589.6588
results304.txt | SENSITIVITY FACTORS ARE CALCULATED WITH AC | NETWORK | -410.3412 | 2000 | 1589.6588
results304.txt | SUBSYSTEM 'RESERV' IS USED FOR OPPOSING SYSTEM FOR MW POWER | DISPATCH | -410.3412 | 2000 | 1589.6588
results304.txt | SENSITIVITY FACTORS OF BRANCH FLOW (MVA) ON 6934 NEDRERÖS220 220.00 TO 6936 NEDRERÖS400 400.00 2 MORE THAN | 0.10000 | -410.3412 | 2000 | 1589.6588
results304.txt | <--------- BUS NAME --------> | MW-SENS | -410.3412 | 2000 | 1589.6588
results304.txt | 6925 GRUNDFORS220220.00 | 0.1846 | -410.3412 | 2000 | 1589.6588
results304.txt | 6936 NEDRERÖS400 400.00 | -0.1056 | -410.3412 | 2000 | 1589.6588
results304.txt | 6935 NEDRERÖS300 400.00 | -0.1055 | -410.3412 | 2000 | 1589.6588
results304.txt | 6934 NEDRERÖS220 220.00 | 0.7692 | -410.3412 | 2000 | 1589.6588
results304.txt | 6937 MARKA 400.00 | -0.1009 | -410.3412 | 2000 | 1589.6588
results304.txt | 6944 RANA 400.00 | -0.1013 | -410.3412 | 2000 | 1589.6588
results304.txt | 6945 GEJMÅN 220.00 | 0.5682 | -410.3412 | 2000 | 1589.6588
results304.txt | 6946 AJAURE 220.00 | 0.4405 | -410.3412 | 2000 | 1589.6588
results304.txt | 6947 GARDIKFORS 220.00 | 0.3578 | -410.3412 | 2000 | 1589.6588
results304.txt | 7799 JOINT 220.00 | 0.5685 | -410.3412 | 2000 | 1589.6588
results304.txt | 8643 JOINT 220.00 | 0.3576 | -410.3412 | 2000 | 1589.6588
results305.txt | PTI INTERACTIVE POWER SYSTEM SIMULATOR--PSS(R)E MON, MAY 29 2023 | 16:32 | 654.6807 | 2245 | 1590.3192
results305.txt | SENSITIVITY FACTORS ARE CALCULATED WITH AC | NETWORK | 654.6807 | 2245 | 1590.3192
results305.txt | SUBSYSTEM 'RESERV' IS USED FOR OPPOSING SYSTEM FOR MW POWER | DISPATCH | 654.6807 | 2245 | 1590.3192
results305.txt | SENSITIVITY FACTORS OF BRANCH FLOW (MVA) ON 6677 BLÅFALL 400.00 TO 6681 SAUDA300 400.00 3 MORE THAN | 0.10000 | 654.6807 | 2245 | 1590.3192
results305.txt | <--------- BUS NAME --------> | MW-SENS | 654.6807 | 2245 | 1590.3192
results305.txt | 6356 BJERKREIM 400.00 | -0.1598 | 654.6807 | 2245 | 1590.3192
results305.txt | 6358 TONSTAD400 400.00 | -0.1495 | 654.6807 | 2245 | 1590.3192
results305.txt | 6357 TONSTAD300 400.00 | -0.1495 | 654.6807 | 2245 | 1590.3192
results305.txt | 6360 KJELLAND 400.00 | -0.1537 | 654.6807 | 2245 | 1590.3192
results305.txt | 6363 FEDA400 400.00 | -0.1491 | 654.6807 | 2245 | 1590.3192
results305.txt | 6362 FEDA300 400.00 | -0.1492 | 654.6807 | 2245 | 1590.3192
results305.txt | 6364 LISTAWIND 400.00 | -0.1491 | 654.6807 | 2245 | 1590.3192
results305.txt | 6365 KRISTIANSAND400.00 | -0.1342 | 654.6807 | 2245 | 1590.3192
results305.txt | 6373 ARENDAL400 400.00 | -0.1196 | 654.6807 | 2245 | 1590.3192
results305.txt | 6372 ARENDAL300 400.00 | -0.1196 | 654.6807 | 2245 | 1590.3192
results305.txt | 6647 MOSKOG 400.00 | 0.1185 | 654.6807 | 2245 | 1590.3192
results305.txt | 6648 HOYANGER 400.00 | 0.1259 | 654.6807 | 2245 | 1590.3192
results305.txt | 6649 REFSDAL 400.00 | 0.1948 | 654.6807 | 2245 | 1590.3192
results305.txt | 6650 HOVE 400.00 | 0.1783 | 654.6807 | 2245 | 1590.3192
results305.txt | 6651 MODALEN 400.00 | 0.2411 | 654.6807 | 2245 | 1590.3192
results305.txt | 6653 DALE 400.00 | 0.2599 | 654.6807 | 2245 | 1590.3192
results305.txt | 6654 EVANGER 400.00 | 0.2589 | 654.6807 | 2245 | 1590.3192
results305.txt | 6656 SAMNAGER400 400.00 | 0.2743 | 654.6807 | 2245 | 1590.3192
results305.txt | 6655 SAMNAGER300 400.00 | 0.2752 | 654.6807 | 2245 | 1590.3192
results305.txt | 6657 JOSTEDAL 400.00 | 0.1447 | 654.6807 | 2245 | 1590.3192
results305.txt | 6658 LEIRDOLA 400.00 | 0.1449 | 654.6807 | 2245 | 1590.3192
results305.txt | 6659 ÅROY 400.00 | 0.1473 | 654.6807 | 2245 | 1590.3192
results305.txt | 6661 FARDAL400 400.00 | 0.1474 | 654.6807 | 2245 | 1590.3192
results305.txt | 6660 FARDAL300 400.00 | 0.1474 | 654.6807 | 2245 | 1590.3192
results305.txt | 6663 AURLAND400 400.00 | 0.1228 | 654.6807 | 2245 | 1590.3192
results305.txt | 6662 AURLAND200 400.00 | 0.1227 | 654.6807 | 2245 | 1590.3192
results305.txt | 6664 AURLAND2 400.00 | 0.1227 | 654.6807 | 2245 | 1590.3192
results305.txt | 6665 AURLAND3 400.00 | 0.1142 | 654.6807 | 2245 | 1590.3192
results305.txt | 6666 SKAGEN-FOTUN400.00 | 0.1436 | 654.6807 | 2245 | 1590.3192
results305.txt | 6668 ELDFJORD 400.00 | 0.1568 | 654.6807 | 2245 | 1590.3192
results305.txt | 6674 HUSNES 400.00 | 0.4869 | 654.6807 | 2245 | 1590.3192
results305.txt | 6676 HYDRO PURE S400.00 | 0.4073 | 654.6807 | 2245 | 1590.3192
results305.txt | 6675 MAURANGER 400.00 | 0.4073 | 654.6807 | 2245 | 1590.3192
results305.txt | 6677 BLÅFALL 400.00 | 0.4985 | 654.6807 | 2245 | 1590.3192
results305.txt | 6679 OKSLA 400.00 | -0.2471 | 654.6807 | 2245 | 1590.3192
results305.txt | 6680 ÅSEN 400.00 | -0.2471 | 654.6807 | 2245 | 1590.3192
results305.txt | 6682 SAUDA400 400.00 | -0.2921 | 654.6807 | 2245 | 1590.3192
results305.txt | 6681 SAUDA300 400.00 | -0.2932 | 654.6807 | 2245 | 1590.3192
results305.txt | 6683 HYLEN 400.00 | -0.2928 | 654.6807 | 2245 | 1590.3192
results305.txt | 6685 RÖDAL 400.00 | -0.2480 | 654.6807 | 2245 | 1590.3192
results305.txt | 6686 NOVLE 400.00 | -0.2479 | 654.6807 | 2245 | 1590.3192
results305.txt | 6687 ULLA-FORRE 400.00 | -0.2492 | 654.6807 | 2245 | 1590.3192
results305.txt | 6688 STOKKELAND 400.00 | -0.1654 | 654.6807 | 2245 | 1590.3192
results305.txt | 6690 HOG-JAERN400400.00 | -0.1656 | 654.6807 | 2245 | 1590.3192
results305.txt | 6689 HOG-JAERN300400.00 | -0.1654 | 654.6807 | 2245 | 1590.3192
results305.txt | 6691 SUBSTATION 400.00 | -0.2928 | 654.6807 | 2245 | 1590.3192
results305.txt | 6693 SATURDAL 400.00 | -0.1543 | 654.6807 | 2245 | 1590.3192
results305.txt | 6692 HYDRO MIXED 400.00 | -0.1542 | 654.6807 | 2245 | 1590.3192
results305.txt | 6694 FORRE 400.00 | -0.1748 | 654.6807 | 2245 | 1590.3192
results305.txt | 6695 KVILLDAL 400.00 | -0.1431 | 654.6807 | 2245 | 1590.3192
results305.txt | 6698 LYSE400 400.00 | -0.1887 | 654.6807 | 2245 | 1590.3192
results305.txt | 6697 LYSE300 400.00 | -0.1885 | 654.6807 | 2245 | 1590.3192
results305.txt | 6699 DUGE 301.00 | -0.1678 | 654.6807 | 2245 | 1590.3192
results305.txt | 6700 TJORHOM 400.00 | -0.1880 | 654.6807 | 2245 | 1590.3192
results305.txt | 6701 KVANNDAL 400.00 | -0.2332 | 654.6807 | 2245 | 1590.3192
results305.txt | 6702 KJELA 400.00 | -0.2075 | 654.6807 | 2245 | 1590.3192
results305.txt | 6703 SONGA 400.00 | -0.1720 | 654.6807 | 2245 | 1590.3192
results305.txt | 6704 VINJE 400.00 | -0.1593 | 654.6807 | 2245 | 1590.3192
results305.txt | 6705 HOLEN 400.00 | -0.1378 | 654.6807 | 2245 | 1590.3192
results305.txt | 6706 ROSKREPP 301.00 | -0.1666 | 654.6807 | 2245 | 1590.3192
results305.txt | 6707 KVINEN 301.00 | -0.1655 | 654.6807 | 2245 | 1590.3192
results305.txt | 6708 SOLHOLM300 400.00 | -0.1443 | 654.6807 | 2245 | 1590.3192
results305.txt | 6710 HEKNI 400.00 | -0.1355 | 654.6807 | 2245 | 1590.3192
results305.txt | 6711 TOKKE 400.00 | -0.1446 | 654.6807 | 2245 | 1590.3192
results305.txt | 6722 VEMORK 400.00 | -0.1354 | 654.6807 | 2245 | 1590.3192
results305.txt | 6725 SUNDSBARM 400.00 | -0.1024 | 654.6807 | 2245 | 1590.3192
results305.txt | 6730 BAMBLE400 400.00 | -0.1013 | 654.6807 | 2245 | 1590.3192
results305.txt | 6729 BAMBLE300 400.00 | -0.1013 | 654.6807 | 2245 | 1590.3192
results305.txt | 6743 KOLLSNES 400.00 | 0.2618 | 654.6807 | 2245 | 1590.3192
results305.txt | 6745 SUBSTATION 400.00 | 0.2553 | 654.6807 | 2245 | 1590.3192
results305.txt | 6744 LINDÅS 400.00 | 0.2553 | 654.6807 | 2245 | 1590.3192
results305.txt | 6746 NYGARD 400.00 | 0.2643 | 654.6807 | 2245 | 1590.3192
results305.txt | 6747 ARNA 400.00 | 0.2644 | 654.6807 | 2245 | 1590.3192
results305.txt | 6748 BERGEN 400.00 | 0.2656 | 654.6807 | 2245 | 1590.3192
results305.txt | 6749 STORD 400.00 | 0.4276 | 654.6807 | 2245 | 1590.3192
results305.txt | 6751 SUBSTATION 301.00 | 0.1212 | 654.6807 | 2245 | 1590.3192
results305.txt | 6750 HÅVIK 400.00 | 0.2973 | 654.6807 | 2245 | 1590.3192
results305.txt | 6752 SPANNE 400.00 | 0.3640 | 654.6807 | 2245 | 1590.3192
results305.txt | 6753 KÅRSTO 400.00 | 0.2980 | 654.6807 | 2245 | 1590.3192
results305.txt | 6754 STOLAHELA 400.00 | -0.1654 | 654.6807 | 2245 | 1590.3192
results305.txt | 8448 JOINT 400.00 | -0.2075 | 654.6807 | 2245 | 1590.3192
results305.txt | 8460 JOINT 400.00 | -0.2332 | 654.6807 | 2245 | 1590.3192
results305.txt | 8611 JOINT 400.00 | 0.2979 | 654.6807 | 2245 | 1590.3192
results305.txt | 9010 HAUGSVAER 400.00 | 0.2481 | 654.6807 | 2245 | 1590.3192
results305.txt | 9011 STEINSLAND 400.00 | 0.2424 | 654.6807 | 2245 | 1590.3192
results305.txt | 9014 HONNA 400.00 | -0.1372 | 654.6807 | 2245 | 1590.3192
results305.txt | 9019 SAUDA 301.00 | -0.1159 | 654.6807 | 2245 | 1590.3192
results305.txt | 9020 LYSE 301.00 | -0.1712 | 654.6807 | 2245 | 1590.3192
results305.txt | 9021 FJOTLAND 301.00 | -0.1617 | 654.6807 | 2245 | 1590.3192
results306.txt | PTI INTERACTIVE POWER SYSTEM SIMULATOR--PSS(R)E MON, MAY 29 2023 | 16:32 | 650.0102 | 2245 | 1594.9897
results306.txt | SENSITIVITY FACTORS ARE CALCULATED WITH AC | NETWORK | 650.0102 | 2245 | 1594.9897
results306.txt | SUBSYSTEM 'RESERV' IS USED FOR OPPOSING SYSTEM FOR MW POWER | DISPATCH | 650.0102 | 2245 | 1594.9897
results306.txt | SENSITIVITY FACTORS OF BRANCH FLOW (MVA) ON 6554 LÄNSISALMI 400.00 TO 6567 ANTTILA 400.00 2 MORE THAN | 0.10000 | 650.0102 | 2245 | 1594.9897
results306.txt | <--------- BUS NAME --------> | MW-SENS | 650.0102 | 2245 | 1594.9897
results306.txt | 6545 HUITTINEN 400.00 | 0.1053 | 650.0102 | 2245 | 1594.9897
results306.txt | 6572 KYMI 400.00 | -0.2154 | 650.0102 | 2245 | 1594.9897
results306.txt | 6546 SALO 400.00 | 0.1974 | 650.0102 | 2245 | 1594.9897
results306.txt | 6547 FORSSA 400.00 | 0.1366 | 650.0102 | 2245 | 1594.9897
results306.txt | 6550 KOPULA 400.00 | 0.2039 | 650.0102 | 2245 | 1594.9897
results306.txt | 6552 TAMMISTO 400.00 | 0.4023 | 650.0102 | 2245 | 1594.9897
results306.txt | 6553 NURMIJÄRVI 400.00 | -0.1706 | 650.0102 | 2245 | 1594.9897
results306.txt | 6554 LÄNSISALMI 400.00 | 0.5092 | 650.0102 | 2245 | 1594.9897
results306.txt | 6555 INKOO 400.00 | 0.2649 | 650.0102 | 2245 | 1594.9897
results306.txt | 6556 ESPOO 400.00 | 0.3176 | 650.0102 | 2245 | 1594.9897
results306.txt | 6567 ANTTILA 400.00 | -0.3243 | 650.0102 | 2245 | 1594.9897
results306.txt | 6569 KORIA 400.00 | -0.1824 | 650.0102 | 2245 | 1594.9897
results306.txt | 6570 LOVIISA 400.00 | -0.2665 | 650.0102 | 2245 | 1594.9897
results306.txt | 6573 YLLIKKÄLÄ 400.00 | -0.1264 | 650.0102 | 2245 | 1594.9897
results306.txt | 6617 OLKILUOTO 400.00 | 0.1039 | 650.0102 | 2245 | 1594.9897
results306.txt | 6618 RAUMA 400.00 | 0.1074 | 650.0102 | 2245 | 1594.9897
results306.txt | 6621 LIETO 400.00 | 0.1646 | 650.0102 | 2245 | 1594.9897
results306.txt | 9309 NAANTALINSAL400.00 | 0.1645 | 650.0102 | 2245 | 1594.9897
results307.txt | PTI INTERACTIVE POWER SYSTEM SIMULATOR--PSS(R)E MON, MAY 29 2023 | 16:32 | -649.283 | 2245 | 1595.7169
results307.txt | SENSITIVITY FACTORS ARE CALCULATED WITH AC | NETWORK | -649.283 | 2245 | 1595.7169
results307.txt | SUBSYSTEM 'RESERV' IS USED FOR OPPOSING SYSTEM FOR MW POWER | DISPATCH | -649.283 | 2245 | 1595.7169
results307.txt | SENSITIVITY FACTORS OF BRANCH FLOW (MVA) ON 6626 MINNE 400.00 TO 6735 OSLO300 400.00 3 MORE THAN | 0.10000 | -649.283 | 2245 | 1595.7169
results307.txt | <--------- BUS NAME --------> | MW-SENS | -649.283 | 2245 | 1595.7169
results307.txt | 6626 MINNE 400.00 | -0.7321 | -649.283 | 2245 | 1595.7169
results307.txt | 6712 OVREVINSTRA 400.00 | -0.2429 | -649.283 | 2245 | 1595.7169
results307.txt | 6713 NEDREVINSTRA400.00 | -0.2984 | -649.283 | 2245 | 1595.7169
results307.txt | 6717 NEDREVINSTRA400.00 | -0.2984 | -649.283 | 2245 | 1595.7169
results307.txt | 6718 FÅBERG 400.00 | -0.3007 | -649.283 | 2245 | 1595.7169
results307.txt | 6720 VARDAL 400.00 | -0.1937 | -649.283 | 2245 | 1595.7169
results307.txt | 6721 VANG 400.00 | -0.5290 | -649.283 | 2245 | 1595.7169
results307.txt | 6872 AURA2300 400.00 | -0.1175 | -649.283 | 2245 | 1595.7169
results307.txt | 6855 FRAERNA 400.00 | -0.1097 | -649.283 | 2245 | 1595.7169
results307.txt | 6858 ISTAD 400.00 | -0.1097 | -649.283 | 2245 | 1595.7169
results307.txt | 6859 AURA1 400.00 | -0.1149 | -649.283 | 2245 | 1595.7169
results307.txt | 6860 GRYTTEN 400.00 | -0.1034 | -649.283 | 2245 | 1595.7169
results307.txt | 6861 SNILLDAL 400.00 | -0.1047 | -649.283 | 2245 | 1595.7169
results307.txt | 6862 SURNA 400.00 | -0.1088 | -649.283 | 2245 | 1595.7169
results307.txt | 6874 VÅGÅMO 400.00 | -0.2015 | -649.283 | 2245 | 1595.7169
results307.txt | 6875 RENDALEN 301.00 | -0.2050 | -649.283 | 2245 | 1595.7169
results307.txt | 9007 TJELDBERGO 400.00 | -0.1068 | -649.283 | 2245 | 1595.7169
results307.txt | 9016 FÅBER300 301.00 | -0.2077 | -649.283 | 2245 | 1595.7169
results308.txt | PTI INTERACTIVE POWER SYSTEM SIMULATOR--PSS(R)E MON, MAY 29 2023 | 16:32 | 647.6099 | 2245 | 1597.3901
results308.txt | SENSITIVITY FACTORS ARE CALCULATED WITH AC | NETWORK | 647.6099 | 2245 | 1597.3901
results308.txt | SUBSYSTEM 'RESERV' IS USED FOR OPPOSING SYSTEM FOR MW POWER | DISPATCH | 647.6099 | 2245 | 1597.3901
results308.txt | SENSITIVITY FACTORS OF BRANCH FLOW (MVA) ON 6655 SAMNAGER300 400.00 TO 6675 MAURANGER 400.00 1 MORE THAN | 0.10000 | 647.6099 | 2245 | 1597.3901
results308.txt | <--------- BUS NAME --------> | MW-SENS | 647.6099 | 2245 | 1597.3901
results308.txt | 6356 BJERKREIM 400.00 | -0.1885 | 647.6099 | 2245 | 1597.3901
results308.txt | 6358 TONSTAD400 400.00 | -0.1763 | 647.6099 | 2245 | 1597.3901
results308.txt | 6357 TONSTAD300 400.00 | -0.1763 | 647.6099 | 2245 | 1597.3901
results308.txt | 6360 KJELLAND 400.00 | -0.1813 | 647.6099 | 2245 | 1597.3901
results308.txt | 6363 FEDA400 400.00 | -0.1758 | 647.6099 | 2245 | 1597.3901
results308.txt | 6362 FEDA300 400.00 | -0.1759 | 647.6099 | 2245 | 1597.3901
results308.txt | 6364 LISTAWIND 400.00 | -0.1759 | 647.6099 | 2245 | 1597.3901
results308.txt | 6365 KRISTIANSAND400.00 | -0.1582 | 647.6099 | 2245 | 1597.3901
results308.txt | 6373 ARENDAL400 400.00 | -0.1410 | 647.6099 | 2245 | 1597.3901
results308.txt | 6372 ARENDAL300 400.00 | -0.1410 | 647.6099 | 2245 | 1597.3901
results308.txt | 6647 MOSKOG 400.00 | 0.1397 | 647.6099 | 2245 | 1597.3901
results308.txt | 6648 HOYANGER 400.00 | 0.1485 | 647.6099 | 2245 | 1597.3901
results308.txt | 6649 REFSDAL 400.00 | 0.2297 | 647.6099 | 2245 | 1597.3901
results308.txt | 6650 HOVE 400.00 | 0.2102 | 647.6099 | 2245 | 1597.3901
results308.txt | 6651 MODALEN 400.00 | 0.2842 | 647.6099 | 2245 | 1597.3901
results308.txt | 6653 DALE 400.00 | 0.3064 | 647.6099 | 2245 | 1597.3901
results308.txt | 6654 EVANGER 400.00 | 0.3052 | 647.6099 | 2245 | 1597.3901
results308.txt | 6656 SAMNAGER400 400.00 | 0.3234 | 647.6099 | 2245 | 1597.3901
results308.txt | 6655 SAMNAGER300 400.00 | 0.3244 | 647.6099 | 2245 | 1597.3901
results308.txt | 6657 JOSTEDAL 400.00 | 0.1705 | 647.6099 | 2245 | 1597.3901
results308.txt | 6658 LEIRDOLA 400.00 | 0.1708 | 647.6099 | 2245 | 1597.3901
results308.txt | 6659 ÅROY 400.00 | 0.1736 | 647.6099 | 2245 | 1597.3901
results308.txt | 6661 FARDAL400 400.00 | 0.1737 | 647.6099 | 2245 | 1597.3901
results308.txt | 6660 FARDAL300 400.00 | 0.1737 | 647.6099 | 2245 | 1597.3901
results308.txt | 6663 AURLAND400 400.00 | 0.1447 | 647.6099 | 2245 | 1597.3901
results308.txt | 6662 AURLAND200 400.00 | 0.1447 | 647.6099 | 2245 | 1597.3901
results308.txt | 6664 AURLAND2 400.00 | 0.1447 | 647.6099 | 2245 | 1597.3901
results308.txt | 6665 AURLAND3 400.00 | 0.1346 | 647.6099 | 2245 | 1597.3901
results308.txt | 6666 SKAGEN-FOTUN400.00 | 0.1693 | 647.6099 | 2245 | 1597.3901
results308.txt | 6668 ELDFJORD 400.00 | 0.1849 | 647.6099 | 2245 | 1597.3901
results308.txt | 6669 HOL1 400.00 | 0.1031 | 647.6099 | 2245 | 1597.3901
results308.txt | 6674 HUSNES 400.00 | -0.4284 | 647.6099 | 2245 | 1597.3901
results308.txt | 6676 HYDRO PURE S400.00 | -0.5291 | 647.6099 | 2245 | 1597.3901
results308.txt | 6675 MAURANGER 400.00 | -0.5291 | 647.6099 | 2245 | 1597.3901
results308.txt | 6677 BLÅFALL 400.00 | -0.4293 | 647.6099 | 2245 | 1597.3901
results308.txt | 6679 OKSLA 400.00 | -0.2911 | 647.6099 | 2245 | 1597.3901
results308.txt | 6680 ÅSEN 400.00 | -0.2911 | 647.6099 | 2245 | 1597.3901
results308.txt | 6682 SAUDA400 400.00 | -0.3447 | 647.6099 | 2245 | 1597.3901
results308.txt | 6681 SAUDA300 400.00 | -0.3454 | 647.6099 | 2245 | 1597.3901
results308.txt | 6683 HYLEN 400.00 | -0.3449 | 647.6099 | 2245 | 1597.3901
results308.txt | 6685 RÖDAL 400.00 | -0.2921 | 647.6099 | 2245 | 1597.3901
results308.txt | 6686 NOVLE 400.00 | -0.2921 | 647.6099 | 2245 | 1597.3901
results308.txt | 6687 ULLA-FORRE 400.00 | -0.2936 | 647.6099 | 2245 | 1597.3901
results308.txt | 6688 STOKKELAND 400.00 | -0.1951 | 647.6099 | 2245 | 1597.3901
results308.txt | 6690 HOG-JAERN400400.00 | -0.1953 | 647.6099 | 2245 | 1597.3901
results308.txt | 6689 HOG-JAERN300400.00 | -0.1951 | 647.6099 | 2245 | 1597.3901
results308.txt | 6691 SUBSTATION 400.00 | -0.3449 | 647.6099 | 2245 | 1597.3901
results308.txt | 6693 SATURDAL 400.00 | -0.1819 | 647.6099 | 2245 | 1597.3901
results308.txt | 6692 HYDRO MIXED 400.00 | -0.1819 | 647.6099 | 2245 | 1597.3901
results308.txt | 6694 FORRE 400.00 | -0.2061 | 647.6099 | 2245 | 1597.3901
results308.txt | 6695 KVILLDAL 400.00 | -0.1687 | 647.6099 | 2245 | 1597.3901
results308.txt | 6698 LYSE400 400.00 | -0.2226 | 647.6099 | 2245 | 1597.3901
results308.txt | 6697 LYSE300 400.00 | -0.2224 | 647.6099 | 2245 | 1597.3901
results308.txt | 6699 DUGE 301.00 | -0.1979 | 647.6099 | 2245 | 1597.3901
results308.txt | 6700 TJORHOM 400.00 | -0.2218 | 647.6099 | 2245 | 1597.3901
results308.txt | 6701 KVANNDAL 400.00 | -0.2747 | 647.6099 | 2245 | 1597.3901
results308.txt | 6702 KJELA 400.00 | -0.2444 | 647.6099 | 2245 | 1597.3901
results308.txt | 6703 SONGA 400.00 | -0.2027 | 647.6099 | 2245 | 1597.3901
results308.txt | 6704 VINJE 400.00 | -0.1878 | 647.6099 | 2245 | 1597.3901
results308.txt | 6705 HOLEN 400.00 | -0.1625 | 647.6099 | 2245 | 1597.3901
results308.txt | 6706 ROSKREPP 301.00 | -0.1965 | 647.6099 | 2245 | 1597.3901
results308.txt | 6707 KVINEN 301.00 | -0.1952 | 647.6099 | 2245 | 1597.3901
results308.txt | 6708 SOLHOLM300 400.00 | -0.1702 | 647.6099 | 2245 | 1597.3901
results308.txt | 6710 HEKNI 400.00 | -0.1598 | 647.6099 | 2245 | 1597.3901
results308.txt | 6711 TOKKE 400.00 | -0.1704 | 647.6099 | 2245 | 1597.3901
results308.txt | 6722 VEMORK 400.00 | -0.1596 | 647.6099 | 2245 | 1597.3901
results308.txt | 6723 SÅHEIM 400.00 | -0.1064 | 647.6099 | 2245 | 1597.3901
results308.txt | 6725 SUNDSBARM 400.00 | -0.1207 | 647.6099 | 2245 | 1597.3901
results308.txt | 6727 ROD400 400.00 | -0.1100 | 647.6099 | 2245 | 1597.3901
results308.txt | 6726 ROD300 400.00 | -0.1099 | 647.6099 | 2245 | 1597.3901
results308.txt | 6728 GRENLAND 400.00 | -0.1151 | 647.6099 | 2245 | 1597.3901
results308.txt | 6730 BAMBLE400 400.00 | -0.1194 | 647.6099 | 2245 | 1597.3901
results308.txt | 6729 BAMBLE300 400.00 | -0.1194 | 647.6099 | 2245 | 1597.3901
results308.txt | 6743 KOLLSNES 400.00 | 0.3086 | 647.6099 | 2245 | 1597.3901
results308.txt | 6745 SUBSTATION 400.00 | 0.3010 | 647.6099 | 2245 | 1597.3901
results308.txt | 6744 LINDÅS 400.00 | 0.3010 | 647.6099 | 2245 | 1597.3901
results308.txt | 6746 NYGARD 400.00 | 0.3116 | 647.6099 | 2245 | 1597.3901
results308.txt | 6747 ARNA 400.00 | 0.3117 | 647.6099 | 2245 | 1597.3901
results308.txt | 6748 BERGEN 400.00 | 0.3132 | 647.6099 | 2245 | 1597.3901
results308.txt | 6749 STORD 400.00 | -0.4228 | 647.6099 | 2245 | 1597.3901
results308.txt | 6751 SUBSTATION 301.00 | -0.3904 | 647.6099 | 2245 | 1597.3901
results308.txt | 6750 HÅVIK 400.00 | -0.4098 | 647.6099 | 2245 | 1597.3901
results308.txt | 6752 SPANNE 400.00 | -0.4168 | 647.6099 | 2245 | 1597.3901
results308.txt | 6753 KÅRSTO 400.00 | -0.4106 | 647.6099 | 2245 | 1597.3901
results308.txt | 6754 STOLAHELA 400.00 | -0.1951 | 647.6099 | 2245 | 1597.3901
results308.txt | 8448 JOINT 400.00 | -0.2444 | 647.6099 | 2245 | 1597.3901
results308.txt | 8460 JOINT 400.00 | -0.2747 | 647.6099 | 2245 | 1597.3901
results308.txt | 8611 JOINT 400.00 | -0.4104 | 647.6099 | 2245 | 1597.3901
results308.txt | 9009 ALFOTEN 400.00 | 0.1079 | 647.6099 | 2245 | 1597.3901
results308.txt | 9010 HAUGSVAER 400.00 | 0.2925 | 647.6099 | 2245 | 1597.3901
results308.txt | 9011 STEINSLAND 400.00 | 0.2858 | 647.6099 | 2245 | 1597.3901
results308.txt | 9012 BAMBLE 400.00 | -0.1143 | 647.6099 | 2245 | 1597.3901
results308.txt | 9014 HONNA 400.00 | -0.1619 | 647.6099 | 2245 | 1597.3901
results308.txt | 9019 SAUDA 301.00 | -0.3641 | 647.6099 | 2245 | 1597.3901
results308.txt | 9020 LYSE 301.00 | -0.2019 | 647.6099 | 2245 | 1597.3901
results308.txt | 9021 FJOTLAND 301.00 | -0.1907 | 647.6099 | 2245 | 1597.3901
results309.txt | PTI INTERACTIVE POWER SYSTEM SIMULATOR--PSS(R)E MON, MAY 29 2023 | 16:32 | 644.4005 | 2245 | 1600.5995
results309.txt | SENSITIVITY FACTORS ARE CALCULATED WITH AC | NETWORK | 644.4005 | 2245 | 1600.5995
results309.txt | SUBSYSTEM 'RESERV' IS USED FOR OPPOSING SYSTEM FOR MW POWER | DISPATCH | 644.4005 | 2245 | 1600.5995
results309.txt | SENSITIVITY FACTORS OF BRANCH FLOW (MVA) ON 6639 LINDBACKA400400.00 TO 6641 HALLSBERG400400.00 10 MORE THAN | 0.10000 | 644.4005 | 2245 | 1600.5995
results309.txt | <--------- BUS NAME --------> | MW-SENS | 644.4005 | 2245 | 1600.5995
results309.txt | 5624 HERSLEV 400.00 | -0.1276 | 644.4005 | 2245 | 1600.5995
results309.txt | 5642 HOVEGARD 400.00 | -0.1275 | 644.4005 | 2245 | 1600.5995
results309.txt | 5646 BJAEVERSKOV4400.00 | -0.1274 | 644.4005 | 2245 | 1600.5995
results309.txt | 5645 BJAEVERSKOV2220.00 | -0.1271 | 644.4005 | 2245 | 1600.5995
results309.txt | 5657 ISHOJ400 400.00 | -0.1275 | 644.4005 | 2245 | 1600.5995
results309.txt | 5656 ISHOJ220 220.00 | -0.1277 | 644.4005 | 2245 | 1600.5995
results309.txt | 5660 AVEDOREVERK 400.00 | -0.1276 | 644.4005 | 2245 | 1600.5995
results309.txt | 5662 ORSTEDSVERKE400.00 | -0.1277 | 644.4005 | 2245 | 1600.5995
results309.txt | 5671 SEGE 400.00 | -0.1281 | 644.4005 | 2245 | 1600.5995
results309.txt | 5672 ARRIE 400.00 | -0.1281 | 644.4005 | 2245 | 1600.5995
results309.txt | 5673 KRUSEBERG 400.00 | -0.1281 | 644.4005 | 2245 | 1600.5995
results309.txt | 5676 WIND FARM 220.00 | -0.1248 | 644.4005 | 2245 | 1600.5995
results309.txt | 5845 ASNAESVERK 400.00 | -0.1275 | 644.4005 | 2245 | 1600.5995
results309.txt | 6309 STENKULLEN 400.00 | -0.1037 | 644.4005 | 2245 | 1600.5995
results309.txt | 6311 LINDOME 400.00 | -0.1060 | 644.4005 | 2245 | 1600.5995
results309.txt | 6312 RINGHALS 400.00 | -0.1083 | 644.4005 | 2245 | 1600.5995
results309.txt | 6313 STROMMA 400.00 | -0.1074 | 644.4005 | 2245 | 1600.5995
results309.txt | 6314 TIMMERSDALA 400.00 | -0.2233 | 644.4005 | 2245 | 1600.5995
results309.txt | 6315 HORRED 400.00 | -0.1109 | 644.4005 | 2245 | 1600.5995
results309.txt | 6316 UDDEBO 400.00 | -0.1176 | 644.4005 | 2245 | 1600.5995
results309.txt | 6319 KYNDBYVERKER400.00 | -0.1274 | 644.4005 | 2245 | 1600.5995
results309.txt | 6324 GORLOSEGARD 400.00 | -0.1269 | 644.4005 | 2245 | 1600.5995
results309.txt | 6330 GELNTEGARD2 400.00 | -0.1281 | 644.4005 | 2245 | 1600.5995
results309.txt | 6334 GLENTEGARD 400.00 | -0.1283 | 644.4005 | 2245 | 1600.5995
results309.txt | 6335 SODERASEN 400.00 | -0.1251 | 644.4005 | 2245 | 1600.5995
results309.txt | 6337 BARSEBACK 400.00 | -0.1278 | 644.4005 | 2245 | 1600.5995
results309.txt | 6338 HURVA 400.00 | -0.1294 | 644.4005 | 2245 | 1600.5995
results309.txt | 6340 MOHOLM 220.00 | -0.3383 | 644.4005 | 2245 | 1600.5995
results309.txt | 6341 KOLSTAD 400.00 | -0.1273 | 644.4005 | 2245 | 1600.5995
results309.txt | 6342 TENHULT 400.00 | -0.1301 | 644.4005 | 2245 | 1600.5995
results309.txt | 6343 BARKERYD 400.00 | -0.1374 | 644.4005 | 2245 | 1600.5995
results309.txt | 6345 GLAN 400.00 | -0.1110 | 644.4005 | 2245 | 1600.5995
results309.txt | 6346 KIMSTAD 400.00 | -0.1557 | 644.4005 | 2245 | 1600.5995
results309.txt | 6348 OSKARSHAMN 400.00 | -0.1332 | 644.4005 | 2245 | 1600.5995
results309.txt | 6349 ALVESTA 400.00 | -0.1320 | 644.4005 | 2245 | 1600.5995
results309.txt | 6350 HEMSJO 400.00 | -0.1330 | 644.4005 | 2245 | 1600.5995
results309.txt | 6351 KARLSHAMN 400.00 | -0.1329 | 644.4005 | 2245 | 1600.5995
results309.txt | 6354 NYBRO 400.00 | -0.1341 | 644.4005 | 2245 | 1600.5995
results309.txt | 6637 MORGARDSH 400.00 | 0.1475 | 644.4005 | 2245 | 1600.5995
results309.txt | 6639 LINDBACKA400400.00 | 0.1773 | 644.4005 | 2245 | 1600.5995
results309.txt | 6638 LINDBACKA220220.00 | 0.1372 | 644.4005 | 2245 | 1600.5995
results309.txt | 6641 HALLSBERG400400.00 | -0.3219 | 644.4005 | 2245 | 1600.5995
results309.txt | 6640 HALLSBERG220220.00 | -0.3219 | 644.4005 | 2245 | 1600.5995
results309.txt | 6642 OSTANSJO 400.00 | -0.1868 | 644.4005 | 2245 | 1600.5995
results309.txt | 7429 JOINT 220.00 | -0.1250 | 644.4005 | 2245 | 1600.5995
results309.txt | 1052 BREARED 400.00 | -0.1168 | 644.4005 | 2245 | 1600.5995
results309.txt | 1053 HÄRADSBO 400.00 | -0.1182 | 644.4005 | 2245 | 1600.5995
results309.txt | 9401 HAGESKRUV 400.00 | -0.1324 | 644.4005 | 2245 | 1600.5995
results310.txt | PTI INTERACTIVE POWER SYSTEM SIMULATOR--PSS(R)E MON, MAY 29 2023 | 16:32 | 643.2892 | 2245 | 1601.7108
results310.txt | SENSITIVITY FACTORS ARE CALCULATED WITH AC | NETWORK | 643.2892 | 2245 | 1601.7108
results310.txt | SUBSYSTEM 'RESERV' IS USED FOR OPPOSING SYSTEM FOR MW POWER | DISPATCH | 643.2892 | 2245 | 1601.7108
results310.txt | SENSITIVITY FACTORS OF BRANCH FLOW (MVA) ON 6714 HEMSIL2 400.00 TO 6715 NESBYEN 400.00 3 MORE THAN | 0.10000 | 643.2892 | 2245 | 1601.7108
results310.txt | <--------- BUS NAME --------> | MW-SENS | 643.2892 | 2245 | 1601.7108
results310.txt | 6667 BORGUND 301.00 | 0.2356 | 643.2892 | 2245 | 1601.7108
results310.txt | 6670 HOL3 400.00 | 0.1003 | 643.2892 | 2245 | 1601.7108
results310.txt | 6671 HEMSIL1 301.00 | 0.2364 | 643.2892 | 2245 | 1601.7108
results310.txt | 6673 USTA400 400.00 | 0.1005 | 643.2892 | 2245 | 1601.7108
results310.txt | 6672 USTA300 400.00 | 0.1005 | 643.2892 | 2245 | 1601.7108
results310.txt | 6714 HEMSIL2 400.00 | 0.2384 | 643.2892 | 2245 | 1601.7108
results310.txt | 6715 NESBYEN 400.00 | -0.6644 | 643.2892 | 2245 | 1601.7108
results310.txt | 9015 HEMSIL300 301.00 | 0.2384 | 643.2892 | 2245 | 1601.7108
results311.txt | PTI INTERACTIVE POWER SYSTEM SIMULATOR--PSS(R)E MON, MAY 29 2023 | 16:32 | -642.2039 | 2245 | 1602.796
results311.txt | SENSITIVITY FACTORS ARE CALCULATED WITH AC | NETWORK | -642.2039 | 2245 | 1602.796
results311.txt | SUBSYSTEM 'RESERV' IS USED FOR OPPOSING SYSTEM FOR MW POWER | DISPATCH | -642.2039 | 2245 | 1602.796
results311.txt | SENSITIVITY FACTORS OF BRANCH FLOW (MVA) ON 6930 LETSI 400.00 TO 7003 HARSPÅNGET 400.00 5 MORE THAN | 0.10000 | -642.2039 | 2245 | 1602.796
results311.txt | <--------- BUS NAME --------> | MW-SENS | -642.2039 | 2245 | 1602.796
results311.txt | 6571 VISULAHTI 400.00 | -0.2464 | -642.2039 | 2245 | 1602.796
results311.txt | 6545 HUITTINEN 400.00 | -0.2330 | -642.2039 | 2245 | 1602.796
results311.txt | 6572 KYMI 400.00 | -0.2398 | -642.2039 | 2245 | 1602.796
results311.txt | 6546 SALO 400.00 | -0.2344 | -642.2039 | 2245 | 1602.796
results311.txt | 6547 FORSSA 400.00 | -0.2345 | -642.2039 | 2245 | 1602.796
results311.txt | 6548 KANGASALA 400.00 | -0.2376 | -642.2039 | 2245 | 1602.796
results311.txt | 6549 LAVIANVOURI 400.00 | -0.2381 | -642.2039 | 2245 | 1602.796
results311.txt | 6550 KOPULA 400.00 | -0.2390 | -642.2039 | 2245 | 1602.796
results311.txt | 6551 HIKIÄ 400.00 | -0.2384 | -642.2039 | 2245 | 1602.796
results311.txt | 6552 TAMMISTO 400.00 | -0.2365 | -642.2039 | 2245 | 1602.796
results311.txt | 6553 NURMIJÄRVI 400.00 | -0.2384 | -642.2039 | 2245 | 1602.796
results311.txt | 6554 LÄNSISALMI 400.00 | -0.2367 | -642.2039 | 2245 | 1602.796
results311.txt | 6555 INKOO 400.00 | -0.2363 | -642.2039 | 2245 | 1602.796
results311.txt | 6556 ESPOO 400.00 | -0.2370 | -642.2039 | 2245 | 1602.796
results311.txt | 6567 ANTTILA 400.00 | -0.2379 | -642.2039 | 2245 | 1602.796
results311.txt | 6569 KORIA 400.00 | -0.2403 | -642.2039 | 2245 | 1602.796
results311.txt | 6570 LOVIISA 400.00 | -0.2356 | -642.2039 | 2245 | 1602.796
results311.txt | 6573 YLLIKKÄLÄ 400.00 | -0.2448 | -642.2039 | 2245 | 1602.796
results311.txt | 6615 TAHKOLUOTO 400.00 | -0.2295 | -642.2039 | 2245 | 1602.796
results311.txt | 6617 OLKILUOTO 400.00 | -0.2285 | -642.2039 | 2245 | 1602.796
results311.txt | 6618 RAUMA 400.00 | -0.2282 | -642.2039 | 2245 | 1602.796
results311.txt | 6619 ULVILA 400.00 | -0.2315 | -642.2039 | 2245 | 1602.796
results311.txt | 6621 LIETO 400.00 | -0.2329 | -642.2039 | 2245 | 1602.796
results311.txt | 6778 HIRVISUO 400.00 | -0.2402 | -642.2039 | 2245 | 1602.796
results311.txt | 6779 UUSNIVALA 400.00 | -0.2458 | -642.2039 | 2245 | 1602.796
results311.txt | 6780 ALAJÄRVI 400.00 | -0.2428 | -642.2039 | 2245 | 1602.796
results311.txt | 6781 SEINÄJOKI 400.00 | -0.2383 | -642.2039 | 2245 | 1602.796
results311.txt | 6783 PETÄJÄV400 400.00 | -0.2419 | -642.2039 | 2245 | 1602.796
results311.txt | 6782 PETÄJÄV220 220.00 | -0.2419 | -642.2039 | 2245 | 1602.796
results311.txt | 6784 JÄMSÄ 220.00 | -0.2442 | -642.2039 | 2245 | 1602.796
results311.txt | 6785 TOIVILA 400.00 | -0.2399 | -642.2039 | 2245 | 1602.796
results311.txt | 6786 HAAPAVESI 220.00 | -0.2381 | -642.2039 | 2245 | 1602.796
results311.txt | 6787 VUOLIJOKI 400.00 | -0.2473 | -642.2039 | 2245 | 1602.796
results311.txt | 6788 ALAPITKÄ 400.00 | -0.2477 | -642.2039 | 2245 | 1602.796
results311.txt | 6789 VIHTAVUORI 400.00 | -0.2447 | -642.2039 | 2245 | 1602.796
results311.txt | 6790 HUUTOKOSKI 400.00 | -0.2475 | -642.2039 | 2245 | 1602.796
results311.txt | 6809 STORNORRFORS400.00 | -0.1085 | -642.2039 | 2245 | 1602.796
results311.txt | 6810 TUOVILA 400.00 | -0.2362 | -642.2039 | 2245 | 1602.796
results311.txt | 6811 KRSITINESTAD400.00 | -0.2334 | -642.2039 | 2245 | 1602.796
results311.txt | 6903 SEITENOIKEA 220.00 | -0.2303 | -642.2039 | 2245 | 1602.796
results311.txt | 6907 DJUPTJÄRN 400.00 | -0.2223 | -642.2039 | 2245 | 1602.796
results311.txt | 6908 KEMINMAA 220.00 | -0.2403 | -642.2039 | 2245 | 1602.796
results311.txt | 6909 ISOHAARA 400.00 | -0.2349 | -642.2039 | 2245 | 1602.796
results311.txt | 6910 SUBSTATION 400.00 | -0.2350 | -642.2039 | 2245 | 1602.796
results311.txt | 6911 JYLKKÄ 400.00 | -0.2429 | -642.2039 | 2245 | 1602.796
results311.txt | 6912 VALAJASKO 220.00 | -0.2432 | -642.2039 | 2245 | 1602.796
results311.txt | 6913 VANTTAUSKOSK220.00 | -0.2430 | -642.2039 | 2245 | 1602.796
results311.txt | 6915 PIRITTIK400 400.00 | -0.2433 | -642.2039 | 2245 | 1602.796
results311.txt | 6914 PIRITTK220 220.00 | -0.2435 | -642.2039 | 2245 | 1602.796
results311.txt | 6916 SEITAKORVA 220.00 | -0.2421 | -642.2039 | 2245 | 1602.796
results311.txt | 6917 ISOKANGAS 400.00 | -0.2439 | -642.2039 | 2245 | 1602.796
results311.txt | 6918 PIKKARALA 400.00 | -0.2443 | -642.2039 | 2245 | 1602.796
results311.txt | 6920 PYHÄNSEL400 400.00 | -0.2453 | -642.2039 | 2245 | 1602.796
results311.txt | 6919 PYHÄNSEL220 220.00 | -0.2453 | -642.2039 | 2245 | 1602.796
results311.txt | 6921 PYHÄKOSI 220.00 | -0.2400 | -642.2039 | 2245 | 1602.796
results311.txt | 6922 UTANEN 220.00 | -0.2374 | -642.2039 | 2245 | 1602.796
results311.txt | 6923 NUOJA 220.00 | -0.2346 | -642.2039 | 2245 | 1602.796
results311.txt | 6930 LETSI 400.00 | -0.2690 | -642.2039 | 2245 | 1602.796
results311.txt | 6931 SVARTBYN 400.00 | -0.2032 | -642.2039 | 2245 | 1602.796
results311.txt | 6933 RÅBÄCKEN 400.00 | -0.1741 | -642.2039 | 2245 | 1602.796
results311.txt | 6990 ISONIEMI 220.00 | -0.2596 | -642.2039 | 2245 | 1602.796
results311.txt | 6992 IVALO 220.00 | -0.2800 | -642.2039 | 2245 | 1602.796
results311.txt | 6993 KUOLAJÄRVI 220.00 | -0.2622 | -642.2039 | 2245 | 1602.796
results311.txt | 6994 VAJUKOSKI 220.00 | -0.2631 | -642.2039 | 2245 | 1602.796
results311.txt | 6995 KOKKOSNIVA 220.00 | -0.2588 | -642.2039 | 2245 | 1602.796
results311.txt | 7000 VITAS 400.00 | 0.1095 | -642.2039 | 2245 | 1602.796
results311.txt | 7002 PORJUS 400.00 | 0.1342 | -642.2039 | 2245 | 1602.796
results311.txt | 7003 HARSPÅNGET 400.00 | 0.1478 | -642.2039 | 2245 | 1602.796
results311.txt | 7005 MESSAURE 400.00 | -0.1348 | -642.2039 | 2245 | 1602.796
results311.txt | 7010 VARANGERBOT 220.00 | -0.2954 | -642.2039 | 2245 | 1602.796
results311.txt | 7018 UTSJOKI 220.00 | -0.2924 | -642.2039 | 2245 | 1602.796
results311.txt | 7054 OSSAUSKOSKI 220.00 | -0.2408 | -642.2039 | 2245 | 1602.796
results311.txt | 7056 PETÄJÄSKO 400.00 | -0.2427 | -642.2039 | 2245 | 1602.796
results311.txt | 7055 PETÄJÄSKO 220.00 | -0.2425 | -642.2039 | 2245 | 1602.796
results311.txt | 7062 RITSEM 400.00 | 0.1039 | -642.2039 | 2245 | 1602.796
results311.txt | 8579 JOINT 220.00 | -0.2375 | -642.2039 | 2245 | 1602.796
results311.txt | 7140 JOINT 220.00 | -0.2921 | -642.2039 | 2245 | 1602.796
results311.txt | 9408 HÄLLBERGET 400.00 | -0.2596 | -642.2039 | 2245 | 1602.796
results311.txt | 9409 TROLLTJÄRN 400.00 | -0.1530 | -642.2039 | 2245 | 1602.796
results311.txt | 9301 KEMIJÄRVI 220.00 | -0.2466 | -642.2039 | 2245 | 1602.796
results311.txt | 9302 KEMINMAA 400.00 | -0.2555 | -642.2039 | 2245 | 1602.796
results311.txt | 9304 LUMIJÄRVI 400.00 | -0.2432 | -642.2039 | 2245 | 1602.796
results311.txt | 9303 MUSALA 400.00 | -0.2378 | -642.2039 | 2245 | 1602.796
results311.txt | 9305 KÄRPPIÖN 400.00 | -0.2339 | -642.2039 | 2245 | 1602.796
results311.txt | 9306 HONKAJOEN 400.00 | -0.2328 | -642.2039 | 2245 | 1602.796
results311.txt | 9307 KONTIOLAHTI 400.00 | -0.2461 | -642.2039 | 2245 | 1602.796
results311.txt | 9308 ORIMATTILAN 400.00 | -0.2386 | -642.2039 | 2245 | 1602.796
results311.txt | 9309 NAANTALINSAL400.00 | -0.2329 | -642.2039 | 2245 | 1602.796
results312.txt | PTI INTERACTIVE POWER SYSTEM SIMULATOR--PSS(R)E MON, MAY 29 2023 | 16:32 | -639.3497 | 2245 | 1605.6503
results312.txt | SENSITIVITY FACTORS ARE CALCULATED WITH AC | NETWORK | -639.3497 | 2245 | 1605.6503
results312.txt | SUBSYSTEM 'RESERV' IS USED FOR OPPOSING SYSTEM FOR MW POWER | DISPATCH | -639.3497 | 2245 | 1605.6503
results312.txt | SENSITIVITY FACTORS OF BRANCH FLOW (MVA) ON 6814 VERDAL400 400.00 TO 6871 EIDUM400 400.00 2 MORE THAN | 0.10000 | -639.3497 | 2245 | 1605.6503
results312.txt | <--------- BUS NAME --------> | MW-SENS | -639.3497 | 2245 | 1605.6503
results312.txt | 6812 OGNDAL 400.00 | -0.5348 | -639.3497 | 2245 | 1605.6503
results312.txt | 6814 VERDAL400 400.00 | -0.6026 | -639.3497 | 2245 | 1605.6503
results312.txt | 6813 VERDAL300 400.00 | -0.6026 | -639.3497 | 2245 | 1605.6503
results312.txt | 6815 HÖGÅSEN 400.00 | 0.1056 | -639.3497 | 2245 | 1605.6503
results312.txt | 6863 HOFSTAD 400.00 | -0.2172 | -639.3497 | 2245 | 1605.6503
results312.txt | 6864 ÅFJORD 400.00 | -0.1172 | -639.3497 | 2245 | 1605.6503
results312.txt | 6866 ORKDAL400 400.00 | 0.1367 | -639.3497 | 2245 | 1605.6503
results312.txt | 6865 ORKDAL300 400.00 | 0.1367 | -639.3497 | 2245 | 1605.6503
results312.txt | 6867 STRINDA 400.00 | 0.2193 | -639.3497 | 2245 | 1605.6503
results312.txt | 6869 KLAEBU400 400.00 | 0.1993 | -639.3497 | 2245 | 1605.6503
results312.txt | 6868 KLAEBU300 400.00 | 0.1993 | -639.3497 | 2245 | 1605.6503
results312.txt | 6871 EIDUM400 400.00 | 0.2624 | -639.3497 | 2245 | 1605.6503
results312.txt | 6870 EIDUM300 400.00 | 0.2624 | -639.3497 | 2245 | 1605.6503
results312.txt | 6936 NEDRERÖS400 400.00 | -0.2941 | -639.3497 | 2245 | 1605.6503
results312.txt | 6935 NEDRERÖS300 400.00 | -0.2943 | -639.3497 | 2245 | 1605.6503
results312.txt | 6934 NEDRERÖS220 220.00 | -0.2555 | -639.3497 | 2245 | 1605.6503
results312.txt | 6937 MARKA 400.00 | -0.3070 | -639.3497 | 2245 | 1605.6503
results312.txt | 6938 NAMSOS 400.00 | -0.3708 | -639.3497 | 2245 | 1605.6503
results312.txt | 6939 KOLSVIK 400.00 | -0.3335 | -639.3497 | 2245 | 1605.6503
results312.txt | 6940 NAMSKOGEN 400.00 | -0.3339 | -639.3497 | 2245 | 1605.6503
results312.txt | 6942 TUNNSJO400 400.00 | -0.3440 | -639.3497 | 2245 | 1605.6503
results312.txt | 6941 TUNNSJO300 400.00 | -0.3440 | -639.3497 | 2245 | 1605.6503
results312.txt | 6944 RANA 400.00 | -0.2861 | -639.3497 | 2245 | 1605.6503
results312.txt | 6945 GEJMÅN 220.00 | -0.1955 | -639.3497 | 2245 | 1605.6503
results312.txt | 6946 AJAURE 220.00 | -0.1572 | -639.3497 | 2245 | 1605.6503
results312.txt | 6947 GARDIKFORS 220.00 | -0.1323 | -639.3497 | 2245 | 1605.6503
results312.txt | 6996 OFOTEN 400.00 | -0.2011 | -639.3497 | 2245 | 1605.6503
results312.txt | 6997 NARVIK 400.00 | -0.2020 | -639.3497 | 2245 | 1605.6503
results312.txt | 7000 VITAS 400.00 | -0.1427 | -639.3497 | 2245 | 1605.6503
results312.txt | 7006 SVARTISEN 400.00 | -0.2707 | -639.3497 | 2245 | 1605.6503
results312.txt | 7007 KOBBELV 400.00 | -0.2267 | -639.3497 | 2245 | 1605.6503
results312.txt | 7008 SALTEN 400.00 | -0.2370 | -639.3497 | 2245 | 1605.6503
results312.txt | 7017 HAMMERFEST 400.00 | -0.2077 | -639.3497 | 2245 | 1605.6503
results312.txt | 7019 BALSFJORD 400.00 | -0.2039 | -639.3497 | 2245 | 1605.6503
results312.txt | 7020 BARDUFOSS 400.00 | -0.2035 | -639.3497 | 2245 | 1605.6503
results312.txt | 7061 NEA 400.00 | 0.1482 | -639.3497 | 2245 | 1605.6503
results312.txt | 7062 RITSEM 400.00 | -0.1564 | -639.3497 | 2245 | 1605.6503
results312.txt | 7799 JOINT 220.00 | -0.1956 | -639.3497 | 2245 | 1605.6503
results312.txt | 8643 JOINT 220.00 | -0.1322 | -639.3497 | 2245 | 1605.6503
results312.txt | 9001 SEIDAFJELL 400.00 | -0.2072 | -639.3497 | 2245 | 1605.6503
results312.txt | 9002 LEBSESBY 400.00 | -0.2073 | -639.3497 | 2245 | 1605.6503
results312.txt | 9003 HAMMERF 400.00 | -0.2077 | -639.3497 | 2245 | 1605.6503
results312.txt | 9004 ALTA 400.00 | -0.2063 | -639.3497 | 2245 | 1605.6503
results312.txt | 9005 BERGHEIM 400.00 | -0.2051 | -639.3497 | 2245 | 1605.6503
results312.txt | 9006 TROFORS 400.00 | -0.3151 | -639.3497 | 2245 | 1605.6503
results313.txt | PTI INTERACTIVE POWER SYSTEM SIMULATOR--PSS(R)E MON, MAY 29 2023 | 16:32 | -641.3286 | 2245 | 1606.2176
results313.txt | SENSITIVITY FACTORS ARE CALCULATED WITH AC | NETWORK | -641.3286 | 2245 | 1606.2176
results313.txt | SUBSYSTEM 'RESERV' IS USED FOR OPPOSING SYSTEM FOR MW POWER | DISPATCH | -641.3286 | 2245 | 1606.2176
results313.txt | SENSITIVITY FACTORS OF BRANCH FLOW (MVA) ON 6936 NEDRERÖS400 400.00 TO 9006 TROFORS 400.00 3 MORE THAN | 0.10000 | -641.3286 | 2245 | 1606.2176
results313.txt | <--------- BUS NAME --------> | MW-SENS | -641.3286 | 2245 | 1606.2176
results313.txt | 6812 OGNDAL 400.00 | 0.1765 | -641.3286 | 2245 | 1606.2176
results313.txt | 6814 VERDAL400 400.00 | 0.1642 | -641.3286 | 2245 | 1606.2176
results313.txt | 6813 VERDAL300 400.00 | 0.1642 | -641.3286 | 2245 | 1606.2176
results313.txt | 6872 AURA2300 400.00 | 0.1123 | -641.3286 | 2245 | 1606.2176
results313.txt | 6855 FRAERNA 400.00 | 0.1081 | -641.3286 | 2245 | 1606.2176
results313.txt | 6858 ISTAD 400.00 | 0.1081 | -641.3286 | 2245 | 1606.2176
results313.txt | 6859 AURA1 400.00 | 0.1110 | -641.3286 | 2245 | 1606.2176
results313.txt | 6860 GRYTTEN 400.00 | 0.1042 | -641.3286 | 2245 | 1606.2176
results313.txt | 6861 SNILLDAL 400.00 | 0.1328 | -641.3286 | 2245 | 1606.2176
results313.txt | 6862 SURNA 400.00 | 0.1215 | -641.3286 | 2245 | 1606.2176
results313.txt | 6863 HOFSTAD 400.00 | 0.1737 | -641.3286 | 2245 | 1606.2176
results313.txt | 6864 ÅFJORD 400.00 | 0.1532 | -641.3286 | 2245 | 1606.2176
results313.txt | 6866 ORKDAL400 400.00 | 0.1255 | -641.3286 | 2245 | 1606.2176
results313.txt | 6865 ORKDAL300 400.00 | 0.1255 | -641.3286 | 2245 | 1606.2176
results313.txt | 6867 STRINDA 400.00 | 0.1312 | -641.3286 | 2245 | 1606.2176
results313.txt | 6869 KLAEBU400 400.00 | 0.1276 | -641.3286 | 2245 | 1606.2176
results313.txt | 6868 KLAEBU300 400.00 | 0.1276 | -641.3286 | 2245 | 1606.2176
results313.txt | 6871 EIDUM400 400.00 | 0.1389 | -641.3286 | 2245 | 1606.2176
results313.txt | 6870 EIDUM300 400.00 | 0.1389 | -641.3286 | 2245 | 1606.2176
results313.txt | 6936 NEDRERÖS400 400.00 | -0.3178 | -641.3286 | 2245 | 1606.2176
results313.txt | 6935 NEDRERÖS300 400.00 | -0.3161 | -641.3286 | 2245 | 1606.2176
results313.txt | 6934 NEDRERÖS220 220.00 | -0.2744 | -641.3286 | 2245 | 1606.2176
results313.txt | 6937 MARKA 400.00 | -0.1881 | -641.3286 | 2245 | 1606.2176
results313.txt | 6938 NAMSOS 400.00 | 0.2059 | -641.3286 | 2245 | 1606.2176
results313.txt | 6939 KOLSVIK 400.00 | 0.1098 | -641.3286 | 2245 | 1606.2176
results313.txt | 6940 NAMSKOGEN 400.00 | 0.1100 | -641.3286 | 2245 | 1606.2176
results313.txt | 6942 TUNNSJO400 400.00 | 0.2379 | -641.3286 | 2245 | 1606.2176
results313.txt | 6941 TUNNSJO300 400.00 | 0.2379 | -641.3286 | 2245 | 1606.2176
results313.txt | 6944 RANA 400.00 | -0.3067 | -641.3286 | 2245 | 1606.2176
results313.txt | 6945 GEJMÅN 220.00 | -0.2116 | -641.3286 | 2245 | 1606.2176
results313.txt | 6946 AJAURE 220.00 | -0.1715 | -641.3286 | 2245 | 1606.2176
results313.txt | 6947 GARDIKFORS 220.00 | -0.1453 | -641.3286 | 2245 | 1606.2176
results313.txt | 6996 OFOTEN 400.00 | -0.2174 | -641.3286 | 2245 | 1606.2176
results313.txt | 6997 NARVIK 400.00 | -0.2183 | -641.3286 | 2245 | 1606.2176
results313.txt | 7000 VITAS 400.00 | -0.1560 | -641.3286 | 2245 | 1606.2176
results313.txt | 7006 SVARTISEN 400.00 | -0.2905 | -641.3286 | 2245 | 1606.2176
results313.txt | 7007 KOBBELV 400.00 | -0.2443 | -641.3286 | 2245 | 1606.2176
results313.txt | 7008 SALTEN 400.00 | -0.2551 | -641.3286 | 2245 | 1606.2176
results313.txt | 7017 HAMMERFEST 400.00 | -0.2243 | -641.3286 | 2245 | 1606.2176
results313.txt | 7019 BALSFJORD 400.00 | -0.2204 | -641.3286 | 2245 | 1606.2176
results313.txt | 7020 BARDUFOSS 400.00 | -0.2199 | -641.3286 | 2245 | 1606.2176
results313.txt | 7062 RITSEM 400.00 | -0.1704 | -641.3286 | 2245 | 1606.2176
results313.txt | 7799 JOINT 220.00 | -0.2117 | -641.3286 | 2245 | 1606.2176
results313.txt | 8643 JOINT 220.00 | -0.1453 | -641.3286 | 2245 | 1606.2176
results313.txt | 9001 SEIDAFJELL 400.00 | -0.2238 | -641.3286 | 2245 | 1606.2176
results313.txt | 9002 LEBSESBY 400.00 | -0.2240 | -641.3286 | 2245 | 1606.2176
results313.txt | 9003 HAMMERF 400.00 | -0.2243 | -641.3286 | 2245 | 1606.2176
results313.txt | 9004 ALTA 400.00 | -0.2229 | -641.3286 | 2245 | 1606.2176
results313.txt | 9005 BERGHEIM 400.00 | -0.2216 | -641.3286 | 2245 | 1606.2176
results313.txt | 9006 TROFORS 400.00 | 0.4701 | -641.3286 | 2245 | 1606.2176
results313.txt | 9007 TJELDBERGO 400.00 | 0.1274 | -641.3286 | 2245 | 1606.2176
results314.txt | PTI INTERACTIVE POWER SYSTEM SIMULATOR--PSS(R)E MON, MAY 29 2023 | 16:32 | 637.8856 | 2245 | 1607.1144
results314.txt | SENSITIVITY FACTORS ARE CALCULATED WITH AC | NETWORK | 637.8856 | 2245 | 1607.1144
results314.txt | SUBSYSTEM 'RESERV' IS USED FOR OPPOSING SYSTEM FOR MW POWER | DISPATCH | 637.8856 | 2245 | 1607.1144
results314.txt | SENSITIVITY FACTORS OF BRANCH FLOW (MVA) ON 6650 HOVE 400.00 TO 6660 FARDAL300 400.00 2 MORE THAN | 0.10000 | 637.8856 | 2245 | 1607.1144
results314.txt | <--------- BUS NAME --------> | MW-SENS | 637.8856 | 2245 | 1607.1144
results314.txt | 6647 MOSKOG 400.00 | -0.1964 | 637.8856 | 2245 | 1607.1144
results314.txt | 6648 HOYANGER 400.00 | -0.2067 | 637.8856 | 2245 | 1607.1144
results314.txt | 6649 REFSDAL 400.00 | 0.5681 | 637.8856 | 2245 | 1607.1144
results314.txt | 6650 HOVE 400.00 | 0.6391 | 637.8856 | 2245 | 1607.1144
results314.txt | 6651 MODALEN 400.00 | 0.3770 | 637.8856 | 2245 | 1607.1144
results314.txt | 6653 DALE 400.00 | 0.3000 | 637.8856 | 2245 | 1607.1144
results314.txt | 6654 EVANGER 400.00 | 0.3064 | 637.8856 | 2245 | 1607.1144
results314.txt | 6656 SAMNAGER400 400.00 | 0.2475 | 637.8856 | 2245 | 1607.1144
results314.txt | 6655 SAMNAGER300 400.00 | 0.2491 | 637.8856 | 2245 | 1607.1144
results314.txt | 6657 JOSTEDAL 400.00 | -0.2328 | 637.8856 | 2245 | 1607.1144
results314.txt | 6658 LEIRDOLA 400.00 | -0.2331 | 637.8856 | 2245 | 1607.1144
results314.txt | 6659 ÅROY 400.00 | -0.2363 | 637.8856 | 2245 | 1607.1144
results314.txt | 6661 FARDAL400 400.00 | -0.2364 | 637.8856 | 2245 | 1607.1144
results314.txt | 6660 FARDAL300 400.00 | -0.2364 | 637.8856 | 2245 | 1607.1144
results314.txt | 6666 SKAGEN-FOTUN400.00 | -0.2314 | 637.8856 | 2245 | 1607.1144
results314.txt | 6674 HUSNES 400.00 | 0.1550 | 637.8856 | 2245 | 1607.1144
results314.txt | 6676 HYDRO PURE S400.00 | 0.1928 | 637.8856 | 2245 | 1607.1144
results314.txt | 6675 MAURANGER 400.00 | 0.1928 | 637.8856 | 2245 | 1607.1144
results314.txt | 6677 BLÅFALL 400.00 | 0.1553 | 637.8856 | 2245 | 1607.1144
results314.txt | 6679 OKSLA 400.00 | 0.1031 | 637.8856 | 2245 | 1607.1144
results314.txt | 6680 ÅSEN 400.00 | 0.1031 | 637.8856 | 2245 | 1607.1144
results314.txt | 6682 SAUDA400 400.00 | 0.1234 | 637.8856 | 2245 | 1607.1144
results314.txt | 6681 SAUDA300 400.00 | 0.1237 | 637.8856 | 2245 | 1607.1144
results314.txt | 6683 HYLEN 400.00 | 0.1235 | 637.8856 | 2245 | 1607.1144
results314.txt | 6685 RÖDAL 400.00 | 0.1035 | 637.8856 | 2245 | 1607.1144
results314.txt | 6686 NOVLE 400.00 | 0.1035 | 637.8856 | 2245 | 1607.1144
results314.txt | 6687 ULLA-FORRE 400.00 | 0.1042 | 637.8856 | 2245 | 1607.1144
results314.txt | 6691 SUBSTATION 400.00 | 0.1235 | 637.8856 | 2245 | 1607.1144
results314.txt | 6743 KOLLSNES 400.00 | 0.2990 | 637.8856 | 2245 | 1607.1144
results314.txt | 6745 SUBSTATION 400.00 | 0.3236 | 637.8856 | 2245 | 1607.1144
results314.txt | 6744 LINDÅS 400.00 | 0.3236 | 637.8856 | 2245 | 1607.1144
results314.txt | 6746 NYGARD 400.00 | 0.2888 | 637.8856 | 2245 | 1607.1144
results314.txt | 6747 ARNA 400.00 | 0.2866 | 637.8856 | 2245 | 1607.1144
results314.txt | 6748 BERGEN 400.00 | 0.2833 | 637.8856 | 2245 | 1607.1144
results314.txt | 6749 STORD 400.00 | 0.1529 | 637.8856 | 2245 | 1607.1144
results314.txt | 6751 SUBSTATION 301.00 | 0.1407 | 637.8856 | 2245 | 1607.1144
results314.txt | 6750 HÅVIK 400.00 | 0.1480 | 637.8856 | 2245 | 1607.1144
results314.txt | 6752 SPANNE 400.00 | 0.1507 | 637.8856 | 2245 | 1607.1144
results314.txt | 6753 KÅRSTO 400.00 | 0.1484 | 637.8856 | 2245 | 1607.1144
results314.txt | 6856 ORSKOG 400.00 | -0.1061 | 637.8856 | 2245 | 1607.1144
results314.txt | 6857 ORSTA 400.00 | -0.1273 | 637.8856 | 2245 | 1607.1144
results314.txt | 8611 JOINT 400.00 | 0.1483 | 637.8856 | 2245 | 1607.1144
results314.txt | 9008 SYLKKYVELN 400.00 | -0.1154 | 637.8856 | 2245 | 1607.1144
results314.txt | 9009 ALFOTEN 400.00 | -0.1589 | 637.8856 | 2245 | 1607.1144
results314.txt | 9010 HAUGSVAER 400.00 | 0.3503 | 637.8856 | 2245 | 1607.1144
results314.txt | 9011 STEINSLAND 400.00 | 0.3716 | 637.8856 | 2245 | 1607.1144
results314.txt | 9019 SAUDA 301.00 | 0.1308 | 637.8856 | 2245 | 1607.1144
results315.txt | PTI INTERACTIVE POWER SYSTEM SIMULATOR--PSS(R)E MON, MAY 29 2023 | 16:32 | -390.7522 | 2000 | 1609.2478
results315.txt | SENSITIVITY FACTORS ARE CALCULATED WITH AC | NETWORK | -390.7522 | 2000 | 1609.2478
results315.txt | SUBSYSTEM 'RESERV' IS USED FOR OPPOSING SYSTEM FOR MW POWER | DISPATCH | -390.7522 | 2000 | 1609.2478
results315.txt | SENSITIVITY FACTORS OF BRANCH FLOW (MVA) ON 6925 GRUNDFORS220220.00 TO 6926 GRUNDFORS400400.00 1 MORE THAN | 0.10000 | -390.7522 | 2000 | 1609.2478
results315.txt | <--------- BUS NAME --------> | MW-SENS | -390.7522 | 2000 | 1609.2478
results315.txt | 6925 GRUNDFORS220220.00 | 0.8242 | -390.7522 | 2000 | 1609.2478
results315.txt | 6934 NEDRERÖS220 220.00 | 0.2214 | -390.7522 | 2000 | 1609.2478
results315.txt | 6945 GEJMÅN 220.00 | 0.4175 | -390.7522 | 2000 | 1609.2478
results315.txt | 6946 AJAURE 220.00 | 0.5475 | -390.7522 | 2000 | 1609.2478
results315.txt | 6947 GARDIKFORS 220.00 | 0.6358 | -390.7522 | 2000 | 1609.2478
results315.txt | 7799 JOINT 220.00 | 0.4182 | -390.7522 | 2000 | 1609.2478
results315.txt | 8643 JOINT 220.00 | 0.6363 | -390.7522 | 2000 | 1609.2478
results316.txt | PTI INTERACTIVE POWER SYSTEM SIMULATOR--PSS(R)E MON, MAY 29 2023 | 16:32 | 635.5443 | 2245 | 1609.4557
results316.txt | SENSITIVITY FACTORS ARE CALCULATED WITH AC | NETWORK | 635.5443 | 2245 | 1609.4557
results316.txt | SUBSYSTEM 'RESERV' IS USED FOR OPPOSING SYSTEM FOR MW POWER | DISPATCH | 635.5443 | 2245 | 1609.4557
results316.txt | SENSITIVITY FACTORS OF BRANCH FLOW (MVA) ON 6581 ANGSBERG 400.00 TO 6585 FINNBOLEHVDC400.00 2 MORE THAN | 0.10000 | 635.5443 | 2245 | 1609.4557
results316.txt | <--------- BUS NAME --------> | MW-SENS | 635.5443 | 2245 | 1609.4557
results316.txt | 6581 ANGSBERG 400.00 | 0.2950 | 635.5443 | 2245 | 1609.4557
results316.txt | 6585 FINNBOLEHVDC400.00 | -0.2068 | 635.5443 | 2245 | 1609.4557
results316.txt | 6586 FINNBOLEHVDC400.00 | -0.1997 | 635.5443 | 2245 | 1609.4557
results316.txt | 6803 MOLIDEN 400.00 | 0.1497 | 635.5443 | 2245 | 1609.4557
results317.txt | PTI INTERACTIVE POWER SYSTEM SIMULATOR--PSS(R)E MON, MAY 29 2023 | 16:32 | 629.0945 | 2245 | 1615.9055
results317.txt | SENSITIVITY FACTORS ARE CALCULATED WITH AC | NETWORK | 629.0945 | 2245 | 1615.9055
results317.txt | SUBSYSTEM 'RESERV' IS USED FOR OPPOSING SYSTEM FOR MW POWER | DISPATCH | 629.0945 | 2245 | 1615.9055
results317.txt | SENSITIVITY FACTORS OF BRANCH FLOW (MVA) ON 6639 LINDBACKA400400.00 TO 6642 OSTANSJO 400.00 7 MORE THAN | 0.10000 | 629.0945 | 2245 | 1615.9055
results317.txt | <--------- BUS NAME --------> | MW-SENS | 629.0945 | 2245 | 1615.9055
results317.txt | 6342 TENHULT 400.00 | -0.1035 | 629.0945 | 2245 | 1615.9055
results317.txt | 6343 BARKERYD 400.00 | -0.1262 | 629.0945 | 2245 | 1615.9055
results317.txt | 6642 OSTANSJO 400.00 | -0.2910 | 629.0945 | 2245 | 1615.9055
results318.txt | PTI INTERACTIVE POWER SYSTEM SIMULATOR--PSS(R)E MON, MAY 29 2023 | 16:32 | 624.858 | 2245 | 1620.142
results318.txt | SENSITIVITY FACTORS ARE CALCULATED WITH AC | NETWORK | 624.858 | 2245 | 1620.142
results318.txt | SUBSYSTEM 'RESERV' IS USED FOR OPPOSING SYSTEM FOR MW POWER | DISPATCH | 624.858 | 2245 | 1620.142
results318.txt | SENSITIVITY FACTORS OF BRANCH FLOW (MVA) ON 7000 VITAS 400.00 TO 7062 RITSEM 400.00 2 MORE THAN | 0.10000 | 624.858 | 2245 | 1620.142
results318.txt | <--------- BUS NAME --------> | MW-SENS | 624.858 | 2245 | 1620.142
results318.txt | 6812 OGNDAL 400.00 | 0.2079 | 624.858 | 2245 | 1620.142
results318.txt | 6814 VERDAL400 400.00 | 0.1941 | 624.858 | 2245 | 1620.142
results318.txt | 6813 VERDAL300 400.00 | 0.1941 | 624.858 | 2245 | 1620.142
results318.txt | 6872 AURA2300 400.00 | 0.1346 | 624.858 | 2245 | 1620.142
results318.txt | 6855 FRAERNA 400.00 | 0.1299 | 624.858 | 2245 | 1620.142
results318.txt | 6856 ORSKOG 400.00 | 0.1125 | 624.858 | 2245 | 1620.142
results318.txt | 6858 ISTAD 400.00 | 0.1299 | 624.858 | 2245 | 1620.142
results318.txt | 6859 AURA1 400.00 | 0.1332 | 624.858 | 2245 | 1620.142
results318.txt | 6860 GRYTTEN 400.00 | 0.1252 | 624.858 | 2245 | 1620.142
results318.txt | 6861 SNILLDAL 400.00 | 0.1581 | 624.858 | 2245 | 1620.142
results318.txt | 6862 SURNA 400.00 | 0.1452 | 624.858 | 2245 | 1620.142
results318.txt | 6863 HOFSTAD 400.00 | 0.2044 | 624.858 | 2245 | 1620.142
results318.txt | 6864 ÅFJORD 400.00 | 0.1811 | 624.858 | 2245 | 1620.142
results318.txt | 6866 ORKDAL400 400.00 | 0.1502 | 624.858 | 2245 | 1620.142
results318.txt | 6865 ORKDAL300 400.00 | 0.1502 | 624.858 | 2245 | 1620.142
results318.txt | 6867 STRINDA 400.00 | 0.1568 | 624.858 | 2245 | 1620.142
results318.txt | 6869 KLAEBU400 400.00 | 0.1529 | 624.858 | 2245 | 1620.142
results318.txt | 6868 KLAEBU300 400.00 | 0.1529 | 624.858 | 2245 | 1620.142
results318.txt | 6871 EIDUM400 400.00 | 0.1655 | 624.858 | 2245 | 1620.142
results318.txt | 6870 EIDUM300 400.00 | 0.1655 | 624.858 | 2245 | 1620.142
results318.txt | 6874 VÅGÅMO 400.00 | 0.1025 | 624.858 | 2245 | 1620.142
results318.txt | 6936 NEDRERÖS400 400.00 | 0.3420 | 624.858 | 2245 | 1620.142
results318.txt | 6935 NEDRERÖS300 400.00 | 0.3419 | 624.858 | 2245 | 1620.142
results318.txt | 6934 NEDRERÖS220 220.00 | 0.2851 | 624.858 | 2245 | 1620.142
results318.txt | 6937 MARKA 400.00 | 0.3294 | 624.858 | 2245 | 1620.142
results318.txt | 6938 NAMSOS 400.00 | 0.2409 | 624.858 | 2245 | 1620.142
results318.txt | 6939 KOLSVIK 400.00 | 0.2939 | 624.858 | 2245 | 1620.142
results318.txt | 6940 NAMSKOGEN 400.00 | 0.2944 | 624.858 | 2245 | 1620.142
results318.txt | 6942 TUNNSJO400 400.00 | 0.2771 | 624.858 | 2245 | 1620.142
results318.txt | 6941 TUNNSJO300 400.00 | 0.2771 | 624.858 | 2245 | 1620.142
results318.txt | 6944 RANA 400.00 | 0.3599 | 624.858 | 2245 | 1620.142
results318.txt | 6945 GEJMÅN 220.00 | 0.1975 | 624.858 | 2245 | 1620.142
results318.txt | 6946 AJAURE 220.00 | 0.1421 | 624.858 | 2245 | 1620.142
results318.txt | 6947 GARDIKFORS 220.00 | 0.1065 | 624.858 | 2245 | 1620.142
results318.txt | 6996 OFOTEN 400.00 | 0.6114 | 624.858 | 2245 | 1620.142
results318.txt | 6997 NARVIK 400.00 | 0.6159 | 624.858 | 2245 | 1620.142
results318.txt | 7000 VITAS 400.00 | -0.2544 | 624.858 | 2245 | 1620.142
results318.txt | 7001 SEITEVARE 400.00 | -0.1004 | 624.858 | 2245 | 1620.142
results318.txt | 7002 PORJUS 400.00 | -0.1187 | 624.858 | 2245 | 1620.142
results318.txt | 7003 HARSPÅNGET 400.00 | -0.1076 | 624.858 | 2245 | 1620.142
results318.txt | 7004 LIGGA 400.00 | -0.1004 | 624.858 | 2245 | 1620.142
results318.txt | 7006 SVARTISEN 400.00 | 0.3990 | 624.858 | 2245 | 1620.142
results318.txt | 7007 KOBBELV 400.00 | 0.5301 | 624.858 | 2245 | 1620.142
results318.txt | 7008 SALTEN 400.00 | 0.5001 | 624.858 | 2245 | 1620.142
results318.txt | 7017 HAMMERFEST 400.00 | 0.6455 | 624.858 | 2245 | 1620.142
results318.txt | 7019 BALSFJORD 400.00 | 0.6260 | 624.858 | 2245 | 1620.142
results318.txt | 7020 BARDUFOSS 400.00 | 0.6237 | 624.858 | 2245 | 1620.142
results318.txt | 7061 NEA 400.00 | 0.1153 | 624.858 | 2245 | 1620.142
results318.txt | 7062 RITSEM 400.00 | 0.7234 | 624.858 | 2245 | 1620.142
results318.txt | 7799 JOINT 220.00 | 0.1977 | 624.858 | 2245 | 1620.142
results318.txt | 8643 JOINT 220.00 | 0.1064 | 624.858 | 2245 | 1620.142
results318.txt | 8256 JOINT 400.00 | -0.1004 | 624.858 | 2245 | 1620.142
results318.txt | 9001 SEIDAFJELL 400.00 | 0.6433 | 624.858 | 2245 | 1620.142
results318.txt | 9002 LEBSESBY 400.00 | 0.6438 | 624.858 | 2245 | 1620.142
results318.txt | 9003 HAMMERF 400.00 | 0.6455 | 624.858 | 2245 | 1620.142
results318.txt | 9004 ALTA 400.00 | 0.6386 | 624.858 | 2245 | 1620.142
results318.txt | 9005 BERGHEIM 400.00 | 0.6322 | 624.858 | 2245 | 1620.142
results318.txt | 9006 TROFORS 400.00 | 0.3147 | 624.858 | 2245 | 1620.142
results318.txt | 9007 TJELDBERGO 400.00 | 0.1519 | 624.858 | 2245 | 1620.142
results318.txt | 9008 SYLKKYVELN 400.00 | 0.1070 | 624.858 | 2245 | 1620.142
results319.txt | PTI INTERACTIVE POWER SYSTEM SIMULATOR--PSS(R)E MON, MAY 29 2023 | 16:32 | -623.8787 | 2245 | 1621.1213
results319.txt | SENSITIVITY FACTORS ARE CALCULATED WITH AC | NETWORK | -623.8787 | 2245 | 1621.1213
results319.txt | SUBSYSTEM 'RESERV' IS USED FOR OPPOSING SYSTEM FOR MW POWER | DISPATCH | -623.8787 | 2245 | 1621.1213
results319.txt | SENSITIVITY FACTORS OF BRANCH FLOW (MVA) ON 6781 SEINÄJOKI 400.00 TO 9306 HONKAJOEN 400.00 1 MORE THAN | 0.10000 | -623.8787 | 2245 | 1621.1213
results319.txt | <--------- BUS NAME --------> | MW-SENS | -623.8787 | 2245 | 1621.1213
results319.txt | 6545 HUITTINEN 400.00 | 0.1785 | -623.8787 | 2245 | 1621.1213
results319.txt | 6572 KYMI 400.00 | 0.1216 | -623.8787 | 2245 | 1621.1213
results319.txt | 6546 SALO 400.00 | 0.1654 | -623.8787 | 2245 | 1621.1213
results319.txt | 6547 FORSSA 400.00 | 0.1640 | -623.8787 | 2245 | 1621.1213
results319.txt | 6548 KANGASALA 400.00 | 0.1297 | -623.8787 | 2245 | 1621.1213
results319.txt | 6549 LAVIANVOURI 400.00 | 0.1313 | -623.8787 | 2245 | 1621.1213
results319.txt | 6550 KOPULA 400.00 | 0.1435 | -623.8787 | 2245 | 1621.1213
results319.txt | 6551 HIKIÄ 400.00 | 0.1347 | -623.8787 | 2245 | 1621.1213
results319.txt | 6552 TAMMISTO 400.00 | 0.1450 | -623.8787 | 2245 | 1621.1213
results319.txt | 6553 NURMIJÄRVI 400.00 | 0.1344 | -623.8787 | 2245 | 1621.1213
results319.txt | 6554 LÄNSISALMI 400.00 | 0.1406 | -623.8787 | 2245 | 1621.1213
results319.txt | 6555 INKOO 400.00 | 0.1553 | -623.8787 | 2245 | 1621.1213
results319.txt | 6556 ESPOO 400.00 | 0.1469 | -623.8787 | 2245 | 1621.1213
results319.txt | 6567 ANTTILA 400.00 | 0.1338 | -623.8787 | 2245 | 1621.1213
results319.txt | 6569 KORIA 400.00 | 0.1178 | -623.8787 | 2245 | 1621.1213
results319.txt | 6570 LOVIISA 400.00 | 0.1261 | -623.8787 | 2245 | 1621.1213
results319.txt | 6615 TAHKOLUOTO 400.00 | 0.2113 | -623.8787 | 2245 | 1621.1213
results319.txt | 6617 OLKILUOTO 400.00 | 0.1920 | -623.8787 | 2245 | 1621.1213
results319.txt | 6618 RAUMA 400.00 | 0.1901 | -623.8787 | 2245 | 1621.1213
results319.txt | 6619 ULVILA 400.00 | 0.2130 | -623.8787 | 2245 | 1621.1213
results319.txt | 6621 LIETO 400.00 | 0.1699 | -623.8787 | 2245 | 1621.1213
results319.txt | 6781 SEINÄJOKI 400.00 | -0.1958 | -623.8787 | 2245 | 1621.1213
results319.txt | 9306 HONKAJOEN 400.00 | 0.3328 | -623.8787 | 2245 | 1621.1213
results319.txt | 9308 ORIMATTILAN 400.00 | 0.1259 | -623.8787 | 2245 | 1621.1213
results319.txt | 9309 NAANTALINSAL400.00 | 0.1699 | -623.8787 | 2245 | 1621.1213
results320.txt | PTI INTERACTIVE POWER SYSTEM SIMULATOR--PSS(R)E MON, MAY 29 2023 | 16:32 | -623.233 | 2245 | 1621.767
results320.txt | SENSITIVITY FACTORS ARE CALCULATED WITH AC | NETWORK | -623.233 | 2245 | 1621.767
results320.txt | SUBSYSTEM 'RESERV' IS USED FOR OPPOSING SYSTEM FOR MW POWER | DISPATCH | -623.233 | 2245 | 1621.767
results320.txt | SENSITIVITY FACTORS OF BRANCH FLOW (MVA) ON 6655 SAMNAGER300 400.00 TO 6748 BERGEN 400.00 3 MORE THAN | 0.10000 | -623.233 | 2245 | 1621.767
results320.txt | <--------- BUS NAME --------> | MW-SENS | -623.233 | 2245 | 1621.767
results320.txt | 6651 MODALEN 400.00 | 0.1093 | -623.233 | 2245 | 1621.767
results320.txt | 6653 DALE 400.00 | 0.1814 | -623.233 | 2245 | 1621.767
results320.txt | 6743 KOLLSNES 400.00 | 0.2205 | -623.233 | 2245 | 1621.767
results320.txt | 6745 SUBSTATION 400.00 | 0.1854 | -623.233 | 2245 | 1621.767
results320.txt | 6744 LINDÅS 400.00 | 0.1854 | -623.233 | 2245 | 1621.767
results320.txt | 6746 NYGARD 400.00 | 0.3685 | -623.233 | 2245 | 1621.767
results320.txt | 6747 ARNA 400.00 | 0.3944 | -623.233 | 2245 | 1621.767
results320.txt | 6748 BERGEN 400.00 | 0.4478 | -623.233 | 2245 | 1621.767
results320.txt | 9010 HAUGSVAER 400.00 | 0.1473 | -623.233 | 2245 | 1621.767
results320.txt | 9011 STEINSLAND 400.00 | 0.1169 | -623.233 | 2245 | 1621.767
results321.txt | PTI INTERACTIVE POWER SYSTEM SIMULATOR--PSS(R)E MON, MAY 29 2023 | 16:32 | 622.0405 | 2245 | 1622.9595
results321.txt | SENSITIVITY FACTORS ARE CALCULATED WITH AC | NETWORK | 622.0405 | 2245 | 1622.9595
results321.txt | SUBSYSTEM 'RESERV' IS USED FOR OPPOSING SYSTEM FOR MW POWER | DISPATCH | 622.0405 | 2245 | 1622.9595
results321.txt | SENSITIVITY FACTORS OF BRANCH FLOW (MVA) ON 6649 REFSDAL 400.00 TO 6650 HOVE 400.00 1 MORE THAN | 0.10000 | 622.0405 | 2245 | 1622.9595
results321.txt | <--------- BUS NAME --------> | MW-SENS | 622.0405 | 2245 | 1622.9595
results321.txt | 6647 MOSKOG 400.00 | -0.1970 | 622.0405 | 2245 | 1622.9595
results321.txt | 6648 HOYANGER 400.00 | -0.2074 | 622.0405 | 2245 | 1622.9595
results321.txt | 6649 REFSDAL 400.00 | 0.5699 | 622.0405 | 2245 | 1622.9595
results321.txt | 6650 HOVE 400.00 | -0.3669 | 622.0405 | 2245 | 1622.9595
results321.txt | 6651 MODALEN 400.00 | 0.3782 | 622.0405 | 2245 | 1622.9595
results321.txt | 6653 DALE 400.00 | 0.3010 | 622.0405 | 2245 | 1622.9595
results321.txt | 6654 EVANGER 400.00 | 0.3073 | 622.0405 | 2245 | 1622.9595
results321.txt | 6656 SAMNAGER400 400.00 | 0.2483 | 622.0405 | 2245 | 1622.9595
results321.txt | 6655 SAMNAGER300 400.00 | 0.2499 | 622.0405 | 2245 | 1622.9595
results321.txt | 6657 JOSTEDAL 400.00 | -0.2335 | 622.0405 | 2245 | 1622.9595
results321.txt | 6658 LEIRDOLA 400.00 | -0.2339 | 622.0405 | 2245 | 1622.9595
results321.txt | 6659 ÅROY 400.00 | -0.2370 | 622.0405 | 2245 | 1622.9595
results321.txt | 6661 FARDAL400 400.00 | -0.2371 | 622.0405 | 2245 | 1622.9595
results321.txt | 6660 FARDAL300 400.00 | -0.2371 | 622.0405 | 2245 | 1622.9595
results321.txt | 6666 SKAGEN-FOTUN400.00 | -0.2321 | 622.0405 | 2245 | 1622.9595
results321.txt | 6674 HUSNES 400.00 | 0.1555 | 622.0405 | 2245 | 1622.9595
results321.txt | 6676 HYDRO PURE S400.00 | 0.1934 | 622.0405 | 2245 | 1622.9595
results321.txt | 6675 MAURANGER 400.00 | 0.1934 | 622.0405 | 2245 | 1622.9595
results321.txt | 6677 BLÅFALL 400.00 | 0.1558 | 622.0405 | 2245 | 1622.9595
results321.txt | 6679 OKSLA 400.00 | 0.1034 | 622.0405 | 2245 | 1622.9595
results321.txt | 6680 ÅSEN 400.00 | 0.1034 | 622.0405 | 2245 | 1622.9595
results321.txt | 6682 SAUDA400 400.00 | 0.1238 | 622.0405 | 2245 | 1622.9595
results321.txt | 6681 SAUDA300 400.00 | 0.1241 | 622.0405 | 2245 | 1622.9595
results321.txt | 6683 HYLEN 400.00 | 0.1239 | 622.0405 | 2245 | 1622.9595
results321.txt | 6685 RÖDAL 400.00 | 0.1039 | 622.0405 | 2245 | 1622.9595
results321.txt | 6686 NOVLE 400.00 | 0.1038 | 622.0405 | 2245 | 1622.9595
results321.txt | 6687 ULLA-FORRE 400.00 | 0.1045 | 622.0405 | 2245 | 1622.9595
results321.txt | 6691 SUBSTATION 400.00 | 0.1239 | 622.0405 | 2245 | 1622.9595
results321.txt | 6743 KOLLSNES 400.00 | 0.2999 | 622.0405 | 2245 | 1622.9595
results321.txt | 6745 SUBSTATION 400.00 | 0.3247 | 622.0405 | 2245 | 1622.9595
results321.txt | 6744 LINDÅS 400.00 | 0.3247 | 622.0405 | 2245 | 1622.9595
results321.txt | 6746 NYGARD 400.00 | 0.2897 | 622.0405 | 2245 | 1622.9595
results321.txt | 6747 ARNA 400.00 | 0.2875 | 622.0405 | 2245 | 1622.9595
results321.txt | 6748 BERGEN 400.00 | 0.2842 | 622.0405 | 2245 | 1622.9595
results321.txt | 6749 STORD 400.00 | 0.1534 | 622.0405 | 2245 | 1622.9595
results321.txt | 6751 SUBSTATION 301.00 | 0.1412 | 622.0405 | 2245 | 1622.9595
results321.txt | 6750 HÅVIK 400.00 | 0.1485 | 622.0405 | 2245 | 1622.9595
results321.txt | 6752 SPANNE 400.00 | 0.1512 | 622.0405 | 2245 | 1622.9595
results321.txt | 6753 KÅRSTO 400.00 | 0.1488 | 622.0405 | 2245 | 1622.9595
results321.txt | 6856 ORSKOG 400.00 | -0.1064 | 622.0405 | 2245 | 1622.9595
results321.txt | 6857 ORSTA 400.00 | -0.1277 | 622.0405 | 2245 | 1622.9595
results321.txt | 8611 JOINT 400.00 | 0.1488 | 622.0405 | 2245 | 1622.9595
results321.txt | 9008 SYLKKYVELN 400.00 | -0.1157 | 622.0405 | 2245 | 1622.9595
results321.txt | 9009 ALFOTEN 400.00 | -0.1594 | 622.0405 | 2245 | 1622.9595
results321.txt | 9010 HAUGSVAER 400.00 | 0.3514 | 622.0405 | 2245 | 1622.9595
results321.txt | 9011 STEINSLAND 400.00 | 0.3728 | 622.0405 | 2245 | 1622.9595
results321.txt | 9019 SAUDA 301.00 | 0.1312 | 622.0405 | 2245 | 1622.9595
results322.txt | PTI INTERACTIVE POWER SYSTEM SIMULATOR--PSS(R)E MON, MAY 29 2023 | 16:32 | 609.3065 | 2245 | 1635.6935
results322.txt | SENSITIVITY FACTORS ARE CALCULATED WITH AC | NETWORK | 609.3065 | 2245 | 1635.6935
results322.txt | SUBSYSTEM 'RESERV' IS USED FOR OPPOSING SYSTEM FOR MW POWER | DISPATCH | 609.3065 | 2245 | 1635.6935
results322.txt | SENSITIVITY FACTORS OF BRANCH FLOW (MVA) ON 6653 DALE 400.00 TO 6654 EVANGER 400.00 1 MORE THAN | 0.10000 | 609.3065 | 2245 | 1635.6935
results322.txt | <--------- BUS NAME --------> | MW-SENS | 609.3065 | 2245 | 1635.6935
results322.txt | 6653 DALE 400.00 | 0.7426 | 609.3065 | 2245 | 1635.6935
results322.txt | 6654 EVANGER 400.00 | -0.1229 | 609.3065 | 2245 | 1635.6935
results322.txt | 6743 KOLLSNES 400.00 | 0.1316 | 609.3065 | 2245 | 1635.6935
results322.txt | 6746 NYGARD 400.00 | 0.2484 | 609.3065 | 2245 | 1635.6935
results322.txt | 6747 ARNA 400.00 | 0.3974 | 609.3065 | 2245 | 1635.6935
results322.txt | 6748 BERGEN 400.00 | 0.3109 | 609.3065 | 2245 | 1635.6935
results323.txt | PTI INTERACTIVE POWER SYSTEM SIMULATOR--PSS(R)E MON, MAY 29 2023 | 16:32 | 606.6361 | 2245 | 1638.3639
results323.txt | SENSITIVITY FACTORS ARE CALCULATED WITH AC | NETWORK | 606.6361 | 2245 | 1638.3639
results323.txt | SUBSYSTEM 'RESERV' IS USED FOR OPPOSING SYSTEM FOR MW POWER | DISPATCH | 606.6361 | 2245 | 1638.3639
results323.txt | SENSITIVITY FACTORS OF BRANCH FLOW (MVA) ON 6681 SAUDA300 400.00 TO 6682 SAUDA400 400.00 6 MORE THAN | 0.10000 | 606.6361 | 2245 | 1638.3639
results323.txt | <--------- BUS NAME --------> | MW-SENS | 606.6361 | 2245 | 1638.3639
results323.txt | 6356 BJERKREIM 400.00 | -0.1114 | 606.6361 | 2245 | 1638.3639
results323.txt | 6360 KJELLAND 400.00 | -0.1027 | 606.6361 | 2245 | 1638.3639
results323.txt | 6674 HUSNES 400.00 | 0.1226 | 606.6361 | 2245 | 1638.3639
results323.txt | 6676 HYDRO PURE S400.00 | 0.1017 | 606.6361 | 2245 | 1638.3639
results323.txt | 6675 MAURANGER 400.00 | 0.1017 | 606.6361 | 2245 | 1638.3639
results323.txt | 6677 BLÅFALL 400.00 | 0.1237 | 606.6361 | 2245 | 1638.3639
results323.txt | 6679 OKSLA 400.00 | 0.1108 | 606.6361 | 2245 | 1638.3639
results323.txt | 6680 ÅSEN 400.00 | 0.1108 | 606.6361 | 2245 | 1638.3639
results323.txt | 6682 SAUDA400 400.00 | -0.3449 | 606.6361 | 2245 | 1638.3639
results323.txt | 6681 SAUDA300 400.00 | 0.1571 | 606.6361 | 2245 | 1638.3639
results323.txt | 6683 HYLEN 400.00 | 0.1569 | 606.6361 | 2245 | 1638.3639
results323.txt | 6685 RÖDAL 400.00 | 0.1112 | 606.6361 | 2245 | 1638.3639
results323.txt | 6686 NOVLE 400.00 | 0.1112 | 606.6361 | 2245 | 1638.3639
results323.txt | 6687 ULLA-FORRE 400.00 | 0.1118 | 606.6361 | 2245 | 1638.3639
results323.txt | 6688 STOKKELAND 400.00 | -0.1200 | 606.6361 | 2245 | 1638.3639
results323.txt | 6690 HOG-JAERN400400.00 | -0.1203 | 606.6361 | 2245 | 1638.3639
results323.txt | 6689 HOG-JAERN300400.00 | -0.1200 | 606.6361 | 2245 | 1638.3639
results323.txt | 6691 SUBSTATION 400.00 | 0.1569 | 606.6361 | 2245 | 1638.3639
results323.txt | 6694 FORRE 400.00 | -0.1088 | 606.6361 | 2245 | 1638.3639
results323.txt | 6698 LYSE400 400.00 | -0.1544 | 606.6361 | 2245 | 1638.3639
results323.txt | 6697 LYSE300 400.00 | -0.1541 | 606.6361 | 2245 | 1638.3639
results323.txt | 6699 DUGE 301.00 | -0.1248 | 606.6361 | 2245 | 1638.3639
results323.txt | 6700 TJORHOM 400.00 | -0.1536 | 606.6361 | 2245 | 1638.3639
results323.txt | 6706 ROSKREPP 301.00 | -0.1231 | 606.6361 | 2245 | 1638.3639
results323.txt | 6707 KVINEN 301.00 | -0.1215 | 606.6361 | 2245 | 1638.3639
results323.txt | 6749 STORD 400.00 | 0.1172 | 606.6361 | 2245 | 1638.3639
results323.txt | 6750 HÅVIK 400.00 | 0.1049 | 606.6361 | 2245 | 1638.3639
results323.txt | 6752 SPANNE 400.00 | 0.1113 | 606.6361 | 2245 | 1638.3639
results323.txt | 6753 KÅRSTO 400.00 | 0.1052 | 606.6361 | 2245 | 1638.3639
results323.txt | 6754 STOLAHELA 400.00 | -0.1200 | 606.6361 | 2245 | 1638.3639
results323.txt | 8611 JOINT 400.00 | 0.1051 | 606.6361 | 2245 | 1638.3639
results323.txt | 9019 SAUDA 301.00 | -0.2104 | 606.6361 | 2245 | 1638.3639
results323.txt | 9020 LYSE 301.00 | -0.1296 | 606.6361 | 2245 | 1638.3639
results323.txt | 9021 FJOTLAND 301.00 | -0.1158 | 606.6361 | 2245 | 1638.3639
results324.txt | PTI INTERACTIVE POWER SYSTEM SIMULATOR--PSS(R)E MON, MAY 29 2023 | 16:32 | 606.6361 | 2245 | 1638.3639
results324.txt | SENSITIVITY FACTORS ARE CALCULATED WITH AC | NETWORK | 606.6361 | 2245 | 1638.3639
results324.txt | SUBSYSTEM 'RESERV' IS USED FOR OPPOSING SYSTEM FOR MW POWER | DISPATCH | 606.6361 | 2245 | 1638.3639
results324.txt | SENSITIVITY FACTORS OF BRANCH FLOW (MVA) ON 6681 SAUDA300 400.00 TO 6682 SAUDA400 400.00 7 MORE THAN | 0.10000 | 606.6361 | 2245 | 1638.3639
results324.txt | <--------- BUS NAME --------> | MW-SENS | 606.6361 | 2245 | 1638.3639
results324.txt | 6356 BJERKREIM 400.00 | -0.1114 | 606.6361 | 2245 | 1638.3639
results324.txt | 6360 KJELLAND 400.00 | -0.1027 | 606.6361 | 2245 | 1638.3639
results324.txt | 6674 HUSNES 400.00 | 0.1226 | 606.6361 | 2245 | 1638.3639
results324.txt | 6676 HYDRO PURE S400.00 | 0.1017 | 606.6361 | 2245 | 1638.3639
results324.txt | 6675 MAURANGER 400.00 | 0.1017 | 606.6361 | 2245 | 1638.3639
results324.txt | 6677 BLÅFALL 400.00 | 0.1237 | 606.6361 | 2245 | 1638.3639
results324.txt | 6679 OKSLA 400.00 | 0.1108 | 606.6361 | 2245 | 1638.3639
results324.txt | 6680 ÅSEN 400.00 | 0.1108 | 606.6361 | 2245 | 1638.3639
results324.txt | 6682 SAUDA400 400.00 | -0.3449 | 606.6361 | 2245 | 1638.3639
results324.txt | 6681 SAUDA300 400.00 | 0.1571 | 606.6361 | 2245 | 1638.3639
results324.txt | 6683 HYLEN 400.00 | 0.1569 | 606.6361 | 2245 | 1638.3639
results324.txt | 6685 RÖDAL 400.00 | 0.1112 | 606.6361 | 2245 | 1638.3639
results324.txt | 6686 NOVLE 400.00 | 0.1112 | 606.6361 | 2245 | 1638.3639
results324.txt | 6687 ULLA-FORRE 400.00 | 0.1118 | 606.6361 | 2245 | 1638.3639
results324.txt | 6688 STOKKELAND 400.00 | -0.1200 | 606.6361 | 2245 | 1638.3639
results324.txt | 6690 HOG-JAERN400400.00 | -0.1203 | 606.6361 | 2245 | 1638.3639
results324.txt | 6689 HOG-JAERN300400.00 | -0.1200 | 606.6361 | 2245 | 1638.3639
results324.txt | 6691 SUBSTATION 400.00 | 0.1569 | 606.6361 | 2245 | 1638.3639
results324.txt | 6694 FORRE 400.00 | -0.1088 | 606.6361 | 2245 | 1638.3639
results324.txt | 6698 LYSE400 400.00 | -0.1544 | 606.6361 | 2245 | 1638.3639
results324.txt | 6697 LYSE300 400.00 | -0.1541 | 606.6361 | 2245 | 1638.3639
results324.txt | 6699 DUGE 301.00 | -0.1248 | 606.6361 | 2245 | 1638.3639
results324.txt | 6700 TJORHOM 400.00 | -0.1536 | 606.6361 | 2245 | 1638.3639
results324.txt | 6706 ROSKREPP 301.00 | -0.1231 | 606.6361 | 2245 | 1638.3639
results324.txt | 6707 KVINEN 301.00 | -0.1215 | 606.6361 | 2245 | 1638.3639
results324.txt | 6749 STORD 400.00 | 0.1172 | 606.6361 | 2245 | 1638.3639
results324.txt | 6750 HÅVIK 400.00 | 0.1049 | 606.6361 | 2245 | 1638.3639
results324.txt | 6752 SPANNE 400.00 | 0.1113 | 606.6361 | 2245 | 1638.3639
results324.txt | 6753 KÅRSTO 400.00 | 0.1052 | 606.6361 | 2245 | 1638.3639
results324.txt | 6754 STOLAHELA 400.00 | -0.1200 | 606.6361 | 2245 | 1638.3639
results324.txt | 8611 JOINT 400.00 | 0.1051 | 606.6361 | 2245 | 1638.3639
results324.txt | 9019 SAUDA 301.00 | -0.2104 | 606.6361 | 2245 | 1638.3639
results324.txt | 9020 LYSE 301.00 | -0.1296 | 606.6361 | 2245 | 1638.3639
results324.txt | 9021 FJOTLAND 301.00 | -0.1158 | 606.6361 | 2245 | 1638.3639
results325.txt | PTI INTERACTIVE POWER SYSTEM SIMULATOR--PSS(R)E MON, MAY 29 2023 | 16:32 | -606.1109 | 2245 | 1638.8891
results325.txt | SENSITIVITY FACTORS ARE CALCULATED WITH AC | NETWORK | -606.1109 | 2245 | 1638.8891
results325.txt | SUBSYSTEM 'RESERV' IS USED FOR OPPOSING SYSTEM FOR MW POWER | DISPATCH | -606.1109 | 2245 | 1638.8891
results325.txt | SENSITIVITY FACTORS OF BRANCH FLOW (MVA) ON 6861 SNILLDAL 400.00 TO 6862 SURNA 400.00 1 MORE THAN | 0.10000 | -606.1109 | 2245 | 1638.8891
results325.txt | <--------- BUS NAME --------> | MW-SENS | -606.1109 | 2245 | 1638.8891
results325.txt | 6812 OGNDAL 400.00 | -0.1229 | -606.1109 | 2245 | 1638.8891
results325.txt | 6872 AURA2300 400.00 | 0.1051 | -606.1109 | 2245 | 1638.8891
results325.txt | 6855 FRAERNA 400.00 | 0.1013 | -606.1109 | 2245 | 1638.8891
results325.txt | 6858 ISTAD 400.00 | 0.1013 | -606.1109 | 2245 | 1638.8891
results325.txt | 6859 AURA1 400.00 | 0.1040 | -606.1109 | 2245 | 1638.8891
results325.txt | 6861 SNILLDAL 400.00 | -0.5163 | -606.1109 | 2245 | 1638.8891
results325.txt | 6862 SURNA 400.00 | 0.1136 | -606.1109 | 2245 | 1638.8891
results325.txt | 6863 HOFSTAD 400.00 | -0.3382 | -606.1109 | 2245 | 1638.8891
results325.txt | 6864 ÅFJORD 400.00 | -0.4262 | -606.1109 | 2245 | 1638.8891
results325.txt | 6936 NEDRERÖS400 400.00 | -0.1636 | -606.1109 | 2245 | 1638.8891
results325.txt | 6935 NEDRERÖS300 400.00 | -0.1637 | -606.1109 | 2245 | 1638.8891
results325.txt | 6934 NEDRERÖS220 220.00 | -0.1432 | -606.1109 | 2245 | 1638.8891
results325.txt | 6937 MARKA 400.00 | -0.1704 | -606.1109 | 2245 | 1638.8891
results325.txt | 6938 NAMSOS 400.00 | -0.2043 | -606.1109 | 2245 | 1638.8891
results325.txt | 6939 KOLSVIK 400.00 | -0.1845 | -606.1109 | 2245 | 1638.8891
results325.txt | 6940 NAMSKOGEN 400.00 | -0.1847 | -606.1109 | 2245 | 1638.8891
results325.txt | 6942 TUNNSJO400 400.00 | -0.1901 | -606.1109 | 2245 | 1638.8891
results325.txt | 6941 TUNNSJO300 400.00 | -0.1901 | -606.1109 | 2245 | 1638.8891
results325.txt | 6944 RANA 400.00 | -0.1593 | -606.1109 | 2245 | 1638.8891
results325.txt | 6945 GEJMÅN 220.00 | -0.1114 | -606.1109 | 2245 | 1638.8891
results325.txt | 6996 OFOTEN 400.00 | -0.1142 | -606.1109 | 2245 | 1638.8891
results325.txt | 6997 NARVIK 400.00 | -0.1146 | -606.1109 | 2245 | 1638.8891
results325.txt | 7006 SVARTISEN 400.00 | -0.1511 | -606.1109 | 2245 | 1638.8891
results325.txt | 7007 KOBBELV 400.00 | -0.1278 | -606.1109 | 2245 | 1638.8891
results325.txt | 7008 SALTEN 400.00 | -0.1333 | -606.1109 | 2245 | 1638.8891
results325.txt | 7017 HAMMERFEST 400.00 | -0.1177 | -606.1109 | 2245 | 1638.8891
results325.txt | 7019 BALSFJORD 400.00 | -0.1157 | -606.1109 | 2245 | 1638.8891
results325.txt | 7020 BARDUFOSS 400.00 | -0.1154 | -606.1109 | 2245 | 1638.8891
results325.txt | 7799 JOINT 220.00 | -0.1115 | -606.1109 | 2245 | 1638.8891
results325.txt | 9001 SEIDAFJELL 400.00 | -0.1174 | -606.1109 | 2245 | 1638.8891
results325.txt | 9002 LEBSESBY 400.00 | -0.1175 | -606.1109 | 2245 | 1638.8891
results325.txt | 9003 HAMMERF 400.00 | -0.1177 | -606.1109 | 2245 | 1638.8891
results325.txt | 9004 ALTA 400.00 | -0.1169 | -606.1109 | 2245 | 1638.8891
results325.txt | 9005 BERGHEIM 400.00 | -0.1163 | -606.1109 | 2245 | 1638.8891
results325.txt | 9006 TROFORS 400.00 | -0.1748 | -606.1109 | 2245 | 1638.8891
results325.txt | 9007 TJELDBERGO 400.00 | -0.2013 | -606.1109 | 2245 | 1638.8891
results326.txt | PTI INTERACTIVE POWER SYSTEM SIMULATOR--PSS(R)E MON, MAY 29 2023 | 16:32 | 602.2916 | 2245 | 1642.7084
results326.txt | SENSITIVITY FACTORS ARE CALCULATED WITH AC | NETWORK | 602.2916 | 2245 | 1642.7084
results326.txt | SUBSYSTEM 'RESERV' IS USED FOR OPPOSING SYSTEM FOR MW POWER | DISPATCH | 602.2916 | 2245 | 1642.7084
results326.txt | SENSITIVITY FACTORS OF BRANCH FLOW (MVA) ON 6789 VIHTAVUORI 400.00 TO 6790 HUUTOKOSKI 400.00 3 MORE THAN | 0.10000 | 602.2916 | 2245 | 1642.7084
results326.txt | <--------- BUS NAME --------> | MW-SENS | 602.2916 | 2245 | 1642.7084
results326.txt | 6571 VISULAHTI 400.00 | -0.2410 | 602.2916 | 2245 | 1642.7084
results326.txt | 6573 YLLIKKÄLÄ 400.00 | -0.1754 | 602.2916 | 2245 | 1642.7084
results326.txt | 6780 ALAJÄRVI 400.00 | 0.1248 | 602.2916 | 2245 | 1642.7084
results326.txt | 6783 PETÄJÄV400 400.00 | 0.1543 | 602.2916 | 2245 | 1642.7084
results326.txt | 6782 PETÄJÄV220 220.00 | 0.1543 | 602.2916 | 2245 | 1642.7084
results326.txt | 6784 JÄMSÄ 220.00 | 0.1555 | 602.2916 | 2245 | 1642.7084
results326.txt | 6785 TOIVILA 400.00 | 0.1043 | 602.2916 | 2245 | 1642.7084
results326.txt | 6787 VUOLIJOKI 400.00 | -0.1242 | 602.2916 | 2245 | 1642.7084
results326.txt | 6788 ALAPITKÄ 400.00 | -0.2347 | 602.2916 | 2245 | 1642.7084
results326.txt | 6789 VIHTAVUORI 400.00 | 0.3327 | 602.2916 | 2245 | 1642.7084
results326.txt | 6790 HUUTOKOSKI 400.00 | -0.3209 | 602.2916 | 2245 | 1642.7084
results326.txt | 9307 KONTIOLAHTI 400.00 | -0.2763 | 602.2916 | 2245 | 1642.7084
results327.txt | PTI INTERACTIVE POWER SYSTEM SIMULATOR--PSS(R)E MON, MAY 29 2023 | 16:32 | -601.2969 | 2245 | 1643.7031
results327.txt | SENSITIVITY FACTORS ARE CALCULATED WITH AC | NETWORK | -601.2969 | 2245 | 1643.7031
results327.txt | SUBSYSTEM 'RESERV' IS USED FOR OPPOSING SYSTEM FOR MW POWER | DISPATCH | -601.2969 | 2245 | 1643.7031
results327.txt | SENSITIVITY FACTORS OF BRANCH FLOW (MVA) ON 7056 PETÄJÄSKO 400.00 TO 9408 HÄLLBERGET 400.00 5 MORE THAN | 0.10000 | -601.2969 | 2245 | 1643.7031
results327.txt | <--------- BUS NAME --------> | MW-SENS | -601.2969 | 2245 | 1643.7031
results327.txt | 6571 VISULAHTI 400.00 | -0.2916 | -601.2969 | 2245 | 1643.7031
results327.txt | 6545 HUITTINEN 400.00 | -0.2772 | -601.2969 | 2245 | 1643.7031
results327.txt | 6572 KYMI 400.00 | -0.2846 | -601.2969 | 2245 | 1643.7031
results327.txt | 6546 SALO 400.00 | -0.2787 | -601.2969 | 2245 | 1643.7031
results327.txt | 6547 FORSSA 400.00 | -0.2788 | -601.2969 | 2245 | 1643.7031
results327.txt | 6548 KANGASALA 400.00 | -0.2822 | -601.2969 | 2245 | 1643.7031
results327.txt | 6549 LAVIANVOURI 400.00 | -0.2828 | -601.2969 | 2245 | 1643.7031
results327.txt | 6550 KOPULA 400.00 | -0.2837 | -601.2969 | 2245 | 1643.7031
results327.txt | 6551 HIKIÄ 400.00 | -0.2830 | -601.2969 | 2245 | 1643.7031
results327.txt | 6552 TAMMISTO 400.00 | -0.2809 | -601.2969 | 2245 | 1643.7031
results327.txt | 6553 NURMIJÄRVI 400.00 | -0.2831 | -601.2969 | 2245 | 1643.7031
results327.txt | 6554 LÄNSISALMI 400.00 | -0.2812 | -601.2969 | 2245 | 1643.7031
results327.txt | 6555 INKOO 400.00 | -0.2807 | -601.2969 | 2245 | 1643.7031
results327.txt | 6556 ESPOO 400.00 | -0.2815 | -601.2969 | 2245 | 1643.7031
results327.txt | 6567 ANTTILA 400.00 | -0.2825 | -601.2969 | 2245 | 1643.7031
results327.txt | 6569 KORIA 400.00 | -0.2850 | -601.2969 | 2245 | 1643.7031
results327.txt | 6570 LOVIISA 400.00 | -0.2799 | -601.2969 | 2245 | 1643.7031
results327.txt | 6573 YLLIKKÄLÄ 400.00 | -0.2898 | -601.2969 | 2245 | 1643.7031
results327.txt | 6615 TAHKOLUOTO 400.00 | -0.2734 | -601.2969 | 2245 | 1643.7031
results327.txt | 6617 OLKILUOTO 400.00 | -0.2722 | -601.2969 | 2245 | 1643.7031
results327.txt | 6618 RAUMA 400.00 | -0.2718 | -601.2969 | 2245 | 1643.7031
results327.txt | 6619 ULVILA 400.00 | -0.2756 | -601.2969 | 2245 | 1643.7031
results327.txt | 6621 LIETO 400.00 | -0.2771 | -601.2969 | 2245 | 1643.7031
results327.txt | 6778 HIRVISUO 400.00 | -0.2855 | -601.2969 | 2245 | 1643.7031
results327.txt | 6779 UUSNIVALA 400.00 | -0.2930 | -601.2969 | 2245 | 1643.7031
results327.txt | 6780 ALAJÄRVI 400.00 | -0.2884 | -601.2969 | 2245 | 1643.7031
results327.txt | 6781 SEINÄJOKI 400.00 | -0.2833 | -601.2969 | 2245 | 1643.7031
results327.txt | 6783 PETÄJÄV400 400.00 | -0.2867 | -601.2969 | 2245 | 1643.7031
results327.txt | 6782 PETÄJÄV220 220.00 | -0.2867 | -601.2969 | 2245 | 1643.7031
results327.txt | 6784 JÄMSÄ 220.00 | -0.2892 | -601.2969 | 2245 | 1643.7031
results327.txt | 6785 TOIVILA 400.00 | -0.2846 | -601.2969 | 2245 | 1643.7031
results327.txt | 6786 HAAPAVESI 220.00 | -0.2815 | -601.2969 | 2245 | 1643.7031
results327.txt | 6787 VUOLIJOKI 400.00 | -0.2920 | -601.2969 | 2245 | 1643.7031
results327.txt | 6788 ALAPITKÄ 400.00 | -0.2927 | -601.2969 | 2245 | 1643.7031
results327.txt | 6789 VIHTAVUORI 400.00 | -0.2899 | -601.2969 | 2245 | 1643.7031
results327.txt | 6790 HUUTOKOSKI 400.00 | -0.2927 | -601.2969 | 2245 | 1643.7031
results327.txt | 6810 TUOVILA 400.00 | -0.2810 | -601.2969 | 2245 | 1643.7031
results327.txt | 6811 KRSITINESTAD400.00 | -0.2777 | -601.2969 | 2245 | 1643.7031
results327.txt | 6903 SEITENOIKEA 220.00 | -0.2730 | -601.2969 | 2245 | 1643.7031
results327.txt | 6907 DJUPTJÄRN 400.00 | -0.1646 | -601.2969 | 2245 | 1643.7031
results327.txt | 6908 KEMINMAA 220.00 | -0.3765 | -601.2969 | 2245 | 1643.7031
results327.txt | 6909 ISOHAARA 400.00 | -0.2857 | -601.2969 | 2245 | 1643.7031
results327.txt | 6910 SUBSTATION 400.00 | -0.2858 | -601.2969 | 2245 | 1643.7031
results327.txt | 6911 JYLKKÄ 400.00 | -0.2886 | -601.2969 | 2245 | 1643.7031
results327.txt | 6912 VALAJASKO 220.00 | -0.3801 | -601.2969 | 2245 | 1643.7031
results327.txt | 6913 VANTTAUSKOSK220.00 | -0.3572 | -601.2969 | 2245 | 1643.7031
results327.txt | 6915 PIRITTIK400 400.00 | -0.3546 | -601.2969 | 2245 | 1643.7031
results327.txt | 6914 PIRITTK220 220.00 | -0.3580 | -601.2969 | 2245 | 1643.7031
results327.txt | 6916 SEITAKORVA 220.00 | -0.3562 | -601.2969 | 2245 | 1643.7031
results327.txt | 6917 ISOKANGAS 400.00 | -0.3130 | -601.2969 | 2245 | 1643.7031
results327.txt | 6918 PIKKARALA 400.00 | -0.2926 | -601.2969 | 2245 | 1643.7031
results327.txt | 6920 PYHÄNSEL400 400.00 | -0.2894 | -601.2969 | 2245 | 1643.7031
results327.txt | 6919 PYHÄNSEL220 220.00 | -0.2894 | -601.2969 | 2245 | 1643.7031
results327.txt | 6921 PYHÄKOSI 220.00 | -0.2836 | -601.2969 | 2245 | 1643.7031
results327.txt | 6922 UTANEN 220.00 | -0.2807 | -601.2969 | 2245 | 1643.7031
results327.txt | 6923 NUOJA 220.00 | -0.2776 | -601.2969 | 2245 | 1643.7031
results327.txt | 6990 ISONIEMI 220.00 | -0.3950 | -601.2969 | 2245 | 1643.7031
results327.txt | 6992 IVALO 220.00 | -0.4185 | -601.2969 | 2245 | 1643.7031
results327.txt | 6993 KUOLAJÄRVI 220.00 | -0.3956 | -601.2969 | 2245 | 1643.7031
results327.txt | 6994 VAJUKOSKI 220.00 | -0.3950 | -601.2969 | 2245 | 1643.7031
results327.txt | 6995 KOKKOSNIVA 220.00 | -0.3859 | -601.2969 | 2245 | 1643.7031
results327.txt | 7010 VARANGERBOT 220.00 | -0.4400 | -601.2969 | 2245 | 1643.7031
results327.txt | 7018 UTSJOKI 220.00 | -0.4359 | -601.2969 | 2245 | 1643.7031
results327.txt | 7054 OSSAUSKOSKI 220.00 | -0.3773 | -601.2969 | 2245 | 1643.7031
results327.txt | 7056 PETÄJÄSKO 400.00 | -0.3832 | -601.2969 | 2245 | 1643.7031
results327.txt | 7055 PETÄJÄSKO 220.00 | -0.3798 | -601.2969 | 2245 | 1643.7031
results327.txt | 8579 JOINT 220.00 | -0.2809 | -601.2969 | 2245 | 1643.7031
results327.txt | 7140 JOINT 220.00 | -0.4355 | -601.2969 | 2245 | 1643.7031
results327.txt | 9408 HÄLLBERGET 400.00 | 0.2187 | -601.2969 | 2245 | 1643.7031
results327.txt | 9301 KEMIJÄRVI 220.00 | -0.3638 | -601.2969 | 2245 | 1643.7031
results327.txt | 9302 KEMINMAA 400.00 | -0.1528 | -601.2969 | 2245 | 1643.7031
results327.txt | 9304 LUMIJÄRVI 400.00 | -0.2886 | -601.2969 | 2245 | 1643.7031
results327.txt | 9303 MUSALA 400.00 | -0.2828 | -601.2969 | 2245 | 1643.7031
results327.txt | 9305 KÄRPPIÖN 400.00 | -0.2784 | -601.2969 | 2245 | 1643.7031
results327.txt | 9306 HONKAJOEN 400.00 | -0.2770 | -601.2969 | 2245 | 1643.7031
results327.txt | 9307 KONTIOLAHTI 400.00 | -0.2910 | -601.2969 | 2245 | 1643.7031
results327.txt | 9308 ORIMATTILAN 400.00 | -0.2833 | -601.2969 | 2245 | 1643.7031
results327.txt | 9309 NAANTALINSAL400.00 | -0.2770 | -601.2969 | 2245 | 1643.7031
results328.txt | PTI INTERACTIVE POWER SYSTEM SIMULATOR--PSS(R)E MON, MAY 29 2023 | 16:32 | -596.1627 | 2245 | 1648.8373
results328.txt | SENSITIVITY FACTORS ARE CALCULATED WITH AC | NETWORK | -596.1627 | 2245 | 1648.8373
results328.txt | SUBSYSTEM 'RESERV' IS USED FOR OPPOSING SYSTEM FOR MW POWER | DISPATCH | -596.1627 | 2245 | 1648.8373
results328.txt | SENSITIVITY FACTORS OF BRANCH FLOW (MVA) ON 6358 TONSTAD400 400.00 TO 6708 SOLHOLM300 400.00 5 MORE THAN | 0.10000 | -596.1627 | 2245 | 1648.8373
results328.txt | <--------- BUS NAME --------> | MW-SENS | -596.1627 | 2245 | 1648.8373
results328.txt | 6358 TONSTAD400 400.00 | -0.1124 | -596.1627 | 2245 | 1648.8373
results328.txt | 6357 TONSTAD300 400.00 | -0.1124 | -596.1627 | 2245 | 1648.8373
results328.txt | 6708 SOLHOLM300 400.00 | 0.1860 | -596.1627 | 2245 | 1648.8373
results328.txt | 9014 HONNA 400.00 | 0.1426 | -596.1627 | 2245 | 1648.8373
results328.txt | 9021 FJOTLAND 301.00 | 0.1056 | -596.1627 | 2245 | 1648.8373
results329.txt | PTI INTERACTIVE POWER SYSTEM SIMULATOR--PSS(R)E MON, MAY 29 2023 | 16:32 | 591.9427 | 2245 | 1653.0573
results329.txt | SENSITIVITY FACTORS ARE CALCULATED WITH AC | NETWORK | 591.9427 | 2245 | 1653.0573
results329.txt | SUBSYSTEM 'RESERV' IS USED FOR OPPOSING SYSTEM FOR MW POWER | DISPATCH | 591.9427 | 2245 | 1653.0573
results329.txt | SENSITIVITY FACTORS OF BRANCH FLOW (MVA) ON 6619 ULVILA 400.00 TO 9306 HONKAJOEN 400.00 8 MORE THAN | 0.10000 | 591.9427 | 2245 | 1653.0573
results329.txt | <--------- BUS NAME --------> | MW-SENS | 591.9427 | 2245 | 1653.0573
results329.txt | 6545 HUITTINEN 400.00 | 0.1817 | 591.9427 | 2245 | 1653.0573
results329.txt | 6572 KYMI 400.00 | 0.1238 | 591.9427 | 2245 | 1653.0573
results329.txt | 6546 SALO 400.00 | 0.1684 | 591.9427 | 2245 | 1653.0573
results329.txt | 6547 FORSSA 400.00 | 0.1670 | 591.9427 | 2245 | 1653.0573
results329.txt | 6548 KANGASALA 400.00 | 0.1320 | 591.9427 | 2245 | 1653.0573
results329.txt | 6549 LAVIANVOURI 400.00 | 0.1337 | 591.9427 | 2245 | 1653.0573
results329.txt | 6550 KOPULA 400.00 | 0.1461 | 591.9427 | 2245 | 1653.0573
results329.txt | 6551 HIKIÄ 400.00 | 0.1371 | 591.9427 | 2245 | 1653.0573
results329.txt | 6552 TAMMISTO 400.00 | 0.1476 | 591.9427 | 2245 | 1653.0573
results329.txt | 6553 NURMIJÄRVI 400.00 | 0.1368 | 591.9427 | 2245 | 1653.0573
results329.txt | 6554 LÄNSISALMI 400.00 | 0.1431 | 591.9427 | 2245 | 1653.0573
results329.txt | 6555 INKOO 400.00 | 0.1581 | 591.9427 | 2245 | 1653.0573
results329.txt | 6556 ESPOO 400.00 | 0.1495 | 591.9427 | 2245 | 1653.0573
results329.txt | 6567 ANTTILA 400.00 | 0.1362 | 591.9427 | 2245 | 1653.0573
results329.txt | 6569 KORIA 400.00 | 0.1199 | 591.9427 | 2245 | 1653.0573
results329.txt | 6570 LOVIISA 400.00 | 0.1284 | 591.9427 | 2245 | 1653.0573
results329.txt | 6615 TAHKOLUOTO 400.00 | 0.2151 | 591.9427 | 2245 | 1653.0573
results329.txt | 6617 OLKILUOTO 400.00 | 0.1954 | 591.9427 | 2245 | 1653.0573
results329.txt | 6618 RAUMA 400.00 | 0.1936 | 591.9427 | 2245 | 1653.0573
results329.txt | 6619 ULVILA 400.00 | 0.2168 | 591.9427 | 2245 | 1653.0573
results329.txt | 6621 LIETO 400.00 | 0.1730 | 591.9427 | 2245 | 1653.0573
results329.txt | 6781 SEINÄJOKI 400.00 | -0.1993 | 591.9427 | 2245 | 1653.0573
results329.txt | 6785 TOIVILA 400.00 | 0.1011 | 591.9427 | 2245 | 1653.0573
results329.txt | 9306 HONKAJOEN 400.00 | -0.6705 | 591.9427 | 2245 | 1653.0573
results329.txt | 9308 ORIMATTILAN 400.00 | 0.1282 | 591.9427 | 2245 | 1653.0573
results329.txt | 9309 NAANTALINSAL400.00 | 0.1730 | 591.9427 | 2245 | 1653.0573
results330.txt | PTI INTERACTIVE POWER SYSTEM SIMULATOR--PSS(R)E MON, MAY 29 2023 | 16:32 | 590.882 | 2245 | 1654.118
results330.txt | SENSITIVITY FACTORS ARE CALCULATED WITH AC | NETWORK | 590.882 | 2245 | 1654.118
results330.txt | SUBSYSTEM 'RESERV' IS USED FOR OPPOSING SYSTEM FOR MW POWER | DISPATCH | 590.882 | 2245 | 1654.118
results330.txt | SENSITIVITY FACTORS OF BRANCH FLOW (MVA) ON 6726 ROD300 400.00 TO 6727 ROD400 400.00 5 MORE THAN | 0.10000 | 590.882 | 2245 | 1654.118
results330.txt | <--------- BUS NAME --------> | MW-SENS | 590.882 | 2245 | 1654.118
results330.txt | 6725 SUNDSBARM 400.00 | 0.1425 | 590.882 | 2245 | 1654.118
results330.txt | 6727 ROD400 400.00 | -0.2123 | 590.882 | 2245 | 1654.118
results330.txt | 6726 ROD300 400.00 | 0.2874 | 590.882 | 2245 | 1654.118
results330.txt | 6728 GRENLAND 400.00 | -0.1305 | 590.882 | 2245 | 1654.118
results330.txt | 6730 BAMBLE400 400.00 | -0.1061 | 590.882 | 2245 | 1654.118
results330.txt | 6729 BAMBLE300 400.00 | -0.1061 | 590.882 | 2245 | 1654.118
results331.txt | PTI INTERACTIVE POWER SYSTEM SIMULATOR--PSS(R)E MON, MAY 29 2023 | 16:32 | 590.882 | 2245 | 1654.118
results331.txt | SENSITIVITY FACTORS ARE CALCULATED WITH AC | NETWORK | 590.882 | 2245 | 1654.118
results331.txt | SUBSYSTEM 'RESERV' IS USED FOR OPPOSING SYSTEM FOR MW POWER | DISPATCH | 590.882 | 2245 | 1654.118
results331.txt | SENSITIVITY FACTORS OF BRANCH FLOW (MVA) ON 6726 ROD300 400.00 TO 6727 ROD400 400.00 6 MORE THAN | 0.10000 | 590.882 | 2245 | 1654.118
results331.txt | <--------- BUS NAME --------> | MW-SENS | 590.882 | 2245 | 1654.118
results331.txt | 6725 SUNDSBARM 400.00 | 0.1425 | 590.882 | 2245 | 1654.118
results331.txt | 6727 ROD400 400.00 | -0.2123 | 590.882 | 2245 | 1654.118
results331.txt | 6726 ROD300 400.00 | 0.2874 | 590.882 | 2245 | 1654.118
results331.txt | 6728 GRENLAND 400.00 | -0.1305 | 590.882 | 2245 | 1654.118
results331.txt | 6730 BAMBLE400 400.00 | -0.1061 | 590.882 | 2245 | 1654.118
results331.txt | 6729 BAMBLE300 400.00 | -0.1061 | 590.882 | 2245 | 1654.118
results332.txt | PTI INTERACTIVE POWER SYSTEM SIMULATOR--PSS(R)E MON, MAY 29 2023 | 16:32 | 586.3789 | 2245 | 1658.621
results332.txt | SENSITIVITY FACTORS ARE CALCULATED WITH AC | NETWORK | 586.3789 | 2245 | 1658.621
results332.txt | SUBSYSTEM 'RESERV' IS USED FOR OPPOSING SYSTEM FOR MW POWER | DISPATCH | 586.3789 | 2245 | 1658.621
results332.txt | SENSITIVITY FACTORS OF BRANCH FLOW (MVA) ON 6930 LETSI 400.00 TO 9408 HÄLLBERGET 400.00 7 MORE THAN | 0.10000 | 586.3789 | 2245 | 1658.621
results332.txt | <--------- BUS NAME --------> | MW-SENS | 586.3789 | 2245 | 1658.621
results332.txt | 6571 VISULAHTI 400.00 | -0.3021 | 586.3789 | 2245 | 1658.621
results332.txt | 6545 HUITTINEN 400.00 | -0.2872 | 586.3789 | 2245 | 1658.621
results332.txt | 6572 KYMI 400.00 | -0.2948 | 586.3789 | 2245 | 1658.621
results332.txt | 6546 SALO 400.00 | -0.2888 | 586.3789 | 2245 | 1658.621
results332.txt | 6547 FORSSA 400.00 | -0.2889 | 586.3789 | 2245 | 1658.621
results332.txt | 6548 KANGASALA 400.00 | -0.2924 | 586.3789 | 2245 | 1658.621
results332.txt | 6549 LAVIANVOURI 400.00 | -0.2930 | 586.3789 | 2245 | 1658.621
results332.txt | 6550 KOPULA 400.00 | -0.2940 | 586.3789 | 2245 | 1658.621
results332.txt | 6551 HIKIÄ 400.00 | -0.2933 | 586.3789 | 2245 | 1658.621
results332.txt | 6552 TAMMISTO 400.00 | -0.2911 | 586.3789 | 2245 | 1658.621
results332.txt | 6553 NURMIJÄRVI 400.00 | -0.2933 | 586.3789 | 2245 | 1658.621
results332.txt | 6554 LÄNSISALMI 400.00 | -0.2914 | 586.3789 | 2245 | 1658.621
results332.txt | 6555 INKOO 400.00 | -0.2909 | 586.3789 | 2245 | 1658.621
results332.txt | 6556 ESPOO 400.00 | -0.2917 | 586.3789 | 2245 | 1658.621
results332.txt | 6567 ANTTILA 400.00 | -0.2927 | 586.3789 | 2245 | 1658.621
results332.txt | 6569 KORIA 400.00 | -0.2953 | 586.3789 | 2245 | 1658.621
results332.txt | 6570 LOVIISA 400.00 | -0.2900 | 586.3789 | 2245 | 1658.621
results332.txt | 6573 YLLIKKÄLÄ 400.00 | -0.3003 | 586.3789 | 2245 | 1658.621
results332.txt | 6615 TAHKOLUOTO 400.00 | -0.2833 | 586.3789 | 2245 | 1658.621
results332.txt | 6617 OLKILUOTO 400.00 | -0.2821 | 586.3789 | 2245 | 1658.621
results332.txt | 6618 RAUMA 400.00 | -0.2817 | 586.3789 | 2245 | 1658.621
results332.txt | 6619 ULVILA 400.00 | -0.2856 | 586.3789 | 2245 | 1658.621
results332.txt | 6621 LIETO 400.00 | -0.2871 | 586.3789 | 2245 | 1658.621
results332.txt | 6778 HIRVISUO 400.00 | -0.2958 | 586.3789 | 2245 | 1658.621
results332.txt | 6779 UUSNIVALA 400.00 | -0.3036 | 586.3789 | 2245 | 1658.621
results332.txt | 6780 ALAJÄRVI 400.00 | -0.2988 | 586.3789 | 2245 | 1658.621
results332.txt | 6781 SEINÄJOKI 400.00 | -0.2935 | 586.3789 | 2245 | 1658.621
results332.txt | 6783 PETÄJÄV400 400.00 | -0.2971 | 586.3789 | 2245 | 1658.621
results332.txt | 6782 PETÄJÄV220 220.00 | -0.2971 | 586.3789 | 2245 | 1658.621
results332.txt | 6784 JÄMSÄ 220.00 | -0.2996 | 586.3789 | 2245 | 1658.621
results332.txt | 6785 TOIVILA 400.00 | -0.2949 | 586.3789 | 2245 | 1658.621
results332.txt | 6786 HAAPAVESI 220.00 | -0.2917 | 586.3789 | 2245 | 1658.621
results332.txt | 6787 VUOLIJOKI 400.00 | -0.3026 | 586.3789 | 2245 | 1658.621
results332.txt | 6788 ALAPITKÄ 400.00 | -0.3033 | 586.3789 | 2245 | 1658.621
results332.txt | 6789 VIHTAVUORI 400.00 | -0.3003 | 586.3789 | 2245 | 1658.621
results332.txt | 6790 HUUTOKOSKI 400.00 | -0.3033 | 586.3789 | 2245 | 1658.621
results332.txt | 6810 TUOVILA 400.00 | -0.2911 | 586.3789 | 2245 | 1658.621
results332.txt | 6811 KRSITINESTAD400.00 | -0.2878 | 586.3789 | 2245 | 1658.621
results332.txt | 6903 SEITENOIKEA 220.00 | -0.2829 | 586.3789 | 2245 | 1658.621
results332.txt | 6907 DJUPTJÄRN 400.00 | -0.1706 | 586.3789 | 2245 | 1658.621
results332.txt | 6908 KEMINMAA 220.00 | -0.3902 | 586.3789 | 2245 | 1658.621
results332.txt | 6909 ISOHAARA 400.00 | -0.2961 | 586.3789 | 2245 | 1658.621
results332.txt | 6910 SUBSTATION 400.00 | -0.2962 | 586.3789 | 2245 | 1658.621
results332.txt | 6911 JYLKKÄ 400.00 | -0.2990 | 586.3789 | 2245 | 1658.621
results332.txt | 6912 VALAJASKO 220.00 | -0.3938 | 586.3789 | 2245 | 1658.621
results332.txt | 6913 VANTTAUSKOSK220.00 | -0.3702 | 586.3789 | 2245 | 1658.621
results332.txt | 6915 PIRITTIK400 400.00 | -0.3675 | 586.3789 | 2245 | 1658.621
results332.txt | 6914 PIRITTK220 220.00 | -0.3710 | 586.3789 | 2245 | 1658.621
results332.txt | 6916 SEITAKORVA 220.00 | -0.3690 | 586.3789 | 2245 | 1658.621
results332.txt | 6917 ISOKANGAS 400.00 | -0.3243 | 586.3789 | 2245 | 1658.621
results332.txt | 6918 PIKKARALA 400.00 | -0.3032 | 586.3789 | 2245 | 1658.621
results332.txt | 6920 PYHÄNSEL400 400.00 | -0.2998 | 586.3789 | 2245 | 1658.621
results332.txt | 6919 PYHÄNSEL220 220.00 | -0.2998 | 586.3789 | 2245 | 1658.621
results332.txt | 6921 PYHÄKOSI 220.00 | -0.2939 | 586.3789 | 2245 | 1658.621
results332.txt | 6922 UTANEN 220.00 | -0.2909 | 586.3789 | 2245 | 1658.621
results332.txt | 6923 NUOJA 220.00 | -0.2877 | 586.3789 | 2245 | 1658.621
results332.txt | 6990 ISONIEMI 220.00 | -0.4092 | 586.3789 | 2245 | 1658.621
results332.txt | 6992 IVALO 220.00 | -0.4337 | 586.3789 | 2245 | 1658.621
results332.txt | 6993 KUOLAJÄRVI 220.00 | -0.4099 | 586.3789 | 2245 | 1658.621
results332.txt | 6994 VAJUKOSKI 220.00 | -0.4093 | 586.3789 | 2245 | 1658.621
results332.txt | 6995 KOKKOSNIVA 220.00 | -0.3998 | 586.3789 | 2245 | 1658.621
results332.txt | 7010 VARANGERBOT 220.00 | -0.4559 | 586.3789 | 2245 | 1658.621
results332.txt | 7018 UTSJOKI 220.00 | -0.4516 | 586.3789 | 2245 | 1658.621
results332.txt | 7054 OSSAUSKOSKI 220.00 | -0.3909 | 586.3789 | 2245 | 1658.621
results332.txt | 7056 PETÄJÄSKO 400.00 | -0.3970 | 586.3789 | 2245 | 1658.621
results332.txt | 7055 PETÄJÄSKO 220.00 | -0.3935 | 586.3789 | 2245 | 1658.621
results332.txt | 8579 JOINT 220.00 | -0.2910 | 586.3789 | 2245 | 1658.621
results332.txt | 7140 JOINT 220.00 | -0.4512 | 586.3789 | 2245 | 1658.621
results332.txt | 9408 HÄLLBERGET 400.00 | -0.7691 | 586.3789 | 2245 | 1658.621
results332.txt | 9301 KEMIJÄRVI 220.00 | -0.3769 | 586.3789 | 2245 | 1658.621
results332.txt | 9302 KEMINMAA 400.00 | -0.1584 | 586.3789 | 2245 | 1658.621
results332.txt | 9304 LUMIJÄRVI 400.00 | -0.2991 | 586.3789 | 2245 | 1658.621
results332.txt | 9303 MUSALA 400.00 | -0.2930 | 586.3789 | 2245 | 1658.621
results332.txt | 9305 KÄRPPIÖN 400.00 | -0.2885 | 586.3789 | 2245 | 1658.621
results332.txt | 9306 HONKAJOEN 400.00 | -0.2870 | 586.3789 | 2245 | 1658.621
results332.txt | 9307 KONTIOLAHTI 400.00 | -0.3016 | 586.3789 | 2245 | 1658.621
results332.txt | 9308 ORIMATTILAN 400.00 | -0.2935 | 586.3789 | 2245 | 1658.621
results332.txt | 9309 NAANTALINSAL400.00 | -0.2870 | 586.3789 | 2245 | 1658.621
results333.txt | PTI INTERACTIVE POWER SYSTEM SIMULATOR--PSS(R)E MON, MAY 29 2023 | 16:32 | -580.9271 | 2245 | 1664.0729
results333.txt | SENSITIVITY FACTORS ARE CALCULATED WITH AC | NETWORK | -580.9271 | 2245 | 1664.0729
results333.txt | SUBSYSTEM 'RESERV' IS USED FOR OPPOSING SYSTEM FOR MW POWER | DISPATCH | -580.9271 | 2245 | 1664.0729
results333.txt | SENSITIVITY FACTORS OF BRANCH FLOW (MVA) ON 6341 KOLSTAD 400.00 TO 6345 GLAN 400.00 6 MORE THAN | 0.10000 | -580.9271 | 2245 | 1664.0729
results333.txt | <--------- BUS NAME --------> | MW-SENS | -580.9271 | 2245 | 1664.0729
results333.txt | 6315 HORRED 400.00 | -0.1015 | -580.9271 | 2245 | 1664.0729
results333.txt | 6316 UDDEBO 400.00 | -0.1319 | -580.9271 | 2245 | 1664.0729
results333.txt | 6341 KOLSTAD 400.00 | -0.5132 | -580.9271 | 2245 | 1664.0729
results333.txt | 6342 TENHULT 400.00 | -0.1944 | -580.9271 | 2245 | 1664.0729
results333.txt | 6343 BARKERYD 400.00 | -0.2766 | -580.9271 | 2245 | 1664.0729
results333.txt | 6345 GLAN 400.00 | 0.1628 | -580.9271 | 2245 | 1664.0729
results333.txt | 6346 KIMSTAD 400.00 | 0.1106 | -580.9271 | 2245 | 1664.0729
results333.txt | 6646 HEDENLUNDA 400.00 | 0.1270 | -580.9271 | 2245 | 1664.0729
results334.txt | PTI INTERACTIVE POWER SYSTEM SIMULATOR--PSS(R)E MON, MAY 29 2023 | 16:32 | -577.414 | 2245 | 1667.586
results334.txt | SENSITIVITY FACTORS ARE CALCULATED WITH AC | NETWORK | -577.414 | 2245 | 1667.586
results334.txt | SUBSYSTEM 'RESERV' IS USED FOR OPPOSING SYSTEM FOR MW POWER | DISPATCH | -577.414 | 2245 | 1667.586
results334.txt | SENSITIVITY FACTORS OF BRANCH FLOW (MVA) ON 6778 HIRVISUO 400.00 TO 9303 MUSALA 400.00 3 MORE THAN | 0.10000 | -577.414 | 2245 | 1667.586
results334.txt | <--------- BUS NAME --------> | MW-SENS | -577.414 | 2245 | 1667.586
results334.txt | 6571 VISULAHTI 400.00 | 0.1100 | -577.414 | 2245 | 1667.586
results334.txt | 6545 HUITTINEN 400.00 | 0.1883 | -577.414 | 2245 | 1667.586
results334.txt | 6572 KYMI 400.00 | 0.1509 | -577.414 | 2245 | 1667.586
results334.txt | 6546 SALO 400.00 | 0.1798 | -577.414 | 2245 | 1667.586
results334.txt | 6547 FORSSA 400.00 | 0.1794 | -577.414 | 2245 | 1667.586
results334.txt | 6548 KANGASALA 400.00 | 0.1666 | -577.414 | 2245 | 1667.586
results334.txt | 6549 LAVIANVOURI 400.00 | 0.1655 | -577.414 | 2245 | 1667.586
results334.txt | 6550 KOPULA 400.00 | 0.1675 | -577.414 | 2245 | 1667.586
results334.txt | 6551 HIKIÄ 400.00 | 0.1624 | -577.414 | 2245 | 1667.586
results334.txt | 6552 TAMMISTO 400.00 | 0.1672 | -577.414 | 2245 | 1667.586
results334.txt | 6553 NURMIJÄRVI 400.00 | 0.1613 | -577.414 | 2245 | 1667.586
results334.txt | 6554 LÄNSISALMI 400.00 | 0.1642 | -577.414 | 2245 | 1667.586
results334.txt | 6555 INKOO 400.00 | 0.1739 | -577.414 | 2245 | 1667.586
results334.txt | 6556 ESPOO 400.00 | 0.1687 | -577.414 | 2245 | 1667.586
results334.txt | 6567 ANTTILA 400.00 | 0.1598 | -577.414 | 2245 | 1667.586
results334.txt | 6569 KORIA 400.00 | 0.1481 | -577.414 | 2245 | 1667.586
results334.txt | 6570 LOVIISA 400.00 | 0.1535 | -577.414 | 2245 | 1667.586
results334.txt | 6573 YLLIKKÄLÄ 400.00 | 0.1238 | -577.414 | 2245 | 1667.586
results334.txt | 6615 TAHKOLUOTO 400.00 | 0.2057 | -577.414 | 2245 | 1667.586
results334.txt | 6617 OLKILUOTO 400.00 | 0.1942 | -577.414 | 2245 | 1667.586
results334.txt | 6618 RAUMA 400.00 | 0.1930 | -577.414 | 2245 | 1667.586
results334.txt | 6619 ULVILA 400.00 | 0.2073 | -577.414 | 2245 | 1667.586
results334.txt | 6621 LIETO 400.00 | 0.1822 | -577.414 | 2245 | 1667.586
results334.txt | 6778 HIRVISUO 400.00 | -0.3303 | -577.414 | 2245 | 1667.586
results334.txt | 6780 ALAJÄRVI 400.00 | 0.1318 | -577.414 | 2245 | 1667.586
results334.txt | 6781 SEINÄJOKI 400.00 | 0.2709 | -577.414 | 2245 | 1667.586
results334.txt | 6783 PETÄJÄV400 400.00 | 0.1136 | -577.414 | 2245 | 1667.586
results334.txt | 6782 PETÄJÄV220 220.00 | 0.1136 | -577.414 | 2245 | 1667.586
results334.txt | 6784 JÄMSÄ 220.00 | 0.1146 | -577.414 | 2245 | 1667.586
results334.txt | 6785 TOIVILA 400.00 | 0.1392 | -577.414 | 2245 | 1667.586
results334.txt | 6789 VIHTAVUORI 400.00 | 0.1117 | -577.414 | 2245 | 1667.586
results334.txt | 6810 TUOVILA 400.00 | 0.3605 | -577.414 | 2245 | 1667.586
results334.txt | 6811 KRSITINESTAD400.00 | 0.2772 | -577.414 | 2245 | 1667.586
results334.txt | 9303 MUSALA 400.00 | 0.5189 | -577.414 | 2245 | 1667.586
results334.txt | 9305 KÄRPPIÖN 400.00 | 0.3028 | -577.414 | 2245 | 1667.586
results334.txt | 9306 HONKAJOEN 400.00 | 0.2199 | -577.414 | 2245 | 1667.586
results334.txt | 9308 ORIMATTILAN 400.00 | 0.1548 | -577.414 | 2245 | 1667.586
results334.txt | 9309 NAANTALINSAL400.00 | 0.1821 | -577.414 | 2245 | 1667.586
results335.txt | PTI INTERACTIVE POWER SYSTEM SIMULATOR--PSS(R)E MON, MAY 29 2023 | 16:32 | 573.7355 | 2245 | 1671.2645
results335.txt | SENSITIVITY FACTORS ARE CALCULATED WITH AC | NETWORK | 573.7355 | 2245 | 1671.2645
results335.txt | SUBSYSTEM 'RESERV' IS USED FOR OPPOSING SYSTEM FOR MW POWER | DISPATCH | 573.7355 | 2245 | 1671.2645
results335.txt | SENSITIVITY FACTORS OF BRANCH FLOW (MVA) ON 6719 ÅDAL 400.00 TO 6731 RINGERIKE 400.00 1 MORE THAN | 0.10000 | 573.7355 | 2245 | 1671.2645
results335.txt | <--------- BUS NAME --------> | MW-SENS | 573.7355 | 2245 | 1671.2645
results335.txt | 6719 ÅDAL 400.00 | -0.3195 | 573.7355 | 2245 | 1671.2645
results335.txt | 6731 RINGERIKE 400.00 | 0.2112 | 573.7355 | 2245 | 1671.2645
results336.txt | PTI INTERACTIVE POWER SYSTEM SIMULATOR--PSS(R)E MON, MAY 29 2023 | 16:32 | -566.5861 | 2245 | 1678.4138
results336.txt | SENSITIVITY FACTORS ARE CALCULATED WITH AC | NETWORK | -566.5861 | 2245 | 1678.4138
results336.txt | SUBSYSTEM 'RESERV' IS USED FOR OPPOSING SYSTEM FOR MW POWER | DISPATCH | -566.5861 | 2245 | 1678.4138
results336.txt | SENSITIVITY FACTORS OF BRANCH FLOW (MVA) ON 6617 OLKILUOTO 400.00 TO 6618 RAUMA 400.00 1 MORE THAN | 0.10000 | -566.5861 | 2245 | 1678.4138
results336.txt | <--------- BUS NAME --------> | MW-SENS | -566.5861 | 2245 | 1678.4138
results336.txt | 6546 SALO 400.00 | 0.1211 | -566.5861 | 2245 | 1678.4138
results336.txt | 6618 RAUMA 400.00 | 0.3127 | -566.5861 | 2245 | 1678.4138
results336.txt | 6621 LIETO 400.00 | 0.1386 | -566.5861 | 2245 | 1678.4138
results336.txt | 9309 NAANTALINSAL400.00 | 0.1386 | -566.5861 | 2245 | 1678.4138
results337.txt | PTI INTERACTIVE POWER SYSTEM SIMULATOR--PSS(R)E MON, MAY 29 2023 | 16:32 | 559.7826 | 2245 | 1685.2174
results337.txt | SENSITIVITY FACTORS ARE CALCULATED WITH AC | NETWORK | 559.7826 | 2245 | 1685.2174
results337.txt | SUBSYSTEM 'RESERV' IS USED FOR OPPOSING SYSTEM FOR MW POWER | DISPATCH | 559.7826 | 2245 | 1685.2174
results337.txt | SENSITIVITY FACTORS OF BRANCH FLOW (MVA) ON 6600 AKER 400.00 TO 6646 HEDENLUNDA 400.00 2 MORE THAN | 0.10000 | 559.7826 | 2245 | 1685.2174
results337.txt | <--------- BUS NAME --------> | MW-SENS | 559.7826 | 2245 | 1685.2174
results337.txt | 5624 HERSLEV 400.00 | -0.1215 | 559.7826 | 2245 | 1685.2174
results337.txt | 5642 HOVEGARD 400.00 | -0.1213 | 559.7826 | 2245 | 1685.2174
results337.txt | 5646 BJAEVERSKOV4400.00 | -0.1213 | 559.7826 | 2245 | 1685.2174
results337.txt | 5645 BJAEVERSKOV2220.00 | -0.1210 | 559.7826 | 2245 | 1685.2174
results337.txt | 5657 ISHOJ400 400.00 | -0.1213 | 559.7826 | 2245 | 1685.2174
results337.txt | 5656 ISHOJ220 220.00 | -0.1216 | 559.7826 | 2245 | 1685.2174
results337.txt | 5660 AVEDOREVERK 400.00 | -0.1214 | 559.7826 | 2245 | 1685.2174
results337.txt | 5662 ORSTEDSVERKE400.00 | -0.1216 | 559.7826 | 2245 | 1685.2174
results337.txt | 5671 SEGE 400.00 | -0.1331 | 559.7826 | 2245 | 1685.2174
results337.txt | 5672 ARRIE 400.00 | -0.1331 | 559.7826 | 2245 | 1685.2174
results337.txt | 5673 KRUSEBERG 400.00 | -0.1331 | 559.7826 | 2245 | 1685.2174
results337.txt | 5676 WIND FARM 220.00 | -0.1189 | 559.7826 | 2245 | 1685.2174
results337.txt | 5845 ASNAESVERK 400.00 | -0.1214 | 559.7826 | 2245 | 1685.2174
results337.txt | 6316 UDDEBO 400.00 | -0.1027 | 559.7826 | 2245 | 1685.2174
results337.txt | 6319 KYNDBYVERKER400.00 | -0.1213 | 559.7826 | 2245 | 1685.2174
results337.txt | 6324 GORLOSEGARD 400.00 | -0.1208 | 559.7826 | 2245 | 1685.2174
results337.txt | 6330 GELNTEGARD2 400.00 | -0.1219 | 559.7826 | 2245 | 1685.2174
results337.txt | 6334 GLENTEGARD 400.00 | -0.1221 | 559.7826 | 2245 | 1685.2174
results337.txt | 6335 SODERASEN 400.00 | -0.1192 | 559.7826 | 2245 | 1685.2174
results337.txt | 6337 BARSEBACK 400.00 | -0.1313 | 559.7826 | 2245 | 1685.2174
results337.txt | 6338 HURVA 400.00 | -0.1378 | 559.7826 | 2245 | 1685.2174
results337.txt | 6341 KOLSTAD 400.00 | -0.1776 | 559.7826 | 2245 | 1685.2174
results337.txt | 6342 TENHULT 400.00 | -0.1264 | 559.7826 | 2245 | 1685.2174
results337.txt | 6343 BARKERYD 400.00 | -0.1347 | 559.7826 | 2245 | 1685.2174
results337.txt | 6345 GLAN 400.00 | -0.2340 | 559.7826 | 2245 | 1685.2174
results337.txt | 6346 KIMSTAD 400.00 | -0.1916 | 559.7826 | 2245 | 1685.2174
results337.txt | 6348 OSKARSHAMN 400.00 | -0.1778 | 559.7826 | 2245 | 1685.2174
results337.txt | 6349 ALVESTA 400.00 | -0.1488 | 559.7826 | 2245 | 1685.2174
results337.txt | 6350 HEMSJO 400.00 | -0.1556 | 559.7826 | 2245 | 1685.2174
results337.txt | 6351 KARLSHAMN 400.00 | -0.1555 | 559.7826 | 2245 | 1685.2174
results337.txt | 6354 NYBRO 400.00 | -0.1647 | 559.7826 | 2245 | 1685.2174
results337.txt | 6600 AKER 400.00 | 0.4547 | 559.7826 | 2245 | 1685.2174
results337.txt | 6646 HEDENLUNDA 400.00 | -0.2929 | 559.7826 | 2245 | 1685.2174
results337.txt | 7429 JOINT 220.00 | -0.1191 | 559.7826 | 2245 | 1685.2174
results337.txt | 1052 BREARED 400.00 | -0.1004 | 559.7826 | 2245 | 1685.2174
results337.txt | 1053 HÄRADSBO 400.00 | -0.1050 | 559.7826 | 2245 | 1685.2174
results337.txt | 9401 HAGESKRUV 400.00 | -0.1631 | 559.7826 | 2245 | 1685.2174
results338.txt | PTI INTERACTIVE POWER SYSTEM SIMULATOR--PSS(R)E MON, MAY 29 2023 | 16:32 | 314.3105 | 2000 | 1685.6895
results338.txt | SENSITIVITY FACTORS ARE CALCULATED WITH AC | NETWORK | 314.3105 | 2000 | 1685.6895
results338.txt | SUBSYSTEM 'RESERV' IS USED FOR OPPOSING SYSTEM FOR MW POWER | DISPATCH | 314.3105 | 2000 | 1685.6895
results338.txt | SENSITIVITY FACTORS OF BRANCH FLOW (MVA) ON 6636 HORNDAL 220.00 TO 9410 HORNDAL 400.00 1 MORE THAN | 0.10000 | 314.3105 | 2000 | 1685.6895
results338.txt | <--------- BUS NAME --------> | MW-SENS | 314.3105 | 2000 | 1685.6895
results338.txt | 6580 SODERALA 220.00 | -0.2086 | 314.3105 | 2000 | 1685.6895
results338.txt | 6582 STACKBO220 220.00 | -0.1689 | 314.3105 | 2000 | 1685.6895
results338.txt | 6584 VALBO 220.00 | -0.2048 | 314.3105 | 2000 | 1685.6895
results338.txt | 6588 UNTRA 220.00 | -0.3080 | 314.3105 | 2000 | 1685.6895
results338.txt | 6592 STARFORS 220.00 | -0.6161 | 314.3105 | 2000 | 1685.6895
results338.txt | 6595 BREDAKER 220.00 | -0.1828 | 314.3105 | 2000 | 1685.6895
results338.txt | 6596 TUNA220 220.00 | -0.1322 | 314.3105 | 2000 | 1685.6895
results338.txt | 6598 BOLANDERNA 220.00 | -0.1374 | 314.3105 | 2000 | 1685.6895
results338.txt | 6599 PLENNINGE 220.00 | -0.1370 | 314.3105 | 2000 | 1685.6895
results338.txt | 6610 GRASKA 220.00 | -0.1336 | 314.3105 | 2000 | 1685.6895
results338.txt | 6611 HALLSTAVIK 220.00 | -0.1336 | 314.3105 | 2000 | 1685.6895
results338.txt | 6613 MALSTA 220.00 | -0.1341 | 314.3105 | 2000 | 1685.6895
results338.txt | 6633 DÖNJE 220.00 | -0.2114 | 314.3105 | 2000 | 1685.6895
results338.txt | 6634 OCKELBO 220.00 | -0.6085 | 314.3105 | 2000 | 1685.6895
results338.txt | 6636 HORNDAL 220.00 | -0.6038 | 314.3105 | 2000 | 1685.6895
results338.txt | 6854 LJUSDAL 220.00 | -0.2152 | 314.3105 | 2000 | 1685.6895
results339.txt | PTI INTERACTIVE POWER SYSTEM SIMULATOR--PSS(R)E MON, MAY 29 2023 | 16:32 | -557.9827 | 2245 | 1687.0173
results339.txt | SENSITIVITY FACTORS ARE CALCULATED WITH AC | NETWORK | -557.9827 | 2245 | 1687.0173
results339.txt | SUBSYSTEM 'RESERV' IS USED FOR OPPOSING SYSTEM FOR MW POWER | DISPATCH | -557.9827 | 2245 | 1687.0173
results339.txt | SENSITIVITY FACTORS OF BRANCH FLOW (MVA) ON 6812 OGNDAL 400.00 TO 6814 VERDAL400 400.00 1 MORE THAN | 0.10000 | -557.9827 | 2245 | 1687.0173
results339.txt | <--------- BUS NAME --------> | MW-SENS | -557.9827 | 2245 | 1687.0173
results339.txt | 6812 OGNDAL 400.00 | -0.5340 | -557.9827 | 2245 | 1687.0173
results339.txt | 6814 VERDAL400 400.00 | 0.4036 | -557.9827 | 2245 | 1687.0173
results339.txt | 6813 VERDAL300 400.00 | 0.4036 | -557.9827 | 2245 | 1687.0173
results339.txt | 6815 HÖGÅSEN 400.00 | 0.1055 | -557.9827 | 2245 | 1687.0173
results339.txt | 6863 HOFSTAD 400.00 | -0.2169 | -557.9827 | 2245 | 1687.0173
results339.txt | 6864 ÅFJORD 400.00 | -0.1170 | -557.9827 | 2245 | 1687.0173
results339.txt | 6866 ORKDAL400 400.00 | 0.1365 | -557.9827 | 2245 | 1687.0173
results339.txt | 6865 ORKDAL300 400.00 | 0.1365 | -557.9827 | 2245 | 1687.0173
results339.txt | 6867 STRINDA 400.00 | 0.2190 | -557.9827 | 2245 | 1687.0173
results339.txt | 6869 KLAEBU400 400.00 | 0.1990 | -557.9827 | 2245 | 1687.0173
results339.txt | 6868 KLAEBU300 400.00 | 0.1990 | -557.9827 | 2245 | 1687.0173
results339.txt | 6871 EIDUM400 400.00 | 0.2620 | -557.9827 | 2245 | 1687.0173
results339.txt | 6870 EIDUM300 400.00 | 0.2620 | -557.9827 | 2245 | 1687.0173
results339.txt | 6936 NEDRERÖS400 400.00 | -0.2936 | -557.9827 | 2245 | 1687.0173
results339.txt | 6935 NEDRERÖS300 400.00 | -0.2938 | -557.9827 | 2245 | 1687.0173
results339.txt | 6934 NEDRERÖS220 220.00 | -0.2551 | -557.9827 | 2245 | 1687.0173
results339.txt | 6937 MARKA 400.00 | -0.3065 | -557.9827 | 2245 | 1687.0173
results339.txt | 6938 NAMSOS 400.00 | -0.3702 | -557.9827 | 2245 | 1687.0173
results339.txt | 6939 KOLSVIK 400.00 | -0.3330 | -557.9827 | 2245 | 1687.0173
results339.txt | 6940 NAMSKOGEN 400.00 | -0.3334 | -557.9827 | 2245 | 1687.0173
results339.txt | 6942 TUNNSJO400 400.00 | -0.3435 | -557.9827 | 2245 | 1687.0173
results339.txt | 6941 TUNNSJO300 400.00 | -0.3435 | -557.9827 | 2245 | 1687.0173
results339.txt | 6944 RANA 400.00 | -0.2857 | -557.9827 | 2245 | 1687.0173
results339.txt | 6945 GEJMÅN 220.00 | -0.1953 | -557.9827 | 2245 | 1687.0173
results339.txt | 6946 AJAURE 220.00 | -0.1570 | -557.9827 | 2245 | 1687.0173
results339.txt | 6947 GARDIKFORS 220.00 | -0.1321 | -557.9827 | 2245 | 1687.0173
results339.txt | 6996 OFOTEN 400.00 | -0.2008 | -557.9827 | 2245 | 1687.0173
results339.txt | 6997 NARVIK 400.00 | -0.2017 | -557.9827 | 2245 | 1687.0173
results339.txt | 7000 VITAS 400.00 | -0.1424 | -557.9827 | 2245 | 1687.0173
results339.txt | 7006 SVARTISEN 400.00 | -0.2702 | -557.9827 | 2245 | 1687.0173
results339.txt | 7007 KOBBELV 400.00 | -0.2264 | -557.9827 | 2245 | 1687.0173
results339.txt | 7008 SALTEN 400.00 | -0.2367 | -557.9827 | 2245 | 1687.0173
results339.txt | 7017 HAMMERFEST 400.00 | -0.2074 | -557.9827 | 2245 | 1687.0173
results339.txt | 7019 BALSFJORD 400.00 | -0.2036 | -557.9827 | 2245 | 1687.0173
results339.txt | 7020 BARDUFOSS 400.00 | -0.2032 | -557.9827 | 2245 | 1687.0173
results339.txt | 7061 NEA 400.00 | 0.1479 | -557.9827 | 2245 | 1687.0173
results339.txt | 7062 RITSEM 400.00 | -0.1562 | -557.9827 | 2245 | 1687.0173
results339.txt | 7799 JOINT 220.00 | -0.1953 | -557.9827 | 2245 | 1687.0173
results339.txt | 8643 JOINT 220.00 | -0.1320 | -557.9827 | 2245 | 1687.0173
results339.txt | 9001 SEIDAFJELL 400.00 | -0.2069 | -557.9827 | 2245 | 1687.0173
results339.txt | 9002 LEBSESBY 400.00 | -0.2070 | -557.9827 | 2245 | 1687.0173
results339.txt | 9003 HAMMERF 400.00 | -0.2074 | -557.9827 | 2245 | 1687.0173
results339.txt | 9004 ALTA 400.00 | -0.2060 | -557.9827 | 2245 | 1687.0173
results339.txt | 9005 BERGHEIM 400.00 | -0.2048 | -557.9827 | 2245 | 1687.0173
results339.txt | 9006 TROFORS 400.00 | -0.3146 | -557.9827 | 2245 | 1687.0173
results340.txt | PTI INTERACTIVE POWER SYSTEM SIMULATOR--PSS(R)E MON, MAY 29 2023 | 16:32 | -551.902 | 2245 | 1693.0979
results340.txt | SENSITIVITY FACTORS ARE CALCULATED WITH AC | NETWORK | -551.902 | 2245 | 1693.0979
results340.txt | SUBSYSTEM 'RESERV' IS USED FOR OPPOSING SYSTEM FOR MW POWER | DISPATCH | -551.902 | 2245 | 1693.0979
results340.txt | SENSITIVITY FACTORS OF BRANCH FLOW (MVA) ON 6597 TUNA400 400.00 TO 6605 STOCKHOLM400400.00 2 MORE THAN | 0.10000 | -551.902 | 2245 | 1693.0979
results340.txt | <--------- BUS NAME --------> | MW-SENS | -551.902 | 2245 | 1693.0979
results340.txt | 6589 DANNEBO 400.00 | 0.1375 | -551.902 | 2245 | 1693.0979
results340.txt | 6591 FORSMARK 400.00 | 0.1371 | -551.902 | 2245 | 1693.0979
results340.txt | 6595 BREDAKER 220.00 | 0.1304 | -551.902 | 2245 | 1693.0979
results340.txt | 6597 TUNA400 400.00 | 0.4023 | -551.902 | 2245 | 1693.0979
results340.txt | 6596 TUNA220 220.00 | 0.2288 | -551.902 | 2245 | 1693.0979
results340.txt | 6605 STOCKHOLM400400.00 | -0.1181 | -551.902 | 2245 | 1693.0979
results340.txt | 6610 GRASKA 220.00 | 0.2312 | -551.902 | 2245 | 1693.0979
results340.txt | 6611 HALLSTAVIK 220.00 | 0.2311 | -551.902 | 2245 | 1693.0979
results340.txt | 6613 MALSTA 220.00 | 0.2321 | -551.902 | 2245 | 1693.0979
results340.txt | 1051 SUBSTATION 400.00 | 0.1371 | -551.902 | 2245 | 1693.0979
results341.txt | PTI INTERACTIVE POWER SYSTEM SIMULATOR--PSS(R)E MON, MAY 29 2023 | 16:32 | -548.6155 | 2245 | 1696.3845
results341.txt | SENSITIVITY FACTORS ARE CALCULATED WITH AC | NETWORK | -548.6155 | 2245 | 1696.3845
results341.txt | SUBSYSTEM 'RESERV' IS USED FOR OPPOSING SYSTEM FOR MW POWER | DISPATCH | -548.6155 | 2245 | 1696.3845
results341.txt | SENSITIVITY FACTORS OF BRANCH FLOW (MVA) ON 6933 RÅBÄCKEN 400.00 TO 9409 TROLLTJÄRN 400.00 1 MORE THAN | 0.10000 | -548.6155 | 2245 | 1696.3845
results341.txt | <--------- BUS NAME --------> | MW-SENS | -548.6155 | 2245 | 1696.3845
results341.txt | 6571 VISULAHTI 400.00 | -0.1987 | -548.6155 | 2245 | 1696.3845
results341.txt | 6545 HUITTINEN 400.00 | -0.1961 | -548.6155 | 2245 | 1696.3845
results341.txt | 6572 KYMI 400.00 | -0.1974 | -548.6155 | 2245 | 1696.3845
results341.txt | 6546 SALO 400.00 | -0.1964 | -548.6155 | 2245 | 1696.3845
results341.txt | 6547 FORSSA 400.00 | -0.1964 | -548.6155 | 2245 | 1696.3845
results341.txt | 6548 KANGASALA 400.00 | -0.1970 | -548.6155 | 2245 | 1696.3845
results341.txt | 6549 LAVIANVOURI 400.00 | -0.1971 | -548.6155 | 2245 | 1696.3845
results341.txt | 6550 KOPULA 400.00 | -0.1973 | -548.6155 | 2245 | 1696.3845
results341.txt | 6551 HIKIÄ 400.00 | -0.1972 | -548.6155 | 2245 | 1696.3845
results341.txt | 6552 TAMMISTO 400.00 | -0.1968 | -548.6155 | 2245 | 1696.3845
results341.txt | 6553 NURMIJÄRVI 400.00 | -0.1972 | -548.6155 | 2245 | 1696.3845
results341.txt | 6554 LÄNSISALMI 400.00 | -0.1968 | -548.6155 | 2245 | 1696.3845
results341.txt | 6555 INKOO 400.00 | -0.1967 | -548.6155 | 2245 | 1696.3845
results341.txt | 6556 ESPOO 400.00 | -0.1969 | -548.6155 | 2245 | 1696.3845
results341.txt | 6567 ANTTILA 400.00 | -0.1971 | -548.6155 | 2245 | 1696.3845
results341.txt | 6569 KORIA 400.00 | -0.1975 | -548.6155 | 2245 | 1696.3845
results341.txt | 6570 LOVIISA 400.00 | -0.1966 | -548.6155 | 2245 | 1696.3845
results341.txt | 6573 YLLIKKÄLÄ 400.00 | -0.1984 | -548.6155 | 2245 | 1696.3845
results341.txt | 6615 TAHKOLUOTO 400.00 | -0.1954 | -548.6155 | 2245 | 1696.3845
results341.txt | 6617 OLKILUOTO 400.00 | -0.1952 | -548.6155 | 2245 | 1696.3845
results341.txt | 6618 RAUMA 400.00 | -0.1951 | -548.6155 | 2245 | 1696.3845
results341.txt | 6619 ULVILA 400.00 | -0.1958 | -548.6155 | 2245 | 1696.3845
results341.txt | 6621 LIETO 400.00 | -0.1961 | -548.6155 | 2245 | 1696.3845
results341.txt | 6778 HIRVISUO 400.00 | -0.1977 | -548.6155 | 2245 | 1696.3845
results341.txt | 6779 UUSNIVALA 400.00 | -0.1992 | -548.6155 | 2245 | 1696.3845
results341.txt | 6780 ALAJÄRVI 400.00 | -0.1982 | -548.6155 | 2245 | 1696.3845
results341.txt | 6781 SEINÄJOKI 400.00 | -0.1973 | -548.6155 | 2245 | 1696.3845
results341.txt | 6783 PETÄJÄV400 400.00 | -0.1978 | -548.6155 | 2245 | 1696.3845
results341.txt | 6782 PETÄJÄV220 220.00 | -0.1978 | -548.6155 | 2245 | 1696.3845
results341.txt | 6784 JÄMSÄ 220.00 | -0.1983 | -548.6155 | 2245 | 1696.3845
results341.txt | 6785 TOIVILA 400.00 | -0.1975 | -548.6155 | 2245 | 1696.3845
results341.txt | 6786 HAAPAVESI 220.00 | -0.1968 | -548.6155 | 2245 | 1696.3845
results341.txt | 6787 VUOLIJOKI 400.00 | -0.1987 | -548.6155 | 2245 | 1696.3845
results341.txt | 6788 ALAPITKÄ 400.00 | -0.1989 | -548.6155 | 2245 | 1696.3845
results341.txt | 6789 VIHTAVUORI 400.00 | -0.1984 | -548.6155 | 2245 | 1696.3845
results341.txt | 6790 HUUTOKOSKI 400.00 | -0.1989 | -548.6155 | 2245 | 1696.3845
results341.txt | 6803 MOLIDEN 400.00 | 0.2204 | -548.6155 | 2245 | 1696.3845
results341.txt | 6809 STORNORRFORS400.00 | 0.2949 | -548.6155 | 2245 | 1696.3845
results341.txt | 6810 TUOVILA 400.00 | -0.1968 | -548.6155 | 2245 | 1696.3845
results341.txt | 6811 KRSITINESTAD400.00 | -0.1962 | -548.6155 | 2245 | 1696.3845
results341.txt | 6903 SEITENOIKEA 220.00 | -0.1952 | -548.6155 | 2245 | 1696.3845
results341.txt | 6907 DJUPTJÄRN 400.00 | -0.2372 | -548.6155 | 2245 | 1696.3845
results341.txt | 6908 KEMINMAA 220.00 | -0.1991 | -548.6155 | 2245 | 1696.3845
results341.txt | 6909 ISOHAARA 400.00 | -0.2124 | -548.6155 | 2245 | 1696.3845
results341.txt | 6910 SUBSTATION 400.00 | -0.2124 | -548.6155 | 2245 | 1696.3845
results341.txt | 6911 JYLKKÄ 400.00 | -0.1983 | -548.6155 | 2245 | 1696.3845
results341.txt | 6912 VALAJASKO 220.00 | -0.1997 | -548.6155 | 2245 | 1696.3845
results341.txt | 6913 VANTTAUSKOSK220.00 | -0.1995 | -548.6155 | 2245 | 1696.3845
results341.txt | 6915 PIRITTIK400 400.00 | -0.1996 | -548.6155 | 2245 | 1696.3845
results341.txt | 6914 PIRITTK220 220.00 | -0.1996 | -548.6155 | 2245 | 1696.3845
results341.txt | 6916 SEITAKORVA 220.00 | -0.1993 | -548.6155 | 2245 | 1696.3845
results341.txt | 6917 ISOKANGAS 400.00 | -0.1985 | -548.6155 | 2245 | 1696.3845
results341.txt | 6918 PIKKARALA 400.00 | -0.1992 | -548.6155 | 2245 | 1696.3845
results341.txt | 6920 PYHÄNSEL400 400.00 | -0.1982 | -548.6155 | 2245 | 1696.3845
results341.txt | 6919 PYHÄNSEL220 220.00 | -0.1982 | -548.6155 | 2245 | 1696.3845
results341.txt | 6921 PYHÄKOSI 220.00 | -0.1972 | -548.6155 | 2245 | 1696.3845
results341.txt | 6922 UTANEN 220.00 | -0.1966 | -548.6155 | 2245 | 1696.3845
results341.txt | 6923 NUOJA 220.00 | -0.1961 | -548.6155 | 2245 | 1696.3845
results341.txt | 6930 LETSI 400.00 | -0.1609 | -548.6155 | 2245 | 1696.3845
results341.txt | 6931 SVARTBYN 400.00 | -0.2538 | -548.6155 | 2245 | 1696.3845
results341.txt | 6933 RÅBÄCKEN 400.00 | -0.3821 | -548.6155 | 2245 | 1696.3845
results341.txt | 6990 ISONIEMI 220.00 | -0.2031 | -548.6155 | 2245 | 1696.3845
results341.txt | 6992 IVALO 220.00 | -0.2073 | -548.6155 | 2245 | 1696.3845
results341.txt | 6993 KUOLAJÄRVI 220.00 | -0.2036 | -548.6155 | 2245 | 1696.3845
results341.txt | 6994 VAJUKOSKI 220.00 | -0.2038 | -548.6155 | 2245 | 1696.3845
results341.txt | 6995 KOKKOSNIVA 220.00 | -0.2029 | -548.6155 | 2245 | 1696.3845
results341.txt | 7000 VITAS 400.00 | -0.1045 | -548.6155 | 2245 | 1696.3845
results341.txt | 7001 SEITEVARE 400.00 | -0.1432 | -548.6155 | 2245 | 1696.3845
results341.txt | 7002 PORJUS 400.00 | -0.1264 | -548.6155 | 2245 | 1696.3845
results341.txt | 7003 HARSPÅNGET 400.00 | -0.1375 | -548.6155 | 2245 | 1696.3845
results341.txt | 7004 LIGGA 400.00 | -0.1432 | -548.6155 | 2245 | 1696.3845
results341.txt | 7005 MESSAURE 400.00 | -0.1600 | -548.6155 | 2245 | 1696.3845
results341.txt | 7010 VARANGERBOT 220.00 | -0.2106 | -548.6155 | 2245 | 1696.3845
results341.txt | 7018 UTSJOKI 220.00 | -0.2099 | -548.6155 | 2245 | 1696.3845
results341.txt | 7054 OSSAUSKOSKI 220.00 | -0.1993 | -548.6155 | 2245 | 1696.3845
results341.txt | 7056 PETÄJÄSKO 400.00 | -0.1997 | -548.6155 | 2245 | 1696.3845
results341.txt | 7055 PETÄJÄSKO 220.00 | -0.1996 | -548.6155 | 2245 | 1696.3845
results341.txt | 7062 RITSEM 400.00 | -0.1001 | -548.6155 | 2245 | 1696.3845
results341.txt | 8579 JOINT 220.00 | -0.1967 | -548.6155 | 2245 | 1696.3845
results341.txt | 7140 JOINT 220.00 | -0.2099 | -548.6155 | 2245 | 1696.3845
results341.txt | 8256 JOINT 400.00 | -0.1432 | -548.6155 | 2245 | 1696.3845
results341.txt | 9408 HÄLLBERGET 400.00 | -0.1746 | -548.6155 | 2245 | 1696.3845
results341.txt | 9409 TROLLTJÄRN 400.00 | 0.5214 | -548.6155 | 2245 | 1696.3845
results341.txt | 9301 KEMIJÄRVI 220.00 | -0.2003 | -548.6155 | 2245 | 1696.3845
results341.txt | 9302 KEMINMAA 400.00 | -0.1816 | -548.6155 | 2245 | 1696.3845
results341.txt | 9304 LUMIJÄRVI 400.00 | -0.1982 | -548.6155 | 2245 | 1696.3845
results341.txt | 9303 MUSALA 400.00 | -0.1972 | -548.6155 | 2245 | 1696.3845
results341.txt | 9305 KÄRPPIÖN 400.00 | -0.1963 | -548.6155 | 2245 | 1696.3845
results341.txt | 9306 HONKAJOEN 400.00 | -0.1961 | -548.6155 | 2245 | 1696.3845
results341.txt | 9307 KONTIOLAHTI 400.00 | -0.1986 | -548.6155 | 2245 | 1696.3845
results341.txt | 9308 ORIMATTILAN 400.00 | -0.1972 | -548.6155 | 2245 | 1696.3845
results341.txt | 9309 NAANTALINSAL400.00 | -0.1961 | -548.6155 | 2245 | 1696.3845
results342.txt | PTI INTERACTIVE POWER SYSTEM SIMULATOR--PSS(R)E MON, MAY 29 2023 | 16:32 | -547.1412 | 2245 | 1697.8588
results342.txt | SENSITIVITY FACTORS ARE CALCULATED WITH AC | NETWORK | -547.1412 | 2245 | 1697.8588
results342.txt | SUBSYSTEM 'RESERV' IS USED FOR OPPOSING SYSTEM FOR MW POWER | DISPATCH | -547.1412 | 2245 | 1697.8588
results342.txt | SENSITIVITY FACTORS OF BRANCH FLOW (MVA) ON 7017 HAMMERFEST 400.00 TO 9004 ALTA 400.00 4 MORE THAN | 0.10000 | -547.1412 | 2245 | 1697.8588
results342.txt | <--------- BUS NAME --------> | MW-SENS | -547.1412 | 2245 | 1697.8588
results342.txt | 7017 HAMMERFEST 400.00 | -0.5026 | -547.1412 | 2245 | 1697.8588
results342.txt | 9001 SEIDAFJELL 400.00 | -0.5011 | -547.1412 | 2245 | 1697.8588
results342.txt | 9002 LEBSESBY 400.00 | -0.5015 | -547.1412 | 2245 | 1697.8588
results342.txt | 9003 HAMMERF 400.00 | -0.5026 | -547.1412 | 2245 | 1697.8588
results343.txt | PTI INTERACTIVE POWER SYSTEM SIMULATOR--PSS(R)E MON, MAY 29 2023 | 16:32 | -547.1412 | 2245 | 1697.8588
results343.txt | SENSITIVITY FACTORS ARE CALCULATED WITH AC | NETWORK | -547.1412 | 2245 | 1697.8588
results343.txt | SUBSYSTEM 'RESERV' IS USED FOR OPPOSING SYSTEM FOR MW POWER | DISPATCH | -547.1412 | 2245 | 1697.8588
results343.txt | SENSITIVITY FACTORS OF BRANCH FLOW (MVA) ON 7017 HAMMERFEST 400.00 TO 9004 ALTA 400.00 5 MORE THAN | 0.10000 | -547.1412 | 2245 | 1697.8588
results343.txt | <--------- BUS NAME --------> | MW-SENS | -547.1412 | 2245 | 1697.8588
results343.txt | 7017 HAMMERFEST 400.00 | -0.5026 | -547.1412 | 2245 | 1697.8588
results343.txt | 9001 SEIDAFJELL 400.00 | -0.5011 | -547.1412 | 2245 | 1697.8588
results343.txt | 9002 LEBSESBY 400.00 | -0.5015 | -547.1412 | 2245 | 1697.8588
results343.txt | 9003 HAMMERF 400.00 | -0.5026 | -547.1412 | 2245 | 1697.8588
results344.txt | PTI INTERACTIVE POWER SYSTEM SIMULATOR--PSS(R)E MON, MAY 29 2023 | 16:32 | 538.8242 | 2245 | 1706.1758
results344.txt | SENSITIVITY FACTORS ARE CALCULATED WITH AC | NETWORK | 538.8242 | 2245 | 1706.1758
results344.txt | SUBSYSTEM 'RESERV' IS USED FOR OPPOSING SYSTEM FOR MW POWER | DISPATCH | 538.8242 | 2245 | 1706.1758
results344.txt | SENSITIVITY FACTORS OF BRANCH FLOW (MVA) ON 7004 LIGGA 400.00 TO 7005 MESSAURE 400.00 6 MORE THAN | 0.10000 | 538.8242 | 2245 | 1706.1758
results344.txt | <--------- BUS NAME --------> | MW-SENS | 538.8242 | 2245 | 1706.1758
results344.txt | 5624 HERSLEV 400.00 | -0.1091 | 538.8242 | 2245 | 1706.1758
results344.txt | 5642 HOVEGARD 400.00 | -0.1087 | 538.8242 | 2245 | 1706.1758
results344.txt | 5646 BJAEVERSKOV4400.00 | -0.1085 | 538.8242 | 2245 | 1706.1758
results344.txt | 5645 BJAEVERSKOV2220.00 | -0.1079 | 538.8242 | 2245 | 1706.1758
results344.txt | 5657 ISHOJ400 400.00 | -0.1087 | 538.8242 | 2245 | 1706.1758
results344.txt | 5656 ISHOJ220 220.00 | -0.1093 | 538.8242 | 2245 | 1706.1758
results344.txt | 5660 AVEDOREVERK 400.00 | -0.1089 | 538.8242 | 2245 | 1706.1758
results344.txt | 5662 ORSTEDSVERKE400.00 | -0.1093 | 538.8242 | 2245 | 1706.1758
results344.txt | 5671 SEGE 400.00 | -0.1052 | 538.8242 | 2245 | 1706.1758
results344.txt | 5672 ARRIE 400.00 | -0.1051 | 538.8242 | 2245 | 1706.1758
results344.txt | 5673 KRUSEBERG 400.00 | -0.1051 | 538.8242 | 2245 | 1706.1758
results344.txt | 5676 WIND FARM 220.00 | -0.1022 | 538.8242 | 2245 | 1706.1758
results344.txt | 5845 ASNAESVERK 400.00 | -0.1089 | 538.8242 | 2245 | 1706.1758
results344.txt | 6319 KYNDBYVERKER400.00 | -0.1085 | 538.8242 | 2245 | 1706.1758
results344.txt | 6324 GORLOSEGARD 400.00 | -0.1072 | 538.8242 | 2245 | 1706.1758
results344.txt | 6330 GELNTEGARD2 400.00 | -0.1103 | 538.8242 | 2245 | 1706.1758
results344.txt | 6334 GLENTEGARD 400.00 | -0.1107 | 538.8242 | 2245 | 1706.1758
results344.txt | 6335 SODERASEN 400.00 | -0.1030 | 538.8242 | 2245 | 1706.1758
results344.txt | 6337 BARSEBACK 400.00 | -0.1051 | 538.8242 | 2245 | 1706.1758
results344.txt | 6338 HURVA 400.00 | -0.1068 | 538.8242 | 2245 | 1706.1758
results344.txt | 6340 MOHOLM 220.00 | -0.1146 | 538.8242 | 2245 | 1706.1758
results344.txt | 6341 KOLSTAD 400.00 | -0.1071 | 538.8242 | 2245 | 1706.1758
results344.txt | 6343 BARKERYD 400.00 | -0.1031 | 538.8242 | 2245 | 1706.1758
results344.txt | 6345 GLAN 400.00 | -0.1072 | 538.8242 | 2245 | 1706.1758
results344.txt | 6346 KIMSTAD 400.00 | -0.1060 | 538.8242 | 2245 | 1706.1758
results344.txt | 6348 OSKARSHAMN 400.00 | -0.1075 | 538.8242 | 2245 | 1706.1758
results344.txt | 6349 ALVESTA 400.00 | -0.1072 | 538.8242 | 2245 | 1706.1758
results344.txt | 6350 HEMSJO 400.00 | -0.1103 | 538.8242 | 2245 | 1706.1758
results344.txt | 6351 KARLSHAMN 400.00 | -0.1102 | 538.8242 | 2245 | 1706.1758
results344.txt | 6354 NYBRO 400.00 | -0.1119 | 538.8242 | 2245 | 1706.1758
results344.txt | 6571 VISULAHTI 400.00 | -0.4072 | 538.8242 | 2245 | 1706.1758
results344.txt | 6545 HUITTINEN 400.00 | -0.3742 | 538.8242 | 2245 | 1706.1758
results344.txt | 6572 KYMI 400.00 | -0.3910 | 538.8242 | 2245 | 1706.1758
results344.txt | 6546 SALO 400.00 | -0.3777 | 538.8242 | 2245 | 1706.1758
results344.txt | 6547 FORSSA 400.00 | -0.3779 | 538.8242 | 2245 | 1706.1758
results344.txt | 6548 KANGASALA 400.00 | -0.3855 | 538.8242 | 2245 | 1706.1758
results344.txt | 6549 LAVIANVOURI 400.00 | -0.3869 | 538.8242 | 2245 | 1706.1758
results344.txt | 6550 KOPULA 400.00 | -0.3891 | 538.8242 | 2245 | 1706.1758
results344.txt | 6551 HIKIÄ 400.00 | -0.3875 | 538.8242 | 2245 | 1706.1758
results344.txt | 6552 TAMMISTO 400.00 | -0.3828 | 538.8242 | 2245 | 1706.1758
results344.txt | 6553 NURMIJÄRVI 400.00 | -0.3876 | 538.8242 | 2245 | 1706.1758
results344.txt | 6554 LÄNSISALMI 400.00 | -0.3834 | 538.8242 | 2245 | 1706.1758
results344.txt | 6555 INKOO 400.00 | -0.3823 | 538.8242 | 2245 | 1706.1758
results344.txt | 6556 ESPOO 400.00 | -0.3840 | 538.8242 | 2245 | 1706.1758
results344.txt | 6567 ANTTILA 400.00 | -0.3863 | 538.8242 | 2245 | 1706.1758
results344.txt | 6569 KORIA 400.00 | -0.3921 | 538.8242 | 2245 | 1706.1758
results344.txt | 6570 LOVIISA 400.00 | -0.3806 | 538.8242 | 2245 | 1706.1758
results344.txt | 6573 YLLIKKÄLÄ 400.00 | -0.4032 | 538.8242 | 2245 | 1706.1758
results344.txt | 6580 SODERALA 220.00 | -0.1107 | 538.8242 | 2245 | 1706.1758
results344.txt | 6581 ANGSBERG 400.00 | -0.1071 | 538.8242 | 2245 | 1706.1758
results344.txt | 6583 STACKBO400 400.00 | -0.1046 | 538.8242 | 2245 | 1706.1758
results344.txt | 6582 STACKBO220 220.00 | -0.1028 | 538.8242 | 2245 | 1706.1758
results344.txt | 6584 VALBO 220.00 | -0.1037 | 538.8242 | 2245 | 1706.1758
results344.txt | 6585 FINNBOLEHVDC400.00 | -0.1058 | 538.8242 | 2245 | 1706.1758
results344.txt | 6586 FINNBOLEHVDC400.00 | -0.1063 | 538.8242 | 2245 | 1706.1758
results344.txt | 6588 UNTRA 220.00 | -0.1038 | 538.8242 | 2245 | 1706.1758
results344.txt | 6592 STARFORS 220.00 | -0.1106 | 538.8242 | 2245 | 1706.1758
results344.txt | 6594 HAMRA400 400.00 | -0.1039 | 538.8242 | 2245 | 1706.1758
results344.txt | 6593 HAMRA220 220.00 | -0.1035 | 538.8242 | 2245 | 1706.1758
results344.txt | 6595 BREDAKER 220.00 | -0.1079 | 538.8242 | 2245 | 1706.1758
results344.txt | 6597 TUNA400 400.00 | -0.1045 | 538.8242 | 2245 | 1706.1758
results344.txt | 6596 TUNA220 220.00 | -0.1083 | 538.8242 | 2245 | 1706.1758
results344.txt | 6598 BOLANDERNA 220.00 | -0.1113 | 538.8242 | 2245 | 1706.1758
results344.txt | 6599 PLENNINGE 220.00 | -0.1103 | 538.8242 | 2245 | 1706.1758
results344.txt | 6600 AKER 400.00 | -0.1068 | 538.8242 | 2245 | 1706.1758
results344.txt | 6602 KOLBOTTEN400400.00 | -0.1048 | 538.8242 | 2245 | 1706.1758
results344.txt | 6601 KOLBOTTEN220220.00 | -0.1043 | 538.8242 | 2245 | 1706.1758
results344.txt | 6603 ODENSALA 400.00 | -0.1038 | 538.8242 | 2245 | 1706.1758
results344.txt | 6605 STOCKHOLM400400.00 | -0.1043 | 538.8242 | 2245 | 1706.1758
results344.txt | 6604 STOCKHOLM220220.00 | -0.1037 | 538.8242 | 2245 | 1706.1758
results344.txt | 6606 HALL 400.00 | -0.1052 | 538.8242 | 2245 | 1706.1758
results344.txt | 6608 EKUDDEN400 400.00 | -0.1052 | 538.8242 | 2245 | 1706.1758
results344.txt | 6607 EKUDDEN220 220.00 | -0.1034 | 538.8242 | 2245 | 1706.1758
results344.txt | 6609 SOLBERGA 220.00 | -0.1035 | 538.8242 | 2245 | 1706.1758
results344.txt | 6610 GRASKA 220.00 | -0.1122 | 538.8242 | 2245 | 1706.1758
results344.txt | 6611 HALLSTAVIK 220.00 | -0.1121 | 538.8242 | 2245 | 1706.1758
results344.txt | 6613 MALSTA 220.00 | -0.1136 | 538.8242 | 2245 | 1706.1758
results344.txt | 6614 VALLENTUNA 220.00 | -0.1062 | 538.8242 | 2245 | 1706.1758
results344.txt | 6615 TAHKOLUOTO 400.00 | -0.3656 | 538.8242 | 2245 | 1706.1758
results344.txt | 6617 OLKILUOTO 400.00 | -0.3631 | 538.8242 | 2245 | 1706.1758
results344.txt | 6618 RAUMA 400.00 | -0.3622 | 538.8242 | 2245 | 1706.1758
results344.txt | 6619 ULVILA 400.00 | -0.3706 | 538.8242 | 2245 | 1706.1758
results344.txt | 6621 LIETO 400.00 | -0.3740 | 538.8242 | 2245 | 1706.1758
results344.txt | 6633 DÖNJE 220.00 | -0.1158 | 538.8242 | 2245 | 1706.1758
results344.txt | 6634 OCKELBO 220.00 | -0.1060 | 538.8242 | 2245 | 1706.1758
results344.txt | 6635 HOFORS 220.00 | -0.1019 | 538.8242 | 2245 | 1706.1758
results344.txt | 6636 HORNDAL 220.00 | -0.1031 | 538.8242 | 2245 | 1706.1758
results344.txt | 6643 FINNSLATTEN 220.00 | -0.1010 | 538.8242 | 2245 | 1706.1758
results344.txt | 6644 HIMMETA 220.00 | -0.1027 | 538.8242 | 2245 | 1706.1758
results344.txt | 6645 AROSVERKET 220.00 | -0.1027 | 538.8242 | 2245 | 1706.1758
results344.txt | 6646 HEDENLUNDA 400.00 | -0.1072 | 538.8242 | 2245 | 1706.1758
results344.txt | 6778 HIRVISUO 400.00 | -0.3923 | 538.8242 | 2245 | 1706.1758
results344.txt | 6779 UUSNIVALA 400.00 | -0.4069 | 538.8242 | 2245 | 1706.1758
results344.txt | 6780 ALAJÄRVI 400.00 | -0.3987 | 538.8242 | 2245 | 1706.1758
results344.txt | 6781 SEINÄJOKI 400.00 | -0.3874 | 538.8242 | 2245 | 1706.1758
results344.txt | 6783 PETÄJÄV400 400.00 | -0.3961 | 538.8242 | 2245 | 1706.1758
results344.txt | 6782 PETÄJÄV220 220.00 | -0.3961 | 538.8242 | 2245 | 1706.1758
results344.txt | 6784 JÄMSÄ 220.00 | -0.4017 | 538.8242 | 2245 | 1706.1758
results344.txt | 6785 TOIVILA 400.00 | -0.3912 | 538.8242 | 2245 | 1706.1758
results344.txt | 6786 HAAPAVESI 220.00 | -0.3860 | 538.8242 | 2245 | 1706.1758
results344.txt | 6787 VUOLIJOKI 400.00 | -0.4092 | 538.8242 | 2245 | 1706.1758
results344.txt | 6788 ALAPITKÄ 400.00 | -0.4102 | 538.8242 | 2245 | 1706.1758
results344.txt | 6789 VIHTAVUORI 400.00 | -0.4030 | 538.8242 | 2245 | 1706.1758
results344.txt | 6790 HUUTOKOSKI 400.00 | -0.4099 | 538.8242 | 2245 | 1706.1758
results344.txt | 6803 MOLIDEN 400.00 | -0.1715 | 538.8242 | 2245 | 1706.1758
results344.txt | 6809 STORNORRFORS400.00 | -0.2022 | 538.8242 | 2245 | 1706.1758
results344.txt | 6810 TUOVILA 400.00 | -0.3823 | 538.8242 | 2245 | 1706.1758
results344.txt | 6811 KRSITINESTAD400.00 | -0.3752 | 538.8242 | 2245 | 1706.1758
results344.txt | 6854 LJUSDAL 220.00 | -0.1227 | 538.8242 | 2245 | 1706.1758
results344.txt | 6903 SEITENOIKEA 220.00 | -0.3669 | 538.8242 | 2245 | 1706.1758
results344.txt | 6907 DJUPTJÄRN 400.00 | -0.4323 | 538.8242 | 2245 | 1706.1758
results344.txt | 6908 KEMINMAA 220.00 | -0.3952 | 538.8242 | 2245 | 1706.1758
results344.txt | 6909 ISOHAARA 400.00 | -0.4100 | 538.8242 | 2245 | 1706.1758
results344.txt | 6910 SUBSTATION 400.00 | -0.4102 | 538.8242 | 2245 | 1706.1758
results344.txt | 6911 JYLKKÄ 400.00 | -0.3990 | 538.8242 | 2245 | 1706.1758
results344.txt | 6912 VALAJASKO 220.00 | -0.4025 | 538.8242 | 2245 | 1706.1758
results344.txt | 6913 VANTTAUSKOSK220.00 | -0.4016 | 538.8242 | 2245 | 1706.1758
results344.txt | 6915 PIRITTIK400 400.00 | -0.4025 | 538.8242 | 2245 | 1706.1758
results344.txt | 6914 PIRITTK220 220.00 | -0.4030 | 538.8242 | 2245 | 1706.1758
results344.txt | 6916 SEITAKORVA 220.00 | -0.3996 | 538.8242 | 2245 | 1706.1758
results344.txt | 6917 ISOKANGAS 400.00 | -0.4016 | 538.8242 | 2245 | 1706.1758
results344.txt | 6918 PIKKARALA 400.00 | -0.4038 | 538.8242 | 2245 | 1706.1758
results344.txt | 6920 PYHÄNSEL400 400.00 | -0.4038 | 538.8242 | 2245 | 1706.1758
results344.txt | 6919 PYHÄNSEL220 220.00 | -0.4038 | 538.8242 | 2245 | 1706.1758
results344.txt | 6921 PYHÄKOSI 220.00 | -0.3909 | 538.8242 | 2245 | 1706.1758
results344.txt | 6922 UTANEN 220.00 | -0.3844 | 538.8242 | 2245 | 1706.1758
results344.txt | 6923 NUOJA 220.00 | -0.3773 | 538.8242 | 2245 | 1706.1758
results344.txt | 6930 LETSI 400.00 | -0.3803 | 538.8242 | 2245 | 1706.1758
results344.txt | 6931 SVARTBYN 400.00 | -0.4251 | 538.8242 | 2245 | 1706.1758
results344.txt | 6932 VAGFORS 400.00 | 0.1115 | 538.8242 | 2245 | 1706.1758
results344.txt | 6933 RÅBÄCKEN 400.00 | -0.3555 | 538.8242 | 2245 | 1706.1758
results344.txt | 6990 ISONIEMI 220.00 | -0.4432 | 538.8242 | 2245 | 1706.1758
results344.txt | 6992 IVALO 220.00 | -0.4940 | 538.8242 | 2245 | 1706.1758
results344.txt | 6993 KUOLAJÄRVI 220.00 | -0.4497 | 538.8242 | 2245 | 1706.1758
results344.txt | 6994 VAJUKOSKI 220.00 | -0.4520 | 538.8242 | 2245 | 1706.1758
results344.txt | 6995 KOKKOSNIVA 220.00 | -0.4412 | 538.8242 | 2245 | 1706.1758
results344.txt | 7001 SEITEVARE 400.00 | 0.2687 | 538.8242 | 2245 | 1706.1758
results344.txt | 7002 PORJUS 400.00 | 0.1179 | 538.8242 | 2245 | 1706.1758
results344.txt | 7003 HARSPÅNGET 400.00 | 0.1337 | 538.8242 | 2245 | 1706.1758
results344.txt | 7004 LIGGA 400.00 | 0.2687 | 538.8242 | 2245 | 1706.1758
results344.txt | 7005 MESSAURE 400.00 | -0.5387 | 538.8242 | 2245 | 1706.1758
results344.txt | 7010 VARANGERBOT 220.00 | -0.5322 | 538.8242 | 2245 | 1706.1758
results344.txt | 7018 UTSJOKI 220.00 | -0.5249 | 538.8242 | 2245 | 1706.1758
results344.txt | 7054 OSSAUSKOSKI 220.00 | -0.3965 | 538.8242 | 2245 | 1706.1758
results344.txt | 7056 PETÄJÄSKO 400.00 | -0.4013 | 538.8242 | 2245 | 1706.1758
results344.txt | 7055 PETÄJÄSKO 220.00 | -0.4008 | 538.8242 | 2245 | 1706.1758
results344.txt | 8861 JOINT 400.00 | -0.1043 | 538.8242 | 2245 | 1706.1758
results344.txt | 8579 JOINT 220.00 | -0.3847 | 538.8242 | 2245 | 1706.1758
results344.txt | 7429 JOINT 220.00 | -0.1027 | 538.8242 | 2245 | 1706.1758
results344.txt | 7140 JOINT 220.00 | -0.5242 | 538.8242 | 2245 | 1706.1758
results344.txt | 8256 JOINT 400.00 | 0.2687 | 538.8242 | 2245 | 1706.1758
results344.txt | 8845 JOINT 220.00 | -0.1022 | 538.8242 | 2245 | 1706.1758
results344.txt | 9401 HAGESKRUV 400.00 | -0.1070 | 538.8242 | 2245 | 1706.1758
results344.txt | 9404 GÄDDTJÄRN 400.00 | -0.1005 | 538.8242 | 2245 | 1706.1758
results344.txt | 9405 GRÖNVIKEN 400.00 | -0.1029 | 538.8242 | 2245 | 1706.1758
results344.txt | 9408 HÄLLBERGET 400.00 | -0.3874 | 538.8242 | 2245 | 1706.1758
results344.txt | 9409 TROLLTJÄRN 400.00 | -0.3059 | 538.8242 | 2245 | 1706.1758
results344.txt | 9301 KEMIJÄRVI 220.00 | -0.4107 | 538.8242 | 2245 | 1706.1758
results344.txt | 9302 KEMINMAA 400.00 | -0.3927 | 538.8242 | 2245 | 1706.1758
results344.txt | 9304 LUMIJÄRVI 400.00 | -0.3996 | 538.8242 | 2245 | 1706.1758
results344.txt | 9303 MUSALA 400.00 | -0.3863 | 538.8242 | 2245 | 1706.1758
results344.txt | 9305 KÄRPPIÖN 400.00 | -0.3767 | 538.8242 | 2245 | 1706.1758
results344.txt | 9306 HONKAJOEN 400.00 | -0.3737 | 538.8242 | 2245 | 1706.1758
results344.txt | 9307 KONTIOLAHTI 400.00 | -0.4064 | 538.8242 | 2245 | 1706.1758
results344.txt | 9308 ORIMATTILAN 400.00 | -0.3881 | 538.8242 | 2245 | 1706.1758
results344.txt | 9309 NAANTALINSAL400.00 | -0.3739 | 538.8242 | 2245 | 1706.1758
results344.txt | 9410 HORNDAL 400.00 | -0.1019 | 538.8242 | 2245 | 1706.1758
results344.txt | 9411 MUNGA 400.00 | -0.1023 | 538.8242 | 2245 | 1706.1758
results345.txt | PTI INTERACTIVE POWER SYSTEM SIMULATOR--PSS(R)E MON, MAY 29 2023 | 16:32 | -536.4635 | 2245 | 1708.5366
results345.txt | SENSITIVITY FACTORS ARE CALCULATED WITH AC | NETWORK | -536.4635 | 2245 | 1708.5366
results345.txt | SUBSYSTEM 'RESERV' IS USED FOR OPPOSING SYSTEM FOR MW POWER | DISPATCH | -536.4635 | 2245 | 1708.5366
results345.txt | SENSITIVITY FACTORS OF BRANCH FLOW (MVA) ON 6550 KOPULA 400.00 TO 6551 HIKIÄ 400.00 5 MORE THAN | 0.10000 | -536.4635 | 2245 | 1708.5366
results345.txt | <--------- BUS NAME --------> | MW-SENS | -536.4635 | 2245 | 1708.5366
results345.txt | 6546 SALO 400.00 | -0.1249 | -536.4635 | 2245 | 1708.5366
results345.txt | 6550 KOPULA 400.00 | -0.4731 | -536.4635 | 2245 | 1708.5366
results345.txt | 6552 TAMMISTO 400.00 | -0.1717 | -536.4635 | 2245 | 1708.5366
results345.txt | 6554 LÄNSISALMI 400.00 | -0.1299 | -536.4635 | 2245 | 1708.5366
results345.txt | 6555 INKOO 400.00 | -0.2000 | -536.4635 | 2245 | 1708.5366
results345.txt | 6556 ESPOO 400.00 | -0.2591 | -536.4635 | 2245 | 1708.5366
results346.txt | PTI INTERACTIVE POWER SYSTEM SIMULATOR--PSS(R)E MON, MAY 29 2023 | 16:32 | 535.2983 | 2245 | 1709.7017
results346.txt | SENSITIVITY FACTORS ARE CALCULATED WITH AC | NETWORK | 535.2983 | 2245 | 1709.7017
results346.txt | SUBSYSTEM 'RESERV' IS USED FOR OPPOSING SYSTEM FOR MW POWER | DISPATCH | 535.2983 | 2245 | 1709.7017
results346.txt | SENSITIVITY FACTORS OF BRANCH FLOW (MVA) ON 6348 OSKARSHAMN 400.00 TO 6354 NYBRO 400.00 4 MORE THAN | 0.10000 | 535.2983 | 2245 | 1709.7017
results346.txt | <--------- BUS NAME --------> | MW-SENS | 535.2983 | 2245 | 1709.7017
results346.txt | 5671 SEGE 400.00 | -0.1075 | 535.2983 | 2245 | 1709.7017
results346.txt | 5672 ARRIE 400.00 | -0.1074 | 535.2983 | 2245 | 1709.7017
results346.txt | 5673 KRUSEBERG 400.00 | -0.1074 | 535.2983 | 2245 | 1709.7017
results346.txt | 6337 BARSEBACK 400.00 | -0.1043 | 535.2983 | 2245 | 1709.7017
results346.txt | 6338 HURVA 400.00 | -0.1152 | 535.2983 | 2245 | 1709.7017
results346.txt | 6348 OSKARSHAMN 400.00 | 0.1192 | 535.2983 | 2245 | 1709.7017
results346.txt | 6350 HEMSJO 400.00 | -0.1809 | 535.2983 | 2245 | 1709.7017
results346.txt | 6351 KARLSHAMN 400.00 | -0.1808 | 535.2983 | 2245 | 1709.7017
results346.txt | 6354 NYBRO 400.00 | -0.2519 | 535.2983 | 2245 | 1709.7017
results347.txt | PTI INTERACTIVE POWER SYSTEM SIMULATOR--PSS(R)E MON, MAY 29 2023 | 16:32 | 535.2983 | 2245 | 1709.7017
results347.txt | SENSITIVITY FACTORS ARE CALCULATED WITH AC | NETWORK | 535.2983 | 2245 | 1709.7017
results347.txt | SUBSYSTEM 'RESERV' IS USED FOR OPPOSING SYSTEM FOR MW POWER | DISPATCH | 535.2983 | 2245 | 1709.7017
results347.txt | SENSITIVITY FACTORS OF BRANCH FLOW (MVA) ON 6348 OSKARSHAMN 400.00 TO 6354 NYBRO 400.00 5 MORE THAN | 0.10000 | 535.2983 | 2245 | 1709.7017
results347.txt | <--------- BUS NAME --------> | MW-SENS | 535.2983 | 2245 | 1709.7017
results347.txt | 5671 SEGE 400.00 | -0.1075 | 535.2983 | 2245 | 1709.7017
results347.txt | 5672 ARRIE 400.00 | -0.1074 | 535.2983 | 2245 | 1709.7017
results347.txt | 5673 KRUSEBERG 400.00 | -0.1074 | 535.2983 | 2245 | 1709.7017
results347.txt | 6337 BARSEBACK 400.00 | -0.1043 | 535.2983 | 2245 | 1709.7017
results347.txt | 6338 HURVA 400.00 | -0.1152 | 535.2983 | 2245 | 1709.7017
results347.txt | 6348 OSKARSHAMN 400.00 | 0.1192 | 535.2983 | 2245 | 1709.7017
results347.txt | 6350 HEMSJO 400.00 | -0.1809 | 535.2983 | 2245 | 1709.7017
results347.txt | 6351 KARLSHAMN 400.00 | -0.1808 | 535.2983 | 2245 | 1709.7017
results347.txt | 6354 NYBRO 400.00 | -0.2519 | 535.2983 | 2245 | 1709.7017
results348.txt | PTI INTERACTIVE POWER SYSTEM SIMULATOR--PSS(R)E MON, MAY 29 2023 | 16:32 | -532.7318 | 2245 | 1712.2681
results348.txt | SENSITIVITY FACTORS ARE CALCULATED WITH AC | NETWORK | -532.7318 | 2245 | 1712.2681
results348.txt | SUBSYSTEM 'RESERV' IS USED FOR OPPOSING SYSTEM FOR MW POWER | DISPATCH | -532.7318 | 2245 | 1712.2681
results348.txt | SENSITIVITY FACTORS OF BRANCH FLOW (MVA) ON 6312 RINGHALS 400.00 TO 6313 STROMMA 400.00 1 MORE THAN | 0.10000 | -532.7318 | 2245 | 1712.2681
results348.txt | <--------- BUS NAME --------> | MW-SENS | -532.7318 | 2245 | 1712.2681
results348.txt | 6311 LINDOME 400.00 | 0.1179 | -532.7318 | 2245 | 1712.2681
results348.txt | 6312 RINGHALS 400.00 | -0.2663 | -532.7318 | 2245 | 1712.2681
results348.txt | 6313 STROMMA 400.00 | 0.1545 | -532.7318 | 2245 | 1712.2681
results348.txt | 6315 HORRED 400.00 | -0.2037 | -532.7318 | 2245 | 1712.2681
results348.txt | 6316 UDDEBO 400.00 | -0.1783 | -532.7318 | 2245 | 1712.2681
results348.txt | 6342 TENHULT 400.00 | -0.1223 | -532.7318 | 2245 | 1712.2681
results348.txt | 1053 HÄRADSBO 400.00 | -0.1279 | -532.7318 | 2245 | 1712.2681
results349.txt | PTI INTERACTIVE POWER SYSTEM SIMULATOR--PSS(R)E MON, MAY 29 2023 | 16:32 | 531.0485 | 2245 | 1713.9515
results349.txt | SENSITIVITY FACTORS ARE CALCULATED WITH AC | NETWORK | 531.0485 | 2245 | 1713.9515
results349.txt | SUBSYSTEM 'RESERV' IS USED FOR OPPOSING SYSTEM FOR MW POWER | DISPATCH | 531.0485 | 2245 | 1713.9515
results349.txt | SENSITIVITY FACTORS OF BRANCH FLOW (MVA) ON 6718 FÅBERG 400.00 TO 6721 VANG 400.00 4 MORE THAN | 0.10000 | 531.0485 | 2245 | 1713.9515
results349.txt | <--------- BUS NAME --------> | MW-SENS | 531.0485 | 2245 | 1713.9515
results349.txt | 6626 MINNE 400.00 | -0.2748 | 531.0485 | 2245 | 1713.9515
results349.txt | 6712 OVREVINSTRA 400.00 | 0.2398 | 531.0485 | 2245 | 1713.9515
results349.txt | 6713 NEDREVINSTRA400.00 | 0.2946 | 531.0485 | 2245 | 1713.9515
results349.txt | 6717 NEDREVINSTRA400.00 | 0.2946 | 531.0485 | 2245 | 1713.9515
results349.txt | 6718 FÅBERG 400.00 | 0.2969 | 531.0485 | 2245 | 1713.9515
results349.txt | 6720 VARDAL 400.00 | 0.1912 | 531.0485 | 2245 | 1713.9515
results349.txt | 6721 VANG 400.00 | -0.4748 | 531.0485 | 2245 | 1713.9515
results349.txt | 6872 AURA2300 400.00 | 0.1160 | 531.0485 | 2245 | 1713.9515
results349.txt | 6855 FRAERNA 400.00 | 0.1083 | 531.0485 | 2245 | 1713.9515
results349.txt | 6858 ISTAD 400.00 | 0.1083 | 531.0485 | 2245 | 1713.9515
results349.txt | 6859 AURA1 400.00 | 0.1135 | 531.0485 | 2245 | 1713.9515
results349.txt | 6860 GRYTTEN 400.00 | 0.1021 | 531.0485 | 2245 | 1713.9515
results349.txt | 6861 SNILLDAL 400.00 | 0.1034 | 531.0485 | 2245 | 1713.9515
results349.txt | 6862 SURNA 400.00 | 0.1074 | 531.0485 | 2245 | 1713.9515
results349.txt | 6874 VÅGÅMO 400.00 | 0.1990 | 531.0485 | 2245 | 1713.9515
results349.txt | 6875 RENDALEN 301.00 | 0.2024 | 531.0485 | 2245 | 1713.9515
results349.txt | 9007 TJELDBERGO 400.00 | 0.1055 | 531.0485 | 2245 | 1713.9515
results349.txt | 9016 FÅBER300 301.00 | 0.2051 | 531.0485 | 2245 | 1713.9515
results350.txt | PTI INTERACTIVE POWER SYSTEM SIMULATOR--PSS(R)E MON, MAY 29 2023 | 16:32 | 530.9354 | 2245 | 1714.0646
results350.txt | SENSITIVITY FACTORS ARE CALCULATED WITH AC | NETWORK | 530.9354 | 2245 | 1714.0646
results350.txt | SUBSYSTEM 'RESERV' IS USED FOR OPPOSING SYSTEM FOR MW POWER | DISPATCH | 530.9354 | 2245 | 1714.0646
results350.txt | SENSITIVITY FACTORS OF BRANCH FLOW (MVA) ON 6552 TAMMISTO 400.00 TO 6556 ESPOO 400.00 3 MORE THAN | 0.10000 | 530.9354 | 2245 | 1714.0646
results350.txt | <--------- BUS NAME --------> | MW-SENS | 530.9354 | 2245 | 1714.0646
results350.txt | 6546 SALO 400.00 | -0.2095 | 530.9354 | 2245 | 1714.0646
results350.txt | 6550 KOPULA 400.00 | -0.3600 | 530.9354 | 2245 | 1714.0646
results350.txt | 6552 TAMMISTO 400.00 | 0.3188 | 530.9354 | 2245 | 1714.0646
results350.txt | 6554 LÄNSISALMI 400.00 | 0.2569 | 530.9354 | 2245 | 1714.0646
results350.txt | 6555 INKOO 400.00 | -0.3894 | 530.9354 | 2245 | 1714.0646
results350.txt | 6556 ESPOO 400.00 | -0.5312 | 530.9354 | 2245 | 1714.0646
results350.txt | 6567 ANTTILA 400.00 | 0.1567 | 530.9354 | 2245 | 1714.0646
results350.txt | 6570 LOVIISA 400.00 | 0.1245 | 530.9354 | 2245 | 1714.0646
results350.txt | 6621 LIETO 400.00 | -0.1225 | 530.9354 | 2245 | 1714.0646
results350.txt | 9309 NAANTALINSAL400.00 | -0.1224 | 530.9354 | 2245 | 1714.0646
results351.txt | PTI INTERACTIVE POWER SYSTEM SIMULATOR--PSS(R)E MON, MAY 29 2023 | 16:32 | -527.3358 | 2245 | 1717.6642
results351.txt | SENSITIVITY FACTORS ARE CALCULATED WITH AC | NETWORK | -527.3358 | 2245 | 1717.6642
results351.txt | SUBSYSTEM 'RESERV' IS USED FOR OPPOSING SYSTEM FOR MW POWER | DISPATCH | -527.3358 | 2245 | 1717.6642
results351.txt | SENSITIVITY FACTORS OF BRANCH FLOW (MVA) ON 6705 HOLEN 400.00 TO 6710 HEKNI 400.00 2 MORE THAN | 0.10000 | -527.3358 | 2245 | 1717.6642
results351.txt | <--------- BUS NAME --------> | MW-SENS | -527.3358 | 2245 | 1717.6642
results351.txt | 6710 HEKNI 400.00 | 0.1219 | -527.3358 | 2245 | 1717.6642
results352.txt | PTI INTERACTIVE POWER SYSTEM SIMULATOR--PSS(R)E MON, MAY 29 2023 | 16:32 | 527.2181 | 2245 | 1717.7819
results352.txt | SENSITIVITY FACTORS ARE CALCULATED WITH AC | NETWORK | 527.2181 | 2245 | 1717.7819
results352.txt | SUBSYSTEM 'RESERV' IS USED FOR OPPOSING SYSTEM FOR MW POWER | DISPATCH | 527.2181 | 2245 | 1717.7819
results352.txt | SENSITIVITY FACTORS OF BRANCH FLOW (MVA) ON 6812 OGNDAL 400.00 TO 6938 NAMSOS 400.00 3 MORE THAN | 0.10000 | 527.2181 | 2245 | 1717.7819
results352.txt | <--------- BUS NAME --------> | MW-SENS | 527.2181 | 2245 | 1717.7819
results352.txt | 6812 OGNDAL 400.00 | 0.4673 | 527.2181 | 2245 | 1717.7819
results352.txt | 6814 VERDAL400 400.00 | 0.3990 | 527.2181 | 2245 | 1717.7819
results352.txt | 6813 VERDAL300 400.00 | 0.3990 | 527.2181 | 2245 | 1717.7819
results352.txt | 6815 HÖGÅSEN 400.00 | 0.1043 | 527.2181 | 2245 | 1717.7819
results352.txt | 6863 HOFSTAD 400.00 | -0.2144 | 527.2181 | 2245 | 1717.7819
results352.txt | 6864 ÅFJORD 400.00 | -0.1157 | 527.2181 | 2245 | 1717.7819
results352.txt | 6866 ORKDAL400 400.00 | 0.1350 | 527.2181 | 2245 | 1717.7819
results352.txt | 6865 ORKDAL300 400.00 | 0.1350 | 527.2181 | 2245 | 1717.7819
results352.txt | 6867 STRINDA 400.00 | 0.2165 | 527.2181 | 2245 | 1717.7819
results352.txt | 6869 KLAEBU400 400.00 | 0.1967 | 527.2181 | 2245 | 1717.7819
results352.txt | 6868 KLAEBU300 400.00 | 0.1967 | 527.2181 | 2245 | 1717.7819
results352.txt | 6871 EIDUM400 400.00 | 0.2590 | 527.2181 | 2245 | 1717.7819
results352.txt | 6870 EIDUM300 400.00 | 0.2590 | 527.2181 | 2245 | 1717.7819
results352.txt | 6936 NEDRERÖS400 400.00 | -0.2903 | 527.2181 | 2245 | 1717.7819
results352.txt | 6935 NEDRERÖS300 400.00 | -0.2905 | 527.2181 | 2245 | 1717.7819
results352.txt | 6934 NEDRERÖS220 220.00 | -0.2522 | 527.2181 | 2245 | 1717.7819
results352.txt | 6937 MARKA 400.00 | -0.3030 | 527.2181 | 2245 | 1717.7819
results352.txt | 6938 NAMSOS 400.00 | -0.3660 | 527.2181 | 2245 | 1717.7819
results352.txt | 6939 KOLSVIK 400.00 | -0.3292 | 527.2181 | 2245 | 1717.7819
results352.txt | 6940 NAMSKOGEN 400.00 | -0.3296 | 527.2181 | 2245 | 1717.7819
results352.txt | 6942 TUNNSJO400 400.00 | -0.3396 | 527.2181 | 2245 | 1717.7819
results352.txt | 6941 TUNNSJO300 400.00 | -0.3396 | 527.2181 | 2245 | 1717.7819
results352.txt | 6944 RANA 400.00 | -0.2824 | 527.2181 | 2245 | 1717.7819
results352.txt | 6945 GEJMÅN 220.00 | -0.1930 | 527.2181 | 2245 | 1717.7819
results352.txt | 6946 AJAURE 220.00 | -0.1552 | 527.2181 | 2245 | 1717.7819
results352.txt | 6947 GARDIKFORS 220.00 | -0.1306 | 527.2181 | 2245 | 1717.7819
results352.txt | 6996 OFOTEN 400.00 | -0.1985 | 527.2181 | 2245 | 1717.7819
results352.txt | 6997 NARVIK 400.00 | -0.1994 | 527.2181 | 2245 | 1717.7819
results352.txt | 7000 VITAS 400.00 | -0.1408 | 527.2181 | 2245 | 1717.7819
results352.txt | 7006 SVARTISEN 400.00 | -0.2672 | 527.2181 | 2245 | 1717.7819
results352.txt | 7007 KOBBELV 400.00 | -0.2238 | 527.2181 | 2245 | 1717.7819
results352.txt | 7008 SALTEN 400.00 | -0.2340 | 527.2181 | 2245 | 1717.7819
results352.txt | 7017 HAMMERFEST 400.00 | -0.2050 | 527.2181 | 2245 | 1717.7819
results352.txt | 7019 BALSFJORD 400.00 | -0.2013 | 527.2181 | 2245 | 1717.7819
results352.txt | 7020 BARDUFOSS 400.00 | -0.2009 | 527.2181 | 2245 | 1717.7819
results352.txt | 7061 NEA 400.00 | 0.1463 | 527.2181 | 2245 | 1717.7819
results352.txt | 7062 RITSEM 400.00 | -0.1544 | 527.2181 | 2245 | 1717.7819
results352.txt | 7799 JOINT 220.00 | -0.1931 | 527.2181 | 2245 | 1717.7819
results352.txt | 8643 JOINT 220.00 | -0.1305 | 527.2181 | 2245 | 1717.7819
results352.txt | 9001 SEIDAFJELL 400.00 | -0.2046 | 527.2181 | 2245 | 1717.7819
results352.txt | 9002 LEBSESBY 400.00 | -0.2047 | 527.2181 | 2245 | 1717.7819
results352.txt | 9003 HAMMERF 400.00 | -0.2050 | 527.2181 | 2245 | 1717.7819
results352.txt | 9004 ALTA 400.00 | -0.2037 | 527.2181 | 2245 | 1717.7819
results352.txt | 9005 BERGHEIM 400.00 | -0.2025 | 527.2181 | 2245 | 1717.7819
results352.txt | 9006 TROFORS 400.00 | -0.3111 | 527.2181 | 2245 | 1717.7819
results353.txt | PTI INTERACTIVE POWER SYSTEM SIMULATOR--PSS(R)E MON, MAY 29 2023 | 16:32 | -522.1035 | 2245 | 1722.8965
results353.txt | SENSITIVITY FACTORS ARE CALCULATED WITH AC | NETWORK | -522.1035 | 2245 | 1722.8965
results353.txt | SUBSYSTEM 'RESERV' IS USED FOR OPPOSING SYSTEM FOR MW POWER | DISPATCH | -522.1035 | 2245 | 1722.8965
results353.txt | SENSITIVITY FACTORS OF BRANCH FLOW (MVA) ON 9004 ALTA 400.00 TO 9005 BERGHEIM 400.00 1 MORE THAN | 0.10000 | -522.1035 | 2245 | 1722.8965
results353.txt | <--------- BUS NAME --------> | MW-SENS | -522.1035 | 2245 | 1722.8965
results353.txt | 7017 HAMMERFEST 400.00 | -0.5069 | -522.1035 | 2245 | 1722.8965
results353.txt | 9001 SEIDAFJELL 400.00 | -0.5054 | -522.1035 | 2245 | 1722.8965
results353.txt | 9002 LEBSESBY 400.00 | -0.5058 | -522.1035 | 2245 | 1722.8965
results353.txt | 9003 HAMMERF 400.00 | -0.5069 | -522.1035 | 2245 | 1722.8965
results353.txt | 9004 ALTA 400.00 | -0.5023 | -522.1035 | 2245 | 1722.8965
results354.txt | PTI INTERACTIVE POWER SYSTEM SIMULATOR--PSS(R)E MON, MAY 29 2023 | 16:32 | -522.1035 | 2245 | 1722.8965
results354.txt | SENSITIVITY FACTORS ARE CALCULATED WITH AC | NETWORK | -522.1035 | 2245 | 1722.8965
results354.txt | SUBSYSTEM 'RESERV' IS USED FOR OPPOSING SYSTEM FOR MW POWER | DISPATCH | -522.1035 | 2245 | 1722.8965
results354.txt | SENSITIVITY FACTORS OF BRANCH FLOW (MVA) ON 9004 ALTA 400.00 TO 9005 BERGHEIM 400.00 2 MORE THAN | 0.10000 | -522.1035 | 2245 | 1722.8965
results354.txt | <--------- BUS NAME --------> | MW-SENS | -522.1035 | 2245 | 1722.8965
results354.txt | 7017 HAMMERFEST 400.00 | -0.5069 | -522.1035 | 2245 | 1722.8965
results354.txt | 9001 SEIDAFJELL 400.00 | -0.5054 | -522.1035 | 2245 | 1722.8965
results354.txt | 9002 LEBSESBY 400.00 | -0.5058 | -522.1035 | 2245 | 1722.8965
results354.txt | 9003 HAMMERF 400.00 | -0.5069 | -522.1035 | 2245 | 1722.8965
results354.txt | 9004 ALTA 400.00 | -0.5023 | -522.1035 | 2245 | 1722.8965
results355.txt | PTI INTERACTIVE POWER SYSTEM SIMULATOR--PSS(R)E MON, MAY 29 2023 | 16:32 | -521.3954 | 2245 | 1723.6046
results355.txt | SENSITIVITY FACTORS ARE CALCULATED WITH AC | NETWORK | -521.3954 | 2245 | 1723.6046
results355.txt | SUBSYSTEM 'RESERV' IS USED FOR OPPOSING SYSTEM FOR MW POWER | DISPATCH | -521.3954 | 2245 | 1723.6046
results355.txt | SENSITIVITY FACTORS OF BRANCH FLOW (MVA) ON 6738 TVEITEN 400.00 TO 9012 BAMBLE 400.00 2 MORE THAN | 0.10000 | -521.3954 | 2245 | 1723.6046
results355.txt | <--------- BUS NAME --------> | MW-SENS | -521.3954 | 2245 | 1723.6046
results355.txt | 6356 BJERKREIM 400.00 | 0.1394 | -521.3954 | 2245 | 1723.6046
results355.txt | 6358 TONSTAD400 400.00 | 0.1562 | -521.3954 | 2245 | 1723.6046
results355.txt | 6357 TONSTAD300 400.00 | 0.1562 | -521.3954 | 2245 | 1723.6046
results355.txt | 6360 KJELLAND 400.00 | 0.1492 | -521.3954 | 2245 | 1723.6046
results355.txt | 6363 FEDA400 400.00 | 0.1574 | -521.3954 | 2245 | 1723.6046
results355.txt | 6362 FEDA300 400.00 | 0.1573 | -521.3954 | 2245 | 1723.6046
results355.txt | 6364 LISTAWIND 400.00 | 0.1573 | -521.3954 | 2245 | 1723.6046
results355.txt | 6365 KRISTIANSAND400.00 | 0.1784 | -521.3954 | 2245 | 1723.6046
results355.txt | 6373 ARENDAL400 400.00 | 0.2372 | -521.3954 | 2245 | 1723.6046
results355.txt | 6372 ARENDAL300 400.00 | 0.2372 | -521.3954 | 2245 | 1723.6046
results355.txt | 6688 STOKKELAND 400.00 | 0.1283 | -521.3954 | 2245 | 1723.6046
results355.txt | 6690 HOG-JAERN400400.00 | 0.1279 | -521.3954 | 2245 | 1723.6046
results355.txt | 6689 HOG-JAERN300400.00 | 0.1282 | -521.3954 | 2245 | 1723.6046
results355.txt | 6699 DUGE 301.00 | 0.1224 | -521.3954 | 2245 | 1723.6046
results355.txt | 6706 ROSKREPP 301.00 | 0.1249 | -521.3954 | 2245 | 1723.6046
results355.txt | 6707 KVINEN 301.00 | 0.1273 | -521.3954 | 2245 | 1723.6046
results355.txt | 6708 SOLHOLM300 400.00 | 0.1688 | -521.3954 | 2245 | 1723.6046
results355.txt | 6710 HEKNI 400.00 | 0.1154 | -521.3954 | 2245 | 1723.6046
results355.txt | 6727 ROD400 400.00 | 0.1026 | -521.3954 | 2245 | 1723.6046
results355.txt | 6728 GRENLAND 400.00 | 0.2663 | -521.3954 | 2245 | 1723.6046
results355.txt | 6730 BAMBLE400 400.00 | 0.2983 | -521.3954 | 2245 | 1723.6046
results355.txt | 6729 BAMBLE300 400.00 | 0.2983 | -521.3954 | 2245 | 1723.6046
results355.txt | 6738 TVEITEN 400.00 | -0.1587 | -521.3954 | 2245 | 1723.6046
results355.txt | 6754 STOLAHELA 400.00 | 0.1283 | -521.3954 | 2245 | 1723.6046
results355.txt | 9012 BAMBLE 400.00 | 0.3560 | -521.3954 | 2245 | 1723.6046
results355.txt | 9014 HONNA 400.00 | 0.1883 | -521.3954 | 2245 | 1723.6046
results355.txt | 9020 LYSE 301.00 | 0.1165 | -521.3954 | 2245 | 1723.6046
results355.txt | 9021 FJOTLAND 301.00 | 0.1360 | -521.3954 | 2245 | 1723.6046
results356.txt | PTI INTERACTIVE POWER SYSTEM SIMULATOR--PSS(R)E MON, MAY 29 2023 | 16:32 | -519.1369 | 2245 | 1725.8631
results356.txt | SENSITIVITY FACTORS ARE CALCULATED WITH AC | NETWORK | -519.1369 | 2245 | 1725.8631
results356.txt | SUBSYSTEM 'RESERV' IS USED FOR OPPOSING SYSTEM FOR MW POWER | DISPATCH | -519.1369 | 2245 | 1725.8631
results356.txt | SENSITIVITY FACTORS OF BRANCH FLOW (MVA) ON 6569 KORIA 400.00 TO 9308 ORIMATTILAN 400.00 5 MORE THAN | 0.10000 | -519.1369 | 2245 | 1725.8631
results356.txt | <--------- BUS NAME --------> | MW-SENS | -519.1369 | 2245 | 1725.8631
results356.txt | 6571 VISULAHTI 400.00 | -0.1516 | -519.1369 | 2245 | 1725.8631
results356.txt | 6572 KYMI 400.00 | -0.2408 | -519.1369 | 2245 | 1725.8631
results356.txt | 6551 HIKIÄ 400.00 | 0.1424 | -519.1369 | 2245 | 1725.8631
results356.txt | 6569 KORIA 400.00 | -0.2980 | -519.1369 | 2245 | 1725.8631
results356.txt | 6570 LOVIISA 400.00 | -0.1439 | -519.1369 | 2245 | 1725.8631
results356.txt | 6573 YLLIKKÄLÄ 400.00 | -0.2039 | -519.1369 | 2245 | 1725.8631
results356.txt | 9308 ORIMATTILAN 400.00 | 0.4247 | -519.1369 | 2245 | 1725.8631
results357.txt | PTI INTERACTIVE POWER SYSTEM SIMULATOR--PSS(R)E MON, MAY 29 2023 | 16:32 | -516.1662 | 2245 | 1728.8339
results357.txt | SENSITIVITY FACTORS ARE CALCULATED WITH AC | NETWORK | -516.1662 | 2245 | 1728.8339
results357.txt | SUBSYSTEM 'RESERV' IS USED FOR OPPOSING SYSTEM FOR MW POWER | DISPATCH | -516.1662 | 2245 | 1728.8339
results357.txt | SENSITIVITY FACTORS OF BRANCH FLOW (MVA) ON 6312 RINGHALS 400.00 TO 6313 STROMMA 400.00 3 MORE THAN | 0.10000 | -516.1662 | 2245 | 1728.8339
results357.txt | <--------- BUS NAME --------> | MW-SENS | -516.1662 | 2245 | 1728.8339
results357.txt | 6311 LINDOME 400.00 | 0.1138 | -516.1662 | 2245 | 1728.8339
results357.txt | 6312 RINGHALS 400.00 | -0.2572 | -516.1662 | 2245 | 1728.8339
results357.txt | 6313 STROMMA 400.00 | 0.1492 | -516.1662 | 2245 | 1728.8339
results357.txt | 6315 HORRED 400.00 | -0.1967 | -516.1662 | 2245 | 1728.8339
results357.txt | 6316 UDDEBO 400.00 | -0.1722 | -516.1662 | 2245 | 1728.8339
results357.txt | 6342 TENHULT 400.00 | -0.1181 | -516.1662 | 2245 | 1728.8339
results357.txt | 1053 HÄRADSBO 400.00 | -0.1235 | -516.1662 | 2245 | 1728.8339
results358.txt | PTI INTERACTIVE POWER SYSTEM SIMULATOR--PSS(R)E MON, MAY 29 2023 | 16:32 | -515.94 | 2245 | 1729.06
results358.txt | SENSITIVITY FACTORS ARE CALCULATED WITH AC | NETWORK | -515.94 | 2245 | 1729.06
results358.txt | SUBSYSTEM 'RESERV' IS USED FOR OPPOSING SYSTEM FOR MW POWER | DISPATCH | -515.94 | 2245 | 1729.06
results358.txt | SENSITIVITY FACTORS OF BRANCH FLOW (MVA) ON 6356 BJERKREIM 400.00 TO 6689 HOG-JAERN300400.00 3 MORE THAN | 0.10000 | -515.94 | 2245 | 1729.06
results358.txt | <--------- BUS NAME --------> | MW-SENS | -515.94 | 2245 | 1729.06
results358.txt | 6356 BJERKREIM 400.00 | -0.5784 | -515.94 | 2245 | 1729.06
results358.txt | 6360 KJELLAND 400.00 | -0.3549 | -515.94 | 2245 | 1729.06
results358.txt | 6363 FEDA400 400.00 | -0.1736 | -515.94 | 2245 | 1729.06
results358.txt | 6362 FEDA300 400.00 | -0.1767 | -515.94 | 2245 | 1729.06
results358.txt | 6364 LISTAWIND 400.00 | -0.1767 | -515.94 | 2245 | 1729.06
results358.txt | 6688 STOKKELAND 400.00 | 0.1930 | -515.94 | 2245 | 1729.06
results358.txt | 6690 HOG-JAERN400400.00 | 0.1920 | -515.94 | 2245 | 1729.06
results358.txt | 6689 HOG-JAERN300400.00 | 0.1929 | -515.94 | 2245 | 1729.06
results358.txt | 6754 STOLAHELA 400.00 | 0.1930 | -515.94 | 2245 | 1729.06
results359.txt | PTI INTERACTIVE POWER SYSTEM SIMULATOR--PSS(R)E MON, MAY 29 2023 | 16:32 | -504.3416 | 2245 | 1740.6584
results359.txt | SENSITIVITY FACTORS ARE CALCULATED WITH AC | NETWORK | -504.3416 | 2245 | 1740.6584
results359.txt | SUBSYSTEM 'RESERV' IS USED FOR OPPOSING SYSTEM FOR MW POWER | DISPATCH | -504.3416 | 2245 | 1740.6584
results359.txt | SENSITIVITY FACTORS OF BRANCH FLOW (MVA) ON 6810 TUOVILA 400.00 TO 9305 KÄRPPIÖN 400.00 3 MORE THAN | 0.10000 | -504.3416 | 2245 | 1740.6584
results359.txt | <--------- BUS NAME --------> | MW-SENS | -504.3416 | 2245 | 1740.6584
results359.txt | 6545 HUITTINEN 400.00 | 0.1580 | -504.3416 | 2245 | 1740.6584
results359.txt | 6572 KYMI 400.00 | 0.1123 | -504.3416 | 2245 | 1740.6584
results359.txt | 6546 SALO 400.00 | 0.1476 | -504.3416 | 2245 | 1740.6584
results359.txt | 6547 FORSSA 400.00 | 0.1465 | -504.3416 | 2245 | 1740.6584
results359.txt | 6548 KANGASALA 400.00 | 0.1210 | -504.3416 | 2245 | 1740.6584
results359.txt | 6549 LAVIANVOURI 400.00 | 0.1218 | -504.3416 | 2245 | 1740.6584
results359.txt | 6550 KOPULA 400.00 | 0.1304 | -504.3416 | 2245 | 1740.6584
results359.txt | 6551 HIKIÄ 400.00 | 0.1234 | -504.3416 | 2245 | 1740.6584
results359.txt | 6552 TAMMISTO 400.00 | 0.1313 | -504.3416 | 2245 | 1740.6584
results359.txt | 6553 NURMIJÄRVI 400.00 | 0.1230 | -504.3416 | 2245 | 1740.6584
results359.txt | 6554 LÄNSISALMI 400.00 | 0.1277 | -504.3416 | 2245 | 1740.6584
results359.txt | 6555 INKOO 400.00 | 0.1396 | -504.3416 | 2245 | 1740.6584
results359.txt | 6556 ESPOO 400.00 | 0.1329 | -504.3416 | 2245 | 1740.6584
results359.txt | 6567 ANTTILA 400.00 | 0.1223 | -504.3416 | 2245 | 1740.6584
results359.txt | 6569 KORIA 400.00 | 0.1092 | -504.3416 | 2245 | 1740.6584
results359.txt | 6570 LOVIISA 400.00 | 0.1159 | -504.3416 | 2245 | 1740.6584
results359.txt | 6615 TAHKOLUOTO 400.00 | 0.1836 | -504.3416 | 2245 | 1740.6584
results359.txt | 6617 OLKILUOTO 400.00 | 0.1683 | -504.3416 | 2245 | 1740.6584
results359.txt | 6618 RAUMA 400.00 | 0.1668 | -504.3416 | 2245 | 1740.6584
results359.txt | 6619 ULVILA 400.00 | 0.1850 | -504.3416 | 2245 | 1740.6584
results359.txt | 6621 LIETO 400.00 | 0.1511 | -504.3416 | 2245 | 1740.6584
results359.txt | 6778 HIRVISUO 400.00 | -0.1047 | -504.3416 | 2245 | 1740.6584
results359.txt | 6810 TUOVILA 400.00 | -0.1952 | -504.3416 | 2245 | 1740.6584
results359.txt | 6811 KRSITINESTAD400.00 | 0.4723 | -504.3416 | 2245 | 1740.6584
results359.txt | 9303 MUSALA 400.00 | -0.1499 | -504.3416 | 2245 | 1740.6584
results359.txt | 9305 KÄRPPIÖN 400.00 | 0.5777 | -504.3416 | 2245 | 1740.6584
results359.txt | 9306 HONKAJOEN 400.00 | 0.1333 | -504.3416 | 2245 | 1740.6584
results359.txt | 9308 ORIMATTILAN 400.00 | 0.1160 | -504.3416 | 2245 | 1740.6584
results359.txt | 9309 NAANTALINSAL400.00 | 0.1510 | -504.3416 | 2245 | 1740.6584
results360.txt | PTI INTERACTIVE POWER SYSTEM SIMULATOR--PSS(R)E MON, MAY 29 2023 | 16:32 | -501.4872 | 2245 | 1743.5128
results360.txt | SENSITIVITY FACTORS ARE CALCULATED WITH AC | NETWORK | -501.4872 | 2245 | 1743.5128
results360.txt | SUBSYSTEM 'RESERV' IS USED FOR OPPOSING SYSTEM FOR MW POWER | DISPATCH | -501.4872 | 2245 | 1743.5128
results360.txt | SENSITIVITY FACTORS OF BRANCH FLOW (MVA) ON 6547 FORSSA 400.00 TO 6621 LIETO 400.00 2 MORE THAN | 0.10000 | -501.4872 | 2245 | 1743.5128
results360.txt | <--------- BUS NAME --------> | MW-SENS | -501.4872 | 2245 | 1743.5128
results360.txt | 6546 SALO 400.00 | 0.3430 | -501.4872 | 2245 | 1743.5128
results360.txt | 6547 FORSSA 400.00 | -0.1256 | -501.4872 | 2245 | 1743.5128
results360.txt | 6555 INKOO 400.00 | 0.1842 | -501.4872 | 2245 | 1743.5128
results360.txt | 6621 LIETO 400.00 | 0.4186 | -501.4872 | 2245 | 1743.5128
results360.txt | 9309 NAANTALINSAL400.00 | 0.4185 | -501.4872 | 2245 | 1743.5128
results361.txt | PTI INTERACTIVE POWER SYSTEM SIMULATOR--PSS(R)E MON, MAY 29 2023 | 16:32 | 500.0588 | 2245 | 1744.9412
results361.txt | SENSITIVITY FACTORS ARE CALCULATED WITH AC | NETWORK | 500.0588 | 2245 | 1744.9412
results361.txt | SUBSYSTEM 'RESERV' IS USED FOR OPPOSING SYSTEM FOR MW POWER | DISPATCH | 500.0588 | 2245 | 1744.9412
results361.txt | SENSITIVITY FACTORS OF BRANCH FLOW (MVA) ON 6567 ANTTILA 400.00 TO 6572 KYMI 400.00 5 MORE THAN | 0.10000 | 500.0588 | 2245 | 1744.9412
results361.txt | <--------- BUS NAME --------> | MW-SENS | 500.0588 | 2245 | 1744.9412
results361.txt | 6572 KYMI 400.00 | -0.3139 | 500.0588 | 2245 | 1744.9412
results361.txt | 6552 TAMMISTO 400.00 | 0.1167 | 500.0588 | 2245 | 1744.9412
results361.txt | 6553 NURMIJÄRVI 400.00 | 0.1085 | 500.0588 | 2245 | 1744.9412
results361.txt | 6554 LÄNSISALMI 400.00 | 0.1361 | 500.0588 | 2245 | 1744.9412
results361.txt | 6556 ESPOO 400.00 | 0.1019 | 500.0588 | 2245 | 1744.9412
results361.txt | 6567 ANTTILA 400.00 | 0.1682 | 500.0588 | 2245 | 1744.9412
results361.txt | 6569 KORIA 400.00 | -0.1606 | 500.0588 | 2245 | 1744.9412
results361.txt | 6573 YLLIKKÄLÄ 400.00 | -0.1103 | 500.0588 | 2245 | 1744.9412
results362.txt | PTI INTERACTIVE POWER SYSTEM SIMULATOR--PSS(R)E MON, MAY 29 2023 | 16:32 | 496.8578 | 2245 | 1748.1423
results362.txt | SENSITIVITY FACTORS ARE CALCULATED WITH AC | NETWORK | 496.8578 | 2245 | 1748.1423
results362.txt | SUBSYSTEM 'RESERV' IS USED FOR OPPOSING SYSTEM FOR MW POWER | DISPATCH | 496.8578 | 2245 | 1748.1423
results362.txt | SENSITIVITY FACTORS OF BRANCH FLOW (MVA) ON 7019 BALSFJORD 400.00 TO 9005 BERGHEIM 400.00 3 MORE THAN | 0.10000 | 496.8578 | 2245 | 1748.1423
results362.txt | <--------- BUS NAME --------> | MW-SENS | 496.8578 | 2245 | 1748.1423
results362.txt | 7017 HAMMERFEST 400.00 | -0.5111 | 496.8578 | 2245 | 1748.1423
results362.txt | 9001 SEIDAFJELL 400.00 | -0.5096 | 496.8578 | 2245 | 1748.1423
results362.txt | 9002 LEBSESBY 400.00 | -0.5100 | 496.8578 | 2245 | 1748.1423
results362.txt | 9003 HAMMERF 400.00 | -0.5111 | 496.8578 | 2245 | 1748.1423
results362.txt | 9004 ALTA 400.00 | -0.5064 | 496.8578 | 2245 | 1748.1423
results362.txt | 9005 BERGHEIM 400.00 | -0.5020 | 496.8578 | 2245 | 1748.1423
results363.txt | PTI INTERACTIVE POWER SYSTEM SIMULATOR--PSS(R)E MON, MAY 29 2023 | 16:32 | 496.8578 | 2245 | 1748.1423
results363.txt | SENSITIVITY FACTORS ARE CALCULATED WITH AC | NETWORK | 496.8578 | 2245 | 1748.1423
results363.txt | SUBSYSTEM 'RESERV' IS USED FOR OPPOSING SYSTEM FOR MW POWER | DISPATCH | 496.8578 | 2245 | 1748.1423
results363.txt | SENSITIVITY FACTORS OF BRANCH FLOW (MVA) ON 7019 BALSFJORD 400.00 TO 9005 BERGHEIM 400.00 5 MORE THAN | 0.10000 | 496.8578 | 2245 | 1748.1423
results363.txt | <--------- BUS NAME --------> | MW-SENS | 496.8578 | 2245 | 1748.1423
results363.txt | 7017 HAMMERFEST 400.00 | -0.5111 | 496.8578 | 2245 | 1748.1423
results363.txt | 9001 SEIDAFJELL 400.00 | -0.5096 | 496.8578 | 2245 | 1748.1423
results363.txt | 9002 LEBSESBY 400.00 | -0.5100 | 496.8578 | 2245 | 1748.1423
results363.txt | 9003 HAMMERF 400.00 | -0.5111 | 496.8578 | 2245 | 1748.1423
results363.txt | 9004 ALTA 400.00 | -0.5064 | 496.8578 | 2245 | 1748.1423
results363.txt | 9005 BERGHEIM 400.00 | -0.5020 | 496.8578 | 2245 | 1748.1423
results364.txt | PTI INTERACTIVE POWER SYSTEM SIMULATOR--PSS(R)E MON, MAY 29 2023 | 16:32 | 492.9289 | 2245 | 1752.0712
results364.txt | SENSITIVITY FACTORS ARE CALCULATED WITH AC | NETWORK | 492.9289 | 2245 | 1752.0712
results364.txt | SUBSYSTEM 'RESERV' IS USED FOR OPPOSING SYSTEM FOR MW POWER | DISPATCH | 492.9289 | 2245 | 1752.0712
results364.txt | SENSITIVITY FACTORS OF BRANCH FLOW (MVA) ON 6337 BARSEBACK 400.00 TO 6338 HURVA 400.00 1 MORE THAN | 0.10000 | 492.9289 | 2245 | 1752.0712
results364.txt | <--------- BUS NAME --------> | MW-SENS | 492.9289 | 2245 | 1752.0712
results364.txt | 5624 HERSLEV 400.00 | 0.2083 | 492.9289 | 2245 | 1752.0712
results364.txt | 5642 HOVEGARD 400.00 | 0.2080 | 492.9289 | 2245 | 1752.0712
results364.txt | 5646 BJAEVERSKOV4400.00 | 0.2079 | 492.9289 | 2245 | 1752.0712
results364.txt | 5645 BJAEVERSKOV2220.00 | 0.2076 | 492.9289 | 2245 | 1752.0712
results364.txt | 5657 ISHOJ400 400.00 | 0.2080 | 492.9289 | 2245 | 1752.0712
results364.txt | 5656 ISHOJ220 220.00 | 0.2084 | 492.9289 | 2245 | 1752.0712
results364.txt | 5660 AVEDOREVERK 400.00 | 0.2082 | 492.9289 | 2245 | 1752.0712
results364.txt | 5662 ORSTEDSVERKE400.00 | 0.2084 | 492.9289 | 2245 | 1752.0712
results364.txt | 5671 SEGE 400.00 | 0.1217 | 492.9289 | 2245 | 1752.0712
results364.txt | 5672 ARRIE 400.00 | 0.1217 | 492.9289 | 2245 | 1752.0712
results364.txt | 5673 KRUSEBERG 400.00 | 0.1217 | 492.9289 | 2245 | 1752.0712
results364.txt | 5676 WIND FARM 220.00 | 0.2042 | 492.9289 | 2245 | 1752.0712
results364.txt | 5845 ASNAESVERK 400.00 | 0.2081 | 492.9289 | 2245 | 1752.0712
results364.txt | 6319 KYNDBYVERKER400.00 | 0.2079 | 492.9289 | 2245 | 1752.0712
results364.txt | 6324 GORLOSEGARD 400.00 | 0.2072 | 492.9289 | 2245 | 1752.0712
results364.txt | 6330 GELNTEGARD2 400.00 | 0.2089 | 492.9289 | 2245 | 1752.0712
results364.txt | 6334 GLENTEGARD 400.00 | 0.2092 | 492.9289 | 2245 | 1752.0712
results364.txt | 6335 SODERASEN 400.00 | 0.2047 | 492.9289 | 2245 | 1752.0712
results364.txt | 6337 BARSEBACK 400.00 | 0.2760 | 492.9289 | 2245 | 1752.0712
results364.txt | 6338 HURVA 400.00 | -0.2309 | 492.9289 | 2245 | 1752.0712
results364.txt | 6348 OSKARSHAMN 400.00 | -0.1036 | 492.9289 | 2245 | 1752.0712
results364.txt | 6349 ALVESTA 400.00 | -0.1321 | 492.9289 | 2245 | 1752.0712
results364.txt | 6350 HEMSJO 400.00 | -0.1523 | 492.9289 | 2245 | 1752.0712
results364.txt | 6351 KARLSHAMN 400.00 | -0.1522 | 492.9289 | 2245 | 1752.0712
results364.txt | 6354 NYBRO 400.00 | -0.1359 | 492.9289 | 2245 | 1752.0712
results364.txt | 7429 JOINT 220.00 | 0.2045 | 492.9289 | 2245 | 1752.0712
results364.txt | 1052 BREARED 400.00 | 0.1290 | 492.9289 | 2245 | 1752.0712
results364.txt | 1053 HÄRADSBO 400.00 | 0.1257 | 492.9289 | 2245 | 1752.0712
results364.txt | 9401 HAGESKRUV 400.00 | -0.1177 | 492.9289 | 2245 | 1752.0712
results365.txt | PTI INTERACTIVE POWER SYSTEM SIMULATOR--PSS(R)E MON, MAY 29 2023 | 16:32 | 489.6381 | 2245 | 1755.3619
results365.txt | SENSITIVITY FACTORS ARE CALCULATED WITH AC | NETWORK | 489.6381 | 2245 | 1755.3619
results365.txt | SUBSYSTEM 'RESERV' IS USED FOR OPPOSING SYSTEM FOR MW POWER | DISPATCH | 489.6381 | 2245 | 1755.3619
results365.txt | SENSITIVITY FACTORS OF BRANCH FLOW (MVA) ON 5671 SEGE 400.00 TO 6338 HURVA 400.00 3 MORE THAN | 0.10000 | 489.6381 | 2245 | 1755.3619
results365.txt | <--------- BUS NAME --------> | MW-SENS | 489.6381 | 2245 | 1755.3619
results365.txt | 5624 HERSLEV 400.00 | 0.1768 | 489.6381 | 2245 | 1755.3619
results365.txt | 5642 HOVEGARD 400.00 | 0.1766 | 489.6381 | 2245 | 1755.3619
results365.txt | 5646 BJAEVERSKOV4400.00 | 0.1765 | 489.6381 | 2245 | 1755.3619
results365.txt | 5645 BJAEVERSKOV2220.00 | 0.1762 | 489.6381 | 2245 | 1755.3619
results365.txt | 5657 ISHOJ400 400.00 | 0.1766 | 489.6381 | 2245 | 1755.3619
results365.txt | 5656 ISHOJ220 220.00 | 0.1769 | 489.6381 | 2245 | 1755.3619
results365.txt | 5660 AVEDOREVERK 400.00 | 0.1767 | 489.6381 | 2245 | 1755.3619
results365.txt | 5662 ORSTEDSVERKE400.00 | 0.1769 | 489.6381 | 2245 | 1755.3619
results365.txt | 5671 SEGE 400.00 | 0.4093 | 489.6381 | 2245 | 1755.3619
results365.txt | 5672 ARRIE 400.00 | 0.4092 | 489.6381 | 2245 | 1755.3619
results365.txt | 5673 KRUSEBERG 400.00 | 0.4092 | 489.6381 | 2245 | 1755.3619
results365.txt | 5676 WIND FARM 220.00 | 0.1734 | 489.6381 | 2245 | 1755.3619
results365.txt | 5845 ASNAESVERK 400.00 | 0.1767 | 489.6381 | 2245 | 1755.3619
results365.txt | 6319 KYNDBYVERKER400.00 | 0.1765 | 489.6381 | 2245 | 1755.3619
results365.txt | 6324 GORLOSEGARD 400.00 | 0.1759 | 489.6381 | 2245 | 1755.3619
results365.txt | 6330 GELNTEGARD2 400.00 | 0.1774 | 489.6381 | 2245 | 1755.3619
results365.txt | 6334 GLENTEGARD 400.00 | 0.1776 | 489.6381 | 2245 | 1755.3619
results365.txt | 6335 SODERASEN 400.00 | 0.1738 | 489.6381 | 2245 | 1755.3619
results365.txt | 6337 BARSEBACK 400.00 | 0.2343 | 489.6381 | 2245 | 1755.3619
results365.txt | 6338 HURVA 400.00 | -0.1961 | 489.6381 | 2245 | 1755.3619
results365.txt | 6349 ALVESTA 400.00 | -0.1121 | 489.6381 | 2245 | 1755.3619
results365.txt | 6350 HEMSJO 400.00 | -0.1293 | 489.6381 | 2245 | 1755.3619
results365.txt | 6351 KARLSHAMN 400.00 | -0.1293 | 489.6381 | 2245 | 1755.3619
results365.txt | 6354 NYBRO 400.00 | -0.1154 | 489.6381 | 2245 | 1755.3619
results365.txt | 7429 JOINT 220.00 | 0.1737 | 489.6381 | 2245 | 1755.3619
results365.txt | 1052 BREARED 400.00 | 0.1095 | 489.6381 | 2245 | 1755.3619
results365.txt | 1053 HÄRADSBO 400.00 | 0.1068 | 489.6381 | 2245 | 1755.3619
results366.txt | PTI INTERACTIVE POWER SYSTEM SIMULATOR--PSS(R)E MON, MAY 29 2023 | 16:32 | -488.8805 | 2245 | 1756.1196
results366.txt | SENSITIVITY FACTORS ARE CALCULATED WITH AC | NETWORK | -488.8805 | 2245 | 1756.1196
results366.txt | SUBSYSTEM 'RESERV' IS USED FOR OPPOSING SYSTEM FOR MW POWER | DISPATCH | -488.8805 | 2245 | 1756.1196
results366.txt | SENSITIVITY FACTORS OF BRANCH FLOW (MVA) ON 6728 GRENLAND 400.00 TO 9012 BAMBLE 400.00 3 MORE THAN | 0.10000 | -488.8805 | 2245 | 1756.1196
results366.txt | <--------- BUS NAME --------> | MW-SENS | -488.8805 | 2245 | 1756.1196
results366.txt | 6728 GRENLAND 400.00 | -0.2289 | -488.8805 | 2245 | 1756.1196
results366.txt | 9012 BAMBLE 400.00 | 0.3790 | -488.8805 | 2245 | 1756.1196
results367.txt | PTI INTERACTIVE POWER SYSTEM SIMULATOR--PSS(R)E MON, MAY 29 2023 | 16:32 | 479.9482 | 2245 | 1765.0518
results367.txt | SENSITIVITY FACTORS ARE CALCULATED WITH AC | NETWORK | 479.9482 | 2245 | 1765.0518
results367.txt | SUBSYSTEM 'RESERV' IS USED FOR OPPOSING SYSTEM FOR MW POWER | DISPATCH | 479.9482 | 2245 | 1765.0518
results367.txt | SENSITIVITY FACTORS OF BRANCH FLOW (MVA) ON 6938 NAMSOS 400.00 TO 6941 TUNNSJO300 400.00 4 MORE THAN | 0.10000 | 479.9482 | 2245 | 1765.0518
results367.txt | <--------- BUS NAME --------> | MW-SENS | 479.9482 | 2245 | 1765.0518
results367.txt | 6812 OGNDAL 400.00 | 0.1467 | 479.9482 | 2245 | 1765.0518
results367.txt | 6814 VERDAL400 400.00 | 0.1365 | 479.9482 | 2245 | 1765.0518
results367.txt | 6813 VERDAL300 400.00 | 0.1365 | 479.9482 | 2245 | 1765.0518
results367.txt | 6861 SNILLDAL 400.00 | 0.1104 | 479.9482 | 2245 | 1765.0518
results367.txt | 6862 SURNA 400.00 | 0.1010 | 479.9482 | 2245 | 1765.0518
results367.txt | 6863 HOFSTAD 400.00 | 0.1444 | 479.9482 | 2245 | 1765.0518
results367.txt | 6864 ÅFJORD 400.00 | 0.1273 | 479.9482 | 2245 | 1765.0518
results367.txt | 6866 ORKDAL400 400.00 | 0.1043 | 479.9482 | 2245 | 1765.0518
results367.txt | 6865 ORKDAL300 400.00 | 0.1043 | 479.9482 | 2245 | 1765.0518
results367.txt | 6867 STRINDA 400.00 | 0.1090 | 479.9482 | 2245 | 1765.0518
results367.txt | 6869 KLAEBU400 400.00 | 0.1061 | 479.9482 | 2245 | 1765.0518
results367.txt | 6868 KLAEBU300 400.00 | 0.1061 | 479.9482 | 2245 | 1765.0518
results367.txt | 6871 EIDUM400 400.00 | 0.1155 | 479.9482 | 2245 | 1765.0518
results367.txt | 6870 EIDUM300 400.00 | 0.1154 | 479.9482 | 2245 | 1765.0518
results367.txt | 6936 NEDRERÖS400 400.00 | -0.2619 | 479.9482 | 2245 | 1765.0518
results367.txt | 6935 NEDRERÖS300 400.00 | -0.2620 | 479.9482 | 2245 | 1765.0518
results367.txt | 6934 NEDRERÖS220 220.00 | -0.2283 | 479.9482 | 2245 | 1765.0518
results367.txt | 6937 MARKA 400.00 | -0.2731 | 479.9482 | 2245 | 1765.0518
results367.txt | 6938 NAMSOS 400.00 | 0.1711 | 479.9482 | 2245 | 1765.0518
results367.txt | 6939 KOLSVIK 400.00 | -0.2962 | 479.9482 | 2245 | 1765.0518
results367.txt | 6940 NAMSKOGEN 400.00 | -0.2966 | 479.9482 | 2245 | 1765.0518
results367.txt | 6942 TUNNSJO400 400.00 | -0.3054 | 479.9482 | 2245 | 1765.0518
results367.txt | 6941 TUNNSJO300 400.00 | -0.3054 | 479.9482 | 2245 | 1765.0518
results367.txt | 6944 RANA 400.00 | -0.2549 | 479.9482 | 2245 | 1765.0518
results367.txt | 6945 GEJMÅN 220.00 | -0.1760 | 479.9482 | 2245 | 1765.0518
results367.txt | 6946 AJAURE 220.00 | -0.1426 | 479.9482 | 2245 | 1765.0518
results367.txt | 6947 GARDIKFORS 220.00 | -0.1209 | 479.9482 | 2245 | 1765.0518
results367.txt | 6996 OFOTEN 400.00 | -0.1807 | 479.9482 | 2245 | 1765.0518
results367.txt | 6997 NARVIK 400.00 | -0.1814 | 479.9482 | 2245 | 1765.0518
results367.txt | 7000 VITAS 400.00 | -0.1297 | 479.9482 | 2245 | 1765.0518
results367.txt | 7006 SVARTISEN 400.00 | -0.2414 | 479.9482 | 2245 | 1765.0518
results367.txt | 7007 KOBBELV 400.00 | -0.2030 | 479.9482 | 2245 | 1765.0518
results367.txt | 7008 SALTEN 400.00 | -0.2121 | 479.9482 | 2245 | 1765.0518
results367.txt | 7017 HAMMERFEST 400.00 | -0.1864 | 479.9482 | 2245 | 1765.0518
results367.txt | 7019 BALSFJORD 400.00 | -0.1832 | 479.9482 | 2245 | 1765.0518
results367.txt | 7020 BARDUFOSS 400.00 | -0.1828 | 479.9482 | 2245 | 1765.0518
results367.txt | 7062 RITSEM 400.00 | -0.1417 | 479.9482 | 2245 | 1765.0518
results367.txt | 7799 JOINT 220.00 | -0.1761 | 479.9482 | 2245 | 1765.0518
results367.txt | 8643 JOINT 220.00 | -0.1208 | 479.9482 | 2245 | 1765.0518
results367.txt | 9001 SEIDAFJELL 400.00 | -0.1860 | 479.9482 | 2245 | 1765.0518
results367.txt | 9002 LEBSESBY 400.00 | -0.1861 | 479.9482 | 2245 | 1765.0518
results367.txt | 9003 HAMMERF 400.00 | -0.1864 | 479.9482 | 2245 | 1765.0518
results367.txt | 9004 ALTA 400.00 | -0.1853 | 479.9482 | 2245 | 1765.0518
results367.txt | 9005 BERGHEIM 400.00 | -0.1842 | 479.9482 | 2245 | 1765.0518
results367.txt | 9006 TROFORS 400.00 | -0.2802 | 479.9482 | 2245 | 1765.0518
results367.txt | 9007 TJELDBERGO 400.00 | 0.1059 | 479.9482 | 2245 | 1765.0518
results368.txt | PTI INTERACTIVE POWER SYSTEM SIMULATOR--PSS(R)E MON, MAY 29 2023 | 16:32 | 479.9482 | 2245 | 1765.0518
results368.txt | SENSITIVITY FACTORS ARE CALCULATED WITH AC | NETWORK | 479.9482 | 2245 | 1765.0518
results368.txt | SUBSYSTEM 'RESERV' IS USED FOR OPPOSING SYSTEM FOR MW POWER | DISPATCH | 479.9482 | 2245 | 1765.0518
results368.txt | SENSITIVITY FACTORS OF BRANCH FLOW (MVA) ON 6938 NAMSOS 400.00 TO 6941 TUNNSJO300 400.00 5 MORE THAN | 0.10000 | 479.9482 | 2245 | 1765.0518
results368.txt | <--------- BUS NAME --------> | MW-SENS | 479.9482 | 2245 | 1765.0518
results368.txt | 6812 OGNDAL 400.00 | 0.1467 | 479.9482 | 2245 | 1765.0518
results368.txt | 6814 VERDAL400 400.00 | 0.1365 | 479.9482 | 2245 | 1765.0518
results368.txt | 6813 VERDAL300 400.00 | 0.1365 | 479.9482 | 2245 | 1765.0518
results368.txt | 6861 SNILLDAL 400.00 | 0.1104 | 479.9482 | 2245 | 1765.0518
results368.txt | 6862 SURNA 400.00 | 0.1010 | 479.9482 | 2245 | 1765.0518
results368.txt | 6863 HOFSTAD 400.00 | 0.1444 | 479.9482 | 2245 | 1765.0518
results368.txt | 6864 ÅFJORD 400.00 | 0.1273 | 479.9482 | 2245 | 1765.0518
results368.txt | 6866 ORKDAL400 400.00 | 0.1043 | 479.9482 | 2245 | 1765.0518
results368.txt | 6865 ORKDAL300 400.00 | 0.1043 | 479.9482 | 2245 | 1765.0518
results368.txt | 6867 STRINDA 400.00 | 0.1090 | 479.9482 | 2245 | 1765.0518
results368.txt | 6869 KLAEBU400 400.00 | 0.1061 | 479.9482 | 2245 | 1765.0518
results368.txt | 6868 KLAEBU300 400.00 | 0.1061 | 479.9482 | 2245 | 1765.0518
results368.txt | 6871 EIDUM400 400.00 | 0.1155 | 479.9482 | 2245 | 1765.0518
results368.txt | 6870 EIDUM300 400.00 | 0.1154 | 479.9482 | 2245 | 1765.0518
results368.txt | 6936 NEDRERÖS400 400.00 | -0.2619 | 479.9482 | 2245 | 1765.0518
results368.txt | 6935 NEDRERÖS300 400.00 | -0.2620 | 479.9482 | 2245 | 1765.0518
results368.txt | 6934 NEDRERÖS220 220.00 | -0.2283 | 479.9482 | 2245 | 1765.0518
results368.txt | 6937 MARKA 400.00 | -0.2731 | 479.9482 | 2245 | 1765.0518
results368.txt | 6938 NAMSOS 400.00 | 0.1711 | 479.9482 | 2245 | 1765.0518
results368.txt | 6939 KOLSVIK 400.00 | -0.2962 | 479.9482 | 2245 | 1765.0518
results368.txt | 6940 NAMSKOGEN 400.00 | -0.2966 | 479.9482 | 2245 | 1765.0518
results368.txt | 6942 TUNNSJO400 400.00 | -0.3054 | 479.9482 | 2245 | 1765.0518
results368.txt | 6941 TUNNSJO300 400.00 | -0.3054 | 479.9482 | 2245 | 1765.0518
results368.txt | 6944 RANA 400.00 | -0.2549 | 479.9482 | 2245 | 1765.0518
results368.txt | 6945 GEJMÅN 220.00 | -0.1760 | 479.9482 | 2245 | 1765.0518
results368.txt | 6946 AJAURE 220.00 | -0.1426 | 479.9482 | 2245 | 1765.0518
results368.txt | 6947 GARDIKFORS 220.00 | -0.1209 | 479.9482 | 2245 | 1765.0518
results368.txt | 6996 OFOTEN 400.00 | -0.1807 | 479.9482 | 2245 | 1765.0518
results368.txt | 6997 NARVIK 400.00 | -0.1814 | 479.9482 | 2245 | 1765.0518
results368.txt | 7000 VITAS 400.00 | -0.1297 | 479.9482 | 2245 | 1765.0518
results368.txt | 7006 SVARTISEN 400.00 | -0.2414 | 479.9482 | 2245 | 1765.0518
results368.txt | 7007 KOBBELV 400.00 | -0.2030 | 479.9482 | 2245 | 1765.0518
results368.txt | 7008 SALTEN 400.00 | -0.2121 | 479.9482 | 2245 | 1765.0518
results368.txt | 7017 HAMMERFEST 400.00 | -0.1864 | 479.9482 | 2245 | 1765.0518
results368.txt | 7019 BALSFJORD 400.00 | -0.1832 | 479.9482 | 2245 | 1765.0518
results368.txt | 7020 BARDUFOSS 400.00 | -0.1828 | 479.9482 | 2245 | 1765.0518
results368.txt | 7062 RITSEM 400.00 | -0.1417 | 479.9482 | 2245 | 1765.0518
results368.txt | 7799 JOINT 220.00 | -0.1761 | 479.9482 | 2245 | 1765.0518
results368.txt | 8643 JOINT 220.00 | -0.1208 | 479.9482 | 2245 | 1765.0518
results368.txt | 9001 SEIDAFJELL 400.00 | -0.1860 | 479.9482 | 2245 | 1765.0518
results368.txt | 9002 LEBSESBY 400.00 | -0.1861 | 479.9482 | 2245 | 1765.0518
results368.txt | 9003 HAMMERF 400.00 | -0.1864 | 479.9482 | 2245 | 1765.0518
results368.txt | 9004 ALTA 400.00 | -0.1853 | 479.9482 | 2245 | 1765.0518
results368.txt | 9005 BERGHEIM 400.00 | -0.1842 | 479.9482 | 2245 | 1765.0518
results368.txt | 9006 TROFORS 400.00 | -0.2802 | 479.9482 | 2245 | 1765.0518
results368.txt | 9007 TJELDBERGO 400.00 | 0.1059 | 479.9482 | 2245 | 1765.0518
results369.txt | PTI INTERACTIVE POWER SYSTEM SIMULATOR--PSS(R)E MON, MAY 29 2023 | 16:32 | 476.6546 | 2245 | 1768.3454
results369.txt | SENSITIVITY FACTORS ARE CALCULATED WITH AC | NETWORK | 476.6546 | 2245 | 1768.3454
results369.txt | SUBSYSTEM 'RESERV' IS USED FOR OPPOSING SYSTEM FOR MW POWER | DISPATCH | 476.6546 | 2245 | 1768.3454
results369.txt | SENSITIVITY FACTORS OF BRANCH FLOW (MVA) ON 9410 HORNDAL 400.00 TO 9411 MUNGA 400.00 1 MORE THAN | 0.10000 | 476.6546 | 2245 | 1768.3454
results369.txt | <--------- BUS NAME --------> | MW-SENS | 476.6546 | 2245 | 1768.3454
results369.txt | 6592 STARFORS 220.00 | 0.2155 | 476.6546 | 2245 | 1768.3454
results369.txt | 6634 OCKELBO 220.00 | 0.2129 | 476.6546 | 2245 | 1768.3454
results369.txt | 6635 HOFORS 220.00 | 0.3482 | 476.6546 | 2245 | 1768.3454
results369.txt | 6636 HORNDAL 220.00 | 0.2113 | 476.6546 | 2245 | 1768.3454
results369.txt | 9410 HORNDAL 400.00 | 0.3482 | 476.6546 | 2245 | 1768.3454
results370.txt | PTI INTERACTIVE POWER SYSTEM SIMULATOR--PSS(R)E MON, MAY 29 2023 | 16:32 | -473.3866 | 2245 | 1771.6134
results370.txt | SENSITIVITY FACTORS ARE CALCULATED WITH AC | NETWORK | -473.3866 | 2245 | 1771.6134
results370.txt | SUBSYSTEM 'RESERV' IS USED FOR OPPOSING SYSTEM FOR MW POWER | DISPATCH | -473.3866 | 2245 | 1771.6134
results370.txt | SENSITIVITY FACTORS OF BRANCH FLOW (MVA) ON 6545 HUITTINEN 400.00 TO 6619 ULVILA 400.00 6 MORE THAN | 0.10000 | -473.3866 | 2245 | 1771.6134
results370.txt | <--------- BUS NAME --------> | MW-SENS | -473.3866 | 2245 | 1771.6134
results370.txt | 6545 HUITTINEN 400.00 | -0.2402 | -473.3866 | 2245 | 1771.6134
results370.txt | 6572 KYMI 400.00 | -0.1003 | -473.3866 | 2245 | 1771.6134
results370.txt | 6546 SALO 400.00 | -0.1060 | -473.3866 | 2245 | 1771.6134
results370.txt | 6547 FORSSA 400.00 | -0.1727 | -473.3866 | 2245 | 1771.6134
results370.txt | 6550 KOPULA 400.00 | -0.1163 | -473.3866 | 2245 | 1771.6134
results370.txt | 6551 HIKIÄ 400.00 | -0.1083 | -473.3866 | 2245 | 1771.6134
results370.txt | 6552 TAMMISTO 400.00 | -0.1239 | -473.3866 | 2245 | 1771.6134
results370.txt | 6553 NURMIJÄRVI 400.00 | -0.1100 | -473.3866 | 2245 | 1771.6134
results370.txt | 6554 LÄNSISALMI 400.00 | -0.1190 | -473.3866 | 2245 | 1771.6134
results370.txt | 6555 INKOO 400.00 | -0.1137 | -473.3866 | 2245 | 1771.6134
results370.txt | 6556 ESPOO 400.00 | -0.1195 | -473.3866 | 2245 | 1771.6134
results370.txt | 6567 ANTTILA 400.00 | -0.1114 | -473.3866 | 2245 | 1771.6134
results370.txt | 6570 LOVIISA 400.00 | -0.1045 | -473.3866 | 2245 | 1771.6134
results370.txt | 6615 TAHKOLUOTO 400.00 | 0.1911 | -473.3866 | 2245 | 1771.6134
results370.txt | 6619 ULVILA 400.00 | 0.1926 | -473.3866 | 2245 | 1771.6134
results370.txt | 6621 LIETO 400.00 | -0.1020 | -473.3866 | 2245 | 1771.6134
results370.txt | 6811 KRSITINESTAD400.00 | 0.1484 | -473.3866 | 2245 | 1771.6134
results370.txt | 9305 KÄRPPIÖN 400.00 | 0.1321 | -473.3866 | 2245 | 1771.6134
results370.txt | 9306 HONKAJOEN 400.00 | 0.1722 | -473.3866 | 2245 | 1771.6134
results370.txt | 9308 ORIMATTILAN 400.00 | -0.1023 | -473.3866 | 2245 | 1771.6134
results370.txt | 9309 NAANTALINSAL400.00 | -0.1020 | -473.3866 | 2245 | 1771.6134
results371.txt | PTI INTERACTIVE POWER SYSTEM SIMULATOR--PSS(R)E MON, MAY 29 2023 | 16:32 | 463.7834 | 2245 | 1781.2166
results371.txt | SENSITIVITY FACTORS ARE CALCULATED WITH AC | NETWORK | 463.7834 | 2245 | 1781.2166
results371.txt | SUBSYSTEM 'RESERV' IS USED FOR OPPOSING SYSTEM FOR MW POWER | DISPATCH | 463.7834 | 2245 | 1781.2166
results371.txt | SENSITIVITY FACTORS OF BRANCH FLOW (MVA) ON 6783 PETÄJÄV400 400.00 TO 6789 VIHTAVUORI 400.00 4 MORE THAN | 0.10000 | 463.7834 | 2245 | 1781.2166
results371.txt | <--------- BUS NAME --------> | MW-SENS | 463.7834 | 2245 | 1781.2166
results371.txt | 6783 PETÄJÄV400 400.00 | 0.3019 | 463.7834 | 2245 | 1781.2166
results371.txt | 6782 PETÄJÄV220 220.00 | 0.3019 | 463.7834 | 2245 | 1781.2166
results371.txt | 6784 JÄMSÄ 220.00 | 0.3044 | 463.7834 | 2245 | 1781.2166
results371.txt | 6785 TOIVILA 400.00 | 0.1888 | 463.7834 | 2245 | 1781.2166
results371.txt | 6788 ALAPITKÄ 400.00 | -0.1049 | 463.7834 | 2245 | 1781.2166
results371.txt | 6789 VIHTAVUORI 400.00 | -0.3242 | 463.7834 | 2245 | 1781.2166
results371.txt | 6790 HUUTOKOSKI 400.00 | -0.1447 | 463.7834 | 2245 | 1781.2166
results371.txt | 9307 KONTIOLAHTI 400.00 | -0.1241 | 463.7834 | 2245 | 1781.2166
results372.txt | PTI INTERACTIVE POWER SYSTEM SIMULATOR--PSS(R)E MON, MAY 29 2023 | 16:32 | 463.2064 | 2245 | 1781.7937
results372.txt | SENSITIVITY FACTORS ARE CALCULATED WITH AC | NETWORK | 463.2064 | 2245 | 1781.7937
results372.txt | SUBSYSTEM 'RESERV' IS USED FOR OPPOSING SYSTEM FOR MW POWER | DISPATCH | 463.2064 | 2245 | 1781.7937
results372.txt | SENSITIVITY FACTORS OF BRANCH FLOW (MVA) ON 6778 HIRVISUO 400.00 TO 6911 JYLKKÄ 400.00 2 MORE THAN | 0.10000 | 463.2064 | 2245 | 1781.7937
results372.txt | <--------- BUS NAME --------> | MW-SENS | 463.2064 | 2245 | 1781.7937
results372.txt | 6571 VISULAHTI 400.00 | 0.1085 | 463.2064 | 2245 | 1781.7937
results372.txt | 6545 HUITTINEN 400.00 | 0.1857 | 463.2064 | 2245 | 1781.7937
results372.txt | 6572 KYMI 400.00 | 0.1488 | 463.2064 | 2245 | 1781.7937
results372.txt | 6546 SALO 400.00 | 0.1773 | 463.2064 | 2245 | 1781.7937
results372.txt | 6547 FORSSA 400.00 | 0.1769 | 463.2064 | 2245 | 1781.7937
results372.txt | 6548 KANGASALA 400.00 | 0.1643 | 463.2064 | 2245 | 1781.7937
results372.txt | 6549 LAVIANVOURI 400.00 | 0.1632 | 463.2064 | 2245 | 1781.7937
results372.txt | 6550 KOPULA 400.00 | 0.1652 | 463.2064 | 2245 | 1781.7937
results372.txt | 6551 HIKIÄ 400.00 | 0.1601 | 463.2064 | 2245 | 1781.7937
results372.txt | 6552 TAMMISTO 400.00 | 0.1649 | 463.2064 | 2245 | 1781.7937
results372.txt | 6553 NURMIJÄRVI 400.00 | 0.1590 | 463.2064 | 2245 | 1781.7937
results372.txt | 6554 LÄNSISALMI 400.00 | 0.1619 | 463.2064 | 2245 | 1781.7937
results372.txt | 6555 INKOO 400.00 | 0.1715 | 463.2064 | 2245 | 1781.7937
results372.txt | 6556 ESPOO 400.00 | 0.1664 | 463.2064 | 2245 | 1781.7937
results372.txt | 6567 ANTTILA 400.00 | 0.1576 | 463.2064 | 2245 | 1781.7937
results372.txt | 6569 KORIA 400.00 | 0.1460 | 463.2064 | 2245 | 1781.7937
results372.txt | 6570 LOVIISA 400.00 | 0.1513 | 463.2064 | 2245 | 1781.7937
results372.txt | 6573 YLLIKKÄLÄ 400.00 | 0.1221 | 463.2064 | 2245 | 1781.7937
results372.txt | 6615 TAHKOLUOTO 400.00 | 0.2028 | 463.2064 | 2245 | 1781.7937
results372.txt | 6617 OLKILUOTO 400.00 | 0.1915 | 463.2064 | 2245 | 1781.7937
results372.txt | 6618 RAUMA 400.00 | 0.1903 | 463.2064 | 2245 | 1781.7937
results372.txt | 6619 ULVILA 400.00 | 0.2044 | 463.2064 | 2245 | 1781.7937
results372.txt | 6621 LIETO 400.00 | 0.1796 | 463.2064 | 2245 | 1781.7937
results372.txt | 6778 HIRVISUO 400.00 | 0.6706 | 463.2064 | 2245 | 1781.7937
results372.txt | 6780 ALAJÄRVI 400.00 | 0.1299 | 463.2064 | 2245 | 1781.7937
results372.txt | 6781 SEINÄJOKI 400.00 | 0.2672 | 463.2064 | 2245 | 1781.7937
results372.txt | 6783 PETÄJÄV400 400.00 | 0.1121 | 463.2064 | 2245 | 1781.7937
results372.txt | 6782 PETÄJÄV220 220.00 | 0.1121 | 463.2064 | 2245 | 1781.7937
results372.txt | 6784 JÄMSÄ 220.00 | 0.1130 | 463.2064 | 2245 | 1781.7937
results372.txt | 6785 TOIVILA 400.00 | 0.1373 | 463.2064 | 2245 | 1781.7937
results372.txt | 6789 VIHTAVUORI 400.00 | 0.1101 | 463.2064 | 2245 | 1781.7937
results372.txt | 6810 TUOVILA 400.00 | 0.3555 | 463.2064 | 2245 | 1781.7937
results372.txt | 6811 KRSITINESTAD400.00 | 0.2733 | 463.2064 | 2245 | 1781.7937
results372.txt | 9303 MUSALA 400.00 | 0.5117 | 463.2064 | 2245 | 1781.7937
results372.txt | 9305 KÄRPPIÖN 400.00 | 0.2986 | 463.2064 | 2245 | 1781.7937
results372.txt | 9306 HONKAJOEN 400.00 | 0.2168 | 463.2064 | 2245 | 1781.7937
results372.txt | 9308 ORIMATTILAN 400.00 | 0.1527 | 463.2064 | 2245 | 1781.7937
results372.txt | 9309 NAANTALINSAL400.00 | 0.1796 | 463.2064 | 2245 | 1781.7937
results373.txt | PTI INTERACTIVE POWER SYSTEM SIMULATOR--PSS(R)E MON, MAY 29 2023 | 16:32 | -456.2854 | 2245 | 1788.7146
results373.txt | SENSITIVITY FACTORS ARE CALCULATED WITH AC | NETWORK | -456.2854 | 2245 | 1788.7146
results373.txt | SUBSYSTEM 'RESERV' IS USED FOR OPPOSING SYSTEM FOR MW POWER | DISPATCH | -456.2854 | 2245 | 1788.7146
results373.txt | SENSITIVITY FACTORS OF BRANCH FLOW (MVA) ON 6920 PYHÄNSEL400 400.00 TO 9302 KEMINMAA 400.00 7 MORE THAN | 0.10000 | -456.2854 | 2245 | 1788.7146
results373.txt | <--------- BUS NAME --------> | MW-SENS | -456.2854 | 2245 | 1788.7146
results373.txt | 6571 VISULAHTI 400.00 | -0.3123 | -456.2854 | 2245 | 1788.7146
results373.txt | 6545 HUITTINEN 400.00 | -0.2955 | -456.2854 | 2245 | 1788.7146
results373.txt | 6572 KYMI 400.00 | -0.3040 | -456.2854 | 2245 | 1788.7146
results373.txt | 6546 SALO 400.00 | -0.2973 | -456.2854 | 2245 | 1788.7146
results373.txt | 6547 FORSSA 400.00 | -0.2974 | -456.2854 | 2245 | 1788.7146
results373.txt | 6548 KANGASALA 400.00 | -0.3009 | -456.2854 | 2245 | 1788.7146
results373.txt | 6549 LAVIANVOURI 400.00 | -0.3016 | -456.2854 | 2245 | 1788.7146
results373.txt | 6550 KOPULA 400.00 | -0.3028 | -456.2854 | 2245 | 1788.7146
results373.txt | 6551 HIKIÄ 400.00 | -0.3021 | -456.2854 | 2245 | 1788.7146
results373.txt | 6552 TAMMISTO 400.00 | -0.2998 | -456.2854 | 2245 | 1788.7146
results373.txt | 6553 NURMIJÄRVI 400.00 | -0.3022 | -456.2854 | 2245 | 1788.7146
results373.txt | 6554 LÄNSISALMI 400.00 | -0.3002 | -456.2854 | 2245 | 1788.7146
results373.txt | 6555 INKOO 400.00 | -0.2995 | -456.2854 | 2245 | 1788.7146
results373.txt | 6556 ESPOO 400.00 | -0.3004 | -456.2854 | 2245 | 1788.7146
results373.txt | 6567 ANTTILA 400.00 | -0.3016 | -456.2854 | 2245 | 1788.7146
results373.txt | 6569 KORIA 400.00 | -0.3045 | -456.2854 | 2245 | 1788.7146
results373.txt | 6570 LOVIISA 400.00 | -0.2990 | -456.2854 | 2245 | 1788.7146
results373.txt | 6573 YLLIKKÄLÄ 400.00 | -0.3101 | -456.2854 | 2245 | 1788.7146
results373.txt | 6615 TAHKOLUOTO 400.00 | -0.2914 | -456.2854 | 2245 | 1788.7146
results373.txt | 6617 OLKILUOTO 400.00 | -0.2903 | -456.2854 | 2245 | 1788.7146
results373.txt | 6618 RAUMA 400.00 | -0.2899 | -456.2854 | 2245 | 1788.7146
results373.txt | 6619 ULVILA 400.00 | -0.2937 | -456.2854 | 2245 | 1788.7146
results373.txt | 6621 LIETO 400.00 | -0.2955 | -456.2854 | 2245 | 1788.7146
results373.txt | 6778 HIRVISUO 400.00 | -0.3028 | -456.2854 | 2245 | 1788.7146
results373.txt | 6779 UUSNIVALA 400.00 | -0.3057 | -456.2854 | 2245 | 1788.7146
results373.txt | 6780 ALAJÄRVI 400.00 | -0.3058 | -456.2854 | 2245 | 1788.7146
results373.txt | 6781 SEINÄJOKI 400.00 | -0.3009 | -456.2854 | 2245 | 1788.7146
results373.txt | 6783 PETÄJÄV400 400.00 | -0.3068 | -456.2854 | 2245 | 1788.7146
results373.txt | 6782 PETÄJÄV220 220.00 | -0.3068 | -456.2854 | 2245 | 1788.7146
results373.txt | 6784 JÄMSÄ 220.00 | -0.3095 | -456.2854 | 2245 | 1788.7146
results373.txt | 6785 TOIVILA 400.00 | -0.3041 | -456.2854 | 2245 | 1788.7146
results373.txt | 6786 HAAPAVESI 220.00 | -0.3050 | -456.2854 | 2245 | 1788.7146
results373.txt | 6787 VUOLIJOKI 400.00 | -0.3150 | -456.2854 | 2245 | 1788.7146
results373.txt | 6788 ALAPITKÄ 400.00 | -0.3147 | -456.2854 | 2245 | 1788.7146
results373.txt | 6789 VIHTAVUORI 400.00 | -0.3096 | -456.2854 | 2245 | 1788.7146
results373.txt | 6790 HUUTOKOSKI 400.00 | -0.3138 | -456.2854 | 2245 | 1788.7146
results373.txt | 6810 TUOVILA 400.00 | -0.2985 | -456.2854 | 2245 | 1788.7146
results373.txt | 6811 KRSITINESTAD400.00 | -0.2955 | -456.2854 | 2245 | 1788.7146
results373.txt | 6903 SEITENOIKEA 220.00 | -0.2959 | -456.2854 | 2245 | 1788.7146
results373.txt | 6907 DJUPTJÄRN 400.00 | -0.1100 | -456.2854 | 2245 | 1788.7146
results373.txt | 6908 KEMINMAA 220.00 | -0.2033 | -456.2854 | 2245 | 1788.7146
results373.txt | 6909 ISOHAARA 400.00 | -0.1909 | -456.2854 | 2245 | 1788.7146
results373.txt | 6910 SUBSTATION 400.00 | -0.1909 | -456.2854 | 2245 | 1788.7146
results373.txt | 6911 JYLKKÄ 400.00 | -0.3057 | -456.2854 | 2245 | 1788.7146
results373.txt | 6912 VALAJASKO 220.00 | -0.2062 | -456.2854 | 2245 | 1788.7146
results373.txt | 6913 VANTTAUSKOSK220.00 | -0.2297 | -456.2854 | 2245 | 1788.7146
results373.txt | 6915 PIRITTIK400 400.00 | -0.2333 | -456.2854 | 2245 | 1788.7146
results373.txt | 6914 PIRITTK220 220.00 | -0.2302 | -456.2854 | 2245 | 1788.7146
results373.txt | 6916 SEITAKORVA 220.00 | -0.2290 | -456.2854 | 2245 | 1788.7146
results373.txt | 6917 ISOKANGAS 400.00 | -0.2838 | -456.2854 | 2245 | 1788.7146
results373.txt | 6918 PIKKARALA 400.00 | -0.3005 | -456.2854 | 2245 | 1788.7146
results373.txt | 6920 PYHÄNSEL400 400.00 | -0.3135 | -456.2854 | 2245 | 1788.7146
results373.txt | 6919 PYHÄNSEL220 220.00 | -0.3135 | -456.2854 | 2245 | 1788.7146
results373.txt | 6921 PYHÄKOSI 220.00 | -0.3073 | -456.2854 | 2245 | 1788.7146
results373.txt | 6922 UTANEN 220.00 | -0.3042 | -456.2854 | 2245 | 1788.7146
results373.txt | 6923 NUOJA 220.00 | -0.3009 | -456.2854 | 2245 | 1788.7146
results373.txt | 6990 ISONIEMI 220.00 | -0.2284 | -456.2854 | 2245 | 1788.7146
results373.txt | 6992 IVALO 220.00 | -0.2507 | -456.2854 | 2245 | 1788.7146
results373.txt | 6993 KUOLAJÄRVI 220.00 | -0.2337 | -456.2854 | 2245 | 1788.7146
results373.txt | 6994 VAJUKOSKI 220.00 | -0.2366 | -456.2854 | 2245 | 1788.7146
results373.txt | 6995 KOKKOSNIVA 220.00 | -0.2362 | -456.2854 | 2245 | 1788.7146
results373.txt | 7010 VARANGERBOT 220.00 | -0.2636 | -456.2854 | 2245 | 1788.7146
results373.txt | 7018 UTSJOKI 220.00 | -0.2611 | -456.2854 | 2245 | 1788.7146
results373.txt | 7054 OSSAUSKOSKI 220.00 | -0.2037 | -456.2854 | 2245 | 1788.7146
results373.txt | 7056 PETÄJÄSKO 400.00 | -0.2019 | -456.2854 | 2245 | 1788.7146
results373.txt | 7055 PETÄJÄSKO 220.00 | -0.2050 | -456.2854 | 2245 | 1788.7146
results373.txt | 8579 JOINT 220.00 | -0.3044 | -456.2854 | 2245 | 1788.7146
results373.txt | 7140 JOINT 220.00 | -0.2609 | -456.2854 | 2245 | 1788.7146
results373.txt | 9301 KEMIJÄRVI 220.00 | -0.2313 | -456.2854 | 2245 | 1788.7146
results373.txt | 9302 KEMINMAA 400.00 | 0.3704 | -456.2854 | 2245 | 1788.7146
results373.txt | 9304 LUMIJÄRVI 400.00 | -0.3069 | -456.2854 | 2245 | 1788.7146
results373.txt | 9303 MUSALA 400.00 | -0.3002 | -456.2854 | 2245 | 1788.7146
results373.txt | 9305 KÄRPPIÖN 400.00 | -0.2961 | -456.2854 | 2245 | 1788.7146
results373.txt | 9306 HONKAJOEN 400.00 | -0.2950 | -456.2854 | 2245 | 1788.7146
results373.txt | 9307 KONTIOLAHTI 400.00 | -0.3125 | -456.2854 | 2245 | 1788.7146
results373.txt | 9308 ORIMATTILAN 400.00 | -0.3025 | -456.2854 | 2245 | 1788.7146
results373.txt | 9309 NAANTALINSAL400.00 | -0.2955 | -456.2854 | 2245 | 1788.7146
results374.txt | PTI INTERACTIVE POWER SYSTEM SIMULATOR--PSS(R)E MON, MAY 29 2023 | 16:32 | -456.2445 | 2245 | 1788.7555
results374.txt | SENSITIVITY FACTORS ARE CALCULATED WITH AC | NETWORK | -456.2445 | 2245 | 1788.7555
results374.txt | SUBSYSTEM 'RESERV' IS USED FOR OPPOSING SYSTEM FOR MW POWER | DISPATCH | -456.2445 | 2245 | 1788.7555
results374.txt | SENSITIVITY FACTORS OF BRANCH FLOW (MVA) ON 6341 KOLSTAD 400.00 TO 6343 BARKERYD 400.00 7 MORE THAN | 0.10000 | -456.2445 | 2245 | 1788.7555
results374.txt | <--------- BUS NAME --------> | MW-SENS | -456.2445 | 2245 | 1788.7555
results374.txt | 6315 HORRED 400.00 | 0.1020 | -456.2445 | 2245 | 1788.7555
results374.txt | 6316 UDDEBO 400.00 | 0.1325 | -456.2445 | 2245 | 1788.7555
results374.txt | 6341 KOLSTAD 400.00 | -0.4905 | -456.2445 | 2245 | 1788.7555
results374.txt | 6342 TENHULT 400.00 | 0.1954 | -456.2445 | 2245 | 1788.7555
results374.txt | 6343 BARKERYD 400.00 | 0.2780 | -456.2445 | 2245 | 1788.7555
results374.txt | 6345 GLAN 400.00 | -0.1636 | -456.2445 | 2245 | 1788.7555
results374.txt | 6346 KIMSTAD 400.00 | -0.1112 | -456.2445 | 2245 | 1788.7555
results374.txt | 6646 HEDENLUNDA 400.00 | -0.1276 | -456.2445 | 2245 | 1788.7555
results375.txt | PTI INTERACTIVE POWER SYSTEM SIMULATOR--PSS(R)E MON, MAY 29 2023 | 16:32 | 452.7784 | 2245 | 1793.0968
results375.txt | SENSITIVITY FACTORS ARE CALCULATED WITH AC | NETWORK | 452.7784 | 2245 | 1793.0968
results375.txt | SUBSYSTEM 'RESERV' IS USED FOR OPPOSING SYSTEM FOR MW POWER | DISPATCH | 452.7784 | 2245 | 1793.0968
results375.txt | SENSITIVITY FACTORS OF BRANCH FLOW (MVA) ON 6936 NEDRERÖS400 400.00 TO 6944 RANA 400.00 1 MORE THAN | 0.10000 | 452.7784 | 2245 | 1793.0968
results375.txt | <--------- BUS NAME --------> | MW-SENS | 452.7784 | 2245 | 1793.0968
results375.txt | 6812 OGNDAL 400.00 | 0.1153 | 452.7784 | 2245 | 1793.0968
results375.txt | 6814 VERDAL400 400.00 | 0.1076 | 452.7784 | 2245 | 1793.0968
results375.txt | 6813 VERDAL300 400.00 | 0.1076 | 452.7784 | 2245 | 1793.0968
results375.txt | 6863 HOFSTAD 400.00 | 0.1133 | 452.7784 | 2245 | 1793.0968
results375.txt | 6864 ÅFJORD 400.00 | 0.1005 | 452.7784 | 2245 | 1793.0968
results375.txt | 6936 NEDRERÖS400 400.00 | 0.1945 | 452.7784 | 2245 | 1793.0968
results375.txt | 6935 NEDRERÖS300 400.00 | 0.1944 | 452.7784 | 2245 | 1793.0968
results375.txt | 6934 NEDRERÖS220 220.00 | 0.1586 | 452.7784 | 2245 | 1793.0968
results375.txt | 6937 MARKA 400.00 | 0.1836 | 452.7784 | 2245 | 1793.0968
results375.txt | 6938 NAMSOS 400.00 | 0.1336 | 452.7784 | 2245 | 1793.0968
results375.txt | 6939 KOLSVIK 400.00 | 0.1633 | 452.7784 | 2245 | 1793.0968
results375.txt | 6940 NAMSKOGEN 400.00 | 0.1636 | 452.7784 | 2245 | 1793.0968
results375.txt | 6942 TUNNSJO400 400.00 | 0.1537 | 452.7784 | 2245 | 1793.0968
results375.txt | 6941 TUNNSJO300 400.00 | 0.1537 | 452.7784 | 2245 | 1793.0968
results375.txt | 6944 RANA 400.00 | -0.3020 | 452.7784 | 2245 | 1793.0968
results375.txt | 6945 GEJMÅN 220.00 | 0.1099 | 452.7784 | 2245 | 1793.0968
results375.txt | 6996 OFOTEN 400.00 | -0.2067 | 452.7784 | 2245 | 1793.0968
results375.txt | 6997 NARVIK 400.00 | -0.2076 | 452.7784 | 2245 | 1793.0968
results375.txt | 7000 VITAS 400.00 | -0.1412 | 452.7784 | 2245 | 1793.0968
results375.txt | 7006 SVARTISEN 400.00 | -0.2847 | 452.7784 | 2245 | 1793.0968
results375.txt | 7007 KOBBELV 400.00 | -0.2354 | 452.7784 | 2245 | 1793.0968
results375.txt | 7008 SALTEN 400.00 | -0.2470 | 452.7784 | 2245 | 1793.0968
results375.txt | 7017 HAMMERFEST 400.00 | -0.2139 | 452.7784 | 2245 | 1793.0968
results375.txt | 7019 BALSFJORD 400.00 | -0.2098 | 452.7784 | 2245 | 1793.0968
results375.txt | 7020 BARDUFOSS 400.00 | -0.2093 | 452.7784 | 2245 | 1793.0968
results375.txt | 7062 RITSEM 400.00 | -0.1565 | 452.7784 | 2245 | 1793.0968
results375.txt | 7799 JOINT 220.00 | 0.1100 | 452.7784 | 2245 | 1793.0968
results375.txt | 9001 SEIDAFJELL 400.00 | -0.2134 | 452.7784 | 2245 | 1793.0968
results375.txt | 9002 LEBSESBY 400.00 | -0.2136 | 452.7784 | 2245 | 1793.0968
results375.txt | 9003 HAMMERF 400.00 | -0.2139 | 452.7784 | 2245 | 1793.0968
results375.txt | 9004 ALTA 400.00 | -0.2125 | 452.7784 | 2245 | 1793.0968
results375.txt | 9005 BERGHEIM 400.00 | -0.2111 | 452.7784 | 2245 | 1793.0968
results375.txt | 9006 TROFORS 400.00 | 0.1770 | 452.7784 | 2245 | 1793.0968
results376.txt | PTI INTERACTIVE POWER SYSTEM SIMULATOR--PSS(R)E MON, MAY 29 2023 | 16:32 | 447.1008 | 2245 | 1797.8992
results376.txt | SENSITIVITY FACTORS ARE CALCULATED WITH AC | NETWORK | 447.1008 | 2245 | 1797.8992
results376.txt | SUBSYSTEM 'RESERV' IS USED FOR OPPOSING SYSTEM FOR MW POWER | DISPATCH | 447.1008 | 2245 | 1797.8992
results376.txt | SENSITIVITY FACTORS OF BRANCH FLOW (MVA) ON 6545 HUITTINEN 400.00 TO 6547 FORSSA 400.00 1 MORE THAN | 0.10000 | 447.1008 | 2245 | 1797.8992
results376.txt | <--------- BUS NAME --------> | MW-SENS | 447.1008 | 2245 | 1797.8992
results376.txt | 6545 HUITTINEN 400.00 | 0.1462 | 447.1008 | 2245 | 1797.8992
results376.txt | 6572 KYMI 400.00 | -0.1021 | 447.1008 | 2245 | 1797.8992
results376.txt | 6546 SALO 400.00 | -0.1089 | 447.1008 | 2245 | 1797.8992
results376.txt | 6547 FORSSA 400.00 | -0.2312 | 447.1008 | 2245 | 1797.8992
results376.txt | 6550 KOPULA 400.00 | -0.1222 | 447.1008 | 2245 | 1797.8992
results376.txt | 6551 HIKIÄ 400.00 | -0.1035 | 447.1008 | 2245 | 1797.8992
results376.txt | 6552 TAMMISTO 400.00 | -0.1399 | 447.1008 | 2245 | 1797.8992
results376.txt | 6553 NURMIJÄRVI 400.00 | -0.1106 | 447.1008 | 2245 | 1797.8992
results376.txt | 6554 LÄNSISALMI 400.00 | -0.1312 | 447.1008 | 2245 | 1797.8992
results376.txt | 6555 INKOO 400.00 | -0.1214 | 447.1008 | 2245 | 1797.8992
results376.txt | 6556 ESPOO 400.00 | -0.1309 | 447.1008 | 2245 | 1797.8992
results376.txt | 6567 ANTTILA 400.00 | -0.1174 | 447.1008 | 2245 | 1797.8992
results376.txt | 6570 LOVIISA 400.00 | -0.1084 | 447.1008 | 2245 | 1797.8992
results376.txt | 6621 LIETO 400.00 | -0.1027 | 447.1008 | 2245 | 1797.8992
results376.txt | 9308 ORIMATTILAN 400.00 | -0.1003 | 447.1008 | 2245 | 1797.8992
results376.txt | 9309 NAANTALINSAL400.00 | -0.1027 | 447.1008 | 2245 | 1797.8992
results377.txt | PTI INTERACTIVE POWER SYSTEM SIMULATOR--PSS(R)E MON, MAY 29 2023 | 16:32 | 445.6444 | 2245 | 1799.3556
results377.txt | SENSITIVITY FACTORS ARE CALCULATED WITH AC | NETWORK | 445.6444 | 2245 | 1799.3556
results377.txt | SUBSYSTEM 'RESERV' IS USED FOR OPPOSING SYSTEM FOR MW POWER | DISPATCH | 445.6444 | 2245 | 1799.3556
results377.txt | SENSITIVITY FACTORS OF BRANCH FLOW (MVA) ON 6810 TUOVILA 400.00 TO 9303 MUSALA 400.00 5 MORE THAN | 0.10000 | 445.6444 | 2245 | 1799.3556
results377.txt | <--------- BUS NAME --------> | MW-SENS | 445.6444 | 2245 | 1799.3556
results377.txt | 6571 VISULAHTI 400.00 | 0.1107 | 445.6444 | 2245 | 1799.3556
results377.txt | 6545 HUITTINEN 400.00 | 0.1894 | 445.6444 | 2245 | 1799.3556
results377.txt | 6572 KYMI 400.00 | 0.1518 | 445.6444 | 2245 | 1799.3556
results377.txt | 6546 SALO 400.00 | 0.1808 | 445.6444 | 2245 | 1799.3556
results377.txt | 6547 FORSSA 400.00 | 0.1804 | 445.6444 | 2245 | 1799.3556
results377.txt | 6548 KANGASALA 400.00 | 0.1676 | 445.6444 | 2245 | 1799.3556
results377.txt | 6549 LAVIANVOURI 400.00 | 0.1665 | 445.6444 | 2245 | 1799.3556
results377.txt | 6550 KOPULA 400.00 | 0.1685 | 445.6444 | 2245 | 1799.3556
results377.txt | 6551 HIKIÄ 400.00 | 0.1633 | 445.6444 | 2245 | 1799.3556
results377.txt | 6552 TAMMISTO 400.00 | 0.1682 | 445.6444 | 2245 | 1799.3556
results377.txt | 6553 NURMIJÄRVI 400.00 | 0.1622 | 445.6444 | 2245 | 1799.3556
results377.txt | 6554 LÄNSISALMI 400.00 | 0.1652 | 445.6444 | 2245 | 1799.3556
results377.txt | 6555 INKOO 400.00 | 0.1749 | 445.6444 | 2245 | 1799.3556
results377.txt | 6556 ESPOO 400.00 | 0.1697 | 445.6444 | 2245 | 1799.3556
results377.txt | 6567 ANTTILA 400.00 | 0.1608 | 445.6444 | 2245 | 1799.3556
results377.txt | 6569 KORIA 400.00 | 0.1490 | 445.6444 | 2245 | 1799.3556
results377.txt | 6570 LOVIISA 400.00 | 0.1544 | 445.6444 | 2245 | 1799.3556
results377.txt | 6573 YLLIKKÄLÄ 400.00 | 0.1245 | 445.6444 | 2245 | 1799.3556
results377.txt | 6615 TAHKOLUOTO 400.00 | 0.2069 | 445.6444 | 2245 | 1799.3556
results377.txt | 6617 OLKILUOTO 400.00 | 0.1954 | 445.6444 | 2245 | 1799.3556
results377.txt | 6618 RAUMA 400.00 | 0.1941 | 445.6444 | 2245 | 1799.3556
results377.txt | 6619 ULVILA 400.00 | 0.2085 | 445.6444 | 2245 | 1799.3556
results377.txt | 6621 LIETO 400.00 | 0.1832 | 445.6444 | 2245 | 1799.3556
results377.txt | 6778 HIRVISUO 400.00 | -0.3322 | 445.6444 | 2245 | 1799.3556
results377.txt | 6780 ALAJÄRVI 400.00 | 0.1326 | 445.6444 | 2245 | 1799.3556
results377.txt | 6781 SEINÄJOKI 400.00 | 0.2725 | 445.6444 | 2245 | 1799.3556
results377.txt | 6783 PETÄJÄV400 400.00 | 0.1143 | 445.6444 | 2245 | 1799.3556
results377.txt | 6782 PETÄJÄV220 220.00 | 0.1143 | 445.6444 | 2245 | 1799.3556
results377.txt | 6784 JÄMSÄ 220.00 | 0.1153 | 445.6444 | 2245 | 1799.3556
results377.txt | 6785 TOIVILA 400.00 | 0.1400 | 445.6444 | 2245 | 1799.3556
results377.txt | 6789 VIHTAVUORI 400.00 | 0.1123 | 445.6444 | 2245 | 1799.3556
results377.txt | 6810 TUOVILA 400.00 | 0.3626 | 445.6444 | 2245 | 1799.3556
results377.txt | 6811 KRSITINESTAD400.00 | 0.2788 | 445.6444 | 2245 | 1799.3556
results377.txt | 9303 MUSALA 400.00 | -0.4853 | 445.6444 | 2245 | 1799.3556
results377.txt | 9305 KÄRPPIÖN 400.00 | 0.3045 | 445.6444 | 2245 | 1799.3556
results377.txt | 9306 HONKAJOEN 400.00 | 0.2212 | 445.6444 | 2245 | 1799.3556
results377.txt | 9308 ORIMATTILAN 400.00 | 0.1558 | 445.6444 | 2245 | 1799.3556
results377.txt | 9309 NAANTALINSAL400.00 | 0.1832 | 445.6444 | 2245 | 1799.3556
results378.txt | PTI INTERACTIVE POWER SYSTEM SIMULATOR--PSS(R)E MON, MAY 29 2023 | 16:32 | -439.5535 | 2245 | 1805.4465
results378.txt | SENSITIVITY FACTORS ARE CALCULATED WITH AC | NETWORK | -439.5535 | 2245 | 1805.4465
results378.txt | SUBSYSTEM 'RESERV' IS USED FOR OPPOSING SYSTEM FOR MW POWER | DISPATCH | -439.5535 | 2245 | 1805.4465
results378.txt | SENSITIVITY FACTORS OF BRANCH FLOW (MVA) ON 6569 KORIA 400.00 TO 6572 KYMI 400.00 1 MORE THAN | 0.10000 | -439.5535 | 2245 | 1805.4465
results378.txt | <--------- BUS NAME --------> | MW-SENS | -439.5535 | 2245 | 1805.4465
results378.txt | 6572 KYMI 400.00 | 0.6883 | -439.5535 | 2245 | 1805.4465
results378.txt | 6552 TAMMISTO 400.00 | 0.1174 | -439.5535 | 2245 | 1805.4465
results378.txt | 6553 NURMIJÄRVI 400.00 | 0.1092 | -439.5535 | 2245 | 1805.4465
results378.txt | 6554 LÄNSISALMI 400.00 | 0.1370 | -439.5535 | 2245 | 1805.4465
results378.txt | 6556 ESPOO 400.00 | 0.1026 | -439.5535 | 2245 | 1805.4465
results378.txt | 6567 ANTTILA 400.00 | 0.1693 | -439.5535 | 2245 | 1805.4465
results378.txt | 6569 KORIA 400.00 | -0.1616 | -439.5535 | 2245 | 1805.4465
results378.txt | 6573 YLLIKKÄLÄ 400.00 | -0.1110 | -439.5535 | 2245 | 1805.4465
results379.txt | PTI INTERACTIVE POWER SYSTEM SIMULATOR--PSS(R)E MON, MAY 29 2023 | 16:32 | 439.3496 | 2245 | 1805.6505
results379.txt | SENSITIVITY FACTORS ARE CALCULATED WITH AC | NETWORK | 439.3496 | 2245 | 1805.6505
results379.txt | SUBSYSTEM 'RESERV' IS USED FOR OPPOSING SYSTEM FOR MW POWER | DISPATCH | 439.3496 | 2245 | 1805.6505
results379.txt | SENSITIVITY FACTORS OF BRANCH FLOW (MVA) ON 6545 HUITTINEN 400.00 TO 6547 FORSSA 400.00 5 MORE THAN | 0.10000 | 439.3496 | 2245 | 1805.6505
results379.txt | <--------- BUS NAME --------> | MW-SENS | 439.3496 | 2245 | 1805.6505
results379.txt | 6545 HUITTINEN 400.00 | 0.1436 | 439.3496 | 2245 | 1805.6505
results379.txt | 6572 KYMI 400.00 | -0.1003 | 439.3496 | 2245 | 1805.6505
results379.txt | 6546 SALO 400.00 | -0.1070 | 439.3496 | 2245 | 1805.6505
results379.txt | 6547 FORSSA 400.00 | -0.2271 | 439.3496 | 2245 | 1805.6505
results379.txt | 6550 KOPULA 400.00 | -0.1200 | 439.3496 | 2245 | 1805.6505
results379.txt | 6551 HIKIÄ 400.00 | -0.1017 | 439.3496 | 2245 | 1805.6505
results379.txt | 6552 TAMMISTO 400.00 | -0.1375 | 439.3496 | 2245 | 1805.6505
results379.txt | 6553 NURMIJÄRVI 400.00 | -0.1087 | 439.3496 | 2245 | 1805.6505
results379.txt | 6554 LÄNSISALMI 400.00 | -0.1289 | 439.3496 | 2245 | 1805.6505
results379.txt | 6555 INKOO 400.00 | -0.1192 | 439.3496 | 2245 | 1805.6505
results379.txt | 6556 ESPOO 400.00 | -0.1286 | 439.3496 | 2245 | 1805.6505
results379.txt | 6567 ANTTILA 400.00 | -0.1154 | 439.3496 | 2245 | 1805.6505
results379.txt | 6570 LOVIISA 400.00 | -0.1065 | 439.3496 | 2245 | 1805.6505
results379.txt | 6621 LIETO 400.00 | -0.1009 | 439.3496 | 2245 | 1805.6505
results379.txt | 9309 NAANTALINSAL400.00 | -0.1008 | 439.3496 | 2245 | 1805.6505
results380.txt | PTI INTERACTIVE POWER SYSTEM SIMULATOR--PSS(R)E MON, MAY 29 2023 | 16:32 | 439.0989 | 2245 | 1805.9011
results380.txt | SENSITIVITY FACTORS ARE CALCULATED WITH AC | NETWORK | 439.0989 | 2245 | 1805.9011
results380.txt | SUBSYSTEM 'RESERV' IS USED FOR OPPOSING SYSTEM FOR MW POWER | DISPATCH | 439.0989 | 2245 | 1805.9011
results380.txt | SENSITIVITY FACTORS OF BRANCH FLOW (MVA) ON 6548 KANGASALA 400.00 TO 6780 ALAJÄRVI 400.00 4 MORE THAN | 0.10000 | 439.0989 | 2245 | 1805.9011
results380.txt | <--------- BUS NAME --------> | MW-SENS | 439.0989 | 2245 | 1805.9011
results380.txt | 6545 HUITTINEN 400.00 | 0.1703 | 439.0989 | 2245 | 1805.9011
results380.txt | 6572 KYMI 400.00 | 0.1488 | 439.0989 | 2245 | 1805.9011
results380.txt | 6546 SALO 400.00 | 0.1652 | 439.0989 | 2245 | 1805.9011
results380.txt | 6547 FORSSA 400.00 | 0.1695 | 439.0989 | 2245 | 1805.9011
results380.txt | 6548 KANGASALA 400.00 | 0.2425 | 439.0989 | 2245 | 1805.9011
results380.txt | 6549 LAVIANVOURI 400.00 | 0.2229 | 439.0989 | 2245 | 1805.9011
results380.txt | 6550 KOPULA 400.00 | 0.1711 | 439.0989 | 2245 | 1805.9011
results380.txt | 6551 HIKIÄ 400.00 | 0.1758 | 439.0989 | 2245 | 1805.9011
results380.txt | 6552 TAMMISTO 400.00 | 0.1655 | 439.0989 | 2245 | 1805.9011
results380.txt | 6553 NURMIJÄRVI 400.00 | 0.1688 | 439.0989 | 2245 | 1805.9011
results380.txt | 6554 LÄNSISALMI 400.00 | 0.1638 | 439.0989 | 2245 | 1805.9011
results380.txt | 6555 INKOO 400.00 | 0.1666 | 439.0989 | 2245 | 1805.9011
results380.txt | 6556 ESPOO 400.00 | 0.1672 | 439.0989 | 2245 | 1805.9011
results380.txt | 6567 ANTTILA 400.00 | 0.1614 | 439.0989 | 2245 | 1805.9011
results380.txt | 6569 KORIA 400.00 | 0.1450 | 439.0989 | 2245 | 1805.9011
results380.txt | 6570 LOVIISA 400.00 | 0.1532 | 439.0989 | 2245 | 1805.9011
results380.txt | 6573 YLLIKKÄLÄ 400.00 | 0.1031 | 439.0989 | 2245 | 1805.9011
results380.txt | 6615 TAHKOLUOTO 400.00 | 0.1464 | 439.0989 | 2245 | 1805.9011
results380.txt | 6617 OLKILUOTO 400.00 | 0.1556 | 439.0989 | 2245 | 1805.9011
results380.txt | 6618 RAUMA 400.00 | 0.1558 | 439.0989 | 2245 | 1805.9011
results380.txt | 6619 ULVILA 400.00 | 0.1476 | 439.0989 | 2245 | 1805.9011
results380.txt | 6621 LIETO 400.00 | 0.1642 | 439.0989 | 2245 | 1805.9011
results380.txt | 6780 ALAJÄRVI 400.00 | -0.1157 | 439.0989 | 2245 | 1805.9011
results380.txt | 6783 PETÄJÄV400 400.00 | 0.1002 | 439.0989 | 2245 | 1805.9011
results380.txt | 6782 PETÄJÄV220 220.00 | 0.1002 | 439.0989 | 2245 | 1805.9011
results380.txt | 6784 JÄMSÄ 220.00 | 0.1011 | 439.0989 | 2245 | 1805.9011
results380.txt | 6785 TOIVILA 400.00 | 0.1589 | 439.0989 | 2245 | 1805.9011
results380.txt | 9306 HONKAJOEN 400.00 | 0.1199 | 439.0989 | 2245 | 1805.9011
results380.txt | 9308 ORIMATTILAN 400.00 | 0.1600 | 439.0989 | 2245 | 1805.9011
results380.txt | 9309 NAANTALINSAL400.00 | 0.1642 | 439.0989 | 2245 | 1805.9011
results381.txt | PTI INTERACTIVE POWER SYSTEM SIMULATOR--PSS(R)E MON, MAY 29 2023 | 16:32 | -436.4544 | 2245 | 1808.5456
results381.txt | SENSITIVITY FACTORS ARE CALCULATED WITH AC | NETWORK | -436.4544 | 2245 | 1808.5456
results381.txt | SUBSYSTEM 'RESERV' IS USED FOR OPPOSING SYSTEM FOR MW POWER | DISPATCH | -436.4544 | 2245 | 1808.5456
results381.txt | SENSITIVITY FACTORS OF BRANCH FLOW (MVA) ON 6809 STORNORRFORS400.00 TO 9409 TROLLTJÄRN 400.00 4 MORE THAN | 0.10000 | -436.4544 | 2245 | 1808.5456
results381.txt | <--------- BUS NAME --------> | MW-SENS | -436.4544 | 2245 | 1808.5456
results381.txt | 6571 VISULAHTI 400.00 | -0.1966 | -436.4544 | 2245 | 1808.5456
results381.txt | 6545 HUITTINEN 400.00 | -0.1940 | -436.4544 | 2245 | 1808.5456
results381.txt | 6572 KYMI 400.00 | -0.1954 | -436.4544 | 2245 | 1808.5456
results381.txt | 6546 SALO 400.00 | -0.1943 | -436.4544 | 2245 | 1808.5456
results381.txt | 6547 FORSSA 400.00 | -0.1943 | -436.4544 | 2245 | 1808.5456
results381.txt | 6548 KANGASALA 400.00 | -0.1950 | -436.4544 | 2245 | 1808.5456
results381.txt | 6549 LAVIANVOURI 400.00 | -0.1951 | -436.4544 | 2245 | 1808.5456
results381.txt | 6550 KOPULA 400.00 | -0.1952 | -436.4544 | 2245 | 1808.5456
results381.txt | 6551 HIKIÄ 400.00 | -0.1951 | -436.4544 | 2245 | 1808.5456
results381.txt | 6552 TAMMISTO 400.00 | -0.1947 | -436.4544 | 2245 | 1808.5456
results381.txt | 6553 NURMIJÄRVI 400.00 | -0.1951 | -436.4544 | 2245 | 1808.5456
results381.txt | 6554 LÄNSISALMI 400.00 | -0.1948 | -436.4544 | 2245 | 1808.5456
results381.txt | 6555 INKOO 400.00 | -0.1947 | -436.4544 | 2245 | 1808.5456
results381.txt | 6556 ESPOO 400.00 | -0.1948 | -436.4544 | 2245 | 1808.5456
results381.txt | 6567 ANTTILA 400.00 | -0.1950 | -436.4544 | 2245 | 1808.5456
results381.txt | 6569 KORIA 400.00 | -0.1955 | -436.4544 | 2245 | 1808.5456
results381.txt | 6570 LOVIISA 400.00 | -0.1945 | -436.4544 | 2245 | 1808.5456
results381.txt | 6573 YLLIKKÄLÄ 400.00 | -0.1963 | -436.4544 | 2245 | 1808.5456
results381.txt | 6615 TAHKOLUOTO 400.00 | -0.1934 | -436.4544 | 2245 | 1808.5456
results381.txt | 6617 OLKILUOTO 400.00 | -0.1931 | -436.4544 | 2245 | 1808.5456
results381.txt | 6618 RAUMA 400.00 | -0.1931 | -436.4544 | 2245 | 1808.5456
results381.txt | 6619 ULVILA 400.00 | -0.1938 | -436.4544 | 2245 | 1808.5456
results381.txt | 6621 LIETO 400.00 | -0.1940 | -436.4544 | 2245 | 1808.5456
results381.txt | 6778 HIRVISUO 400.00 | -0.1956 | -436.4544 | 2245 | 1808.5456
results381.txt | 6779 UUSNIVALA 400.00 | -0.1971 | -436.4544 | 2245 | 1808.5456
results381.txt | 6780 ALAJÄRVI 400.00 | -0.1961 | -436.4544 | 2245 | 1808.5456
results381.txt | 6781 SEINÄJOKI 400.00 | -0.1952 | -436.4544 | 2245 | 1808.5456
results381.txt | 6783 PETÄJÄV400 400.00 | -0.1957 | -436.4544 | 2245 | 1808.5456
results381.txt | 6782 PETÄJÄV220 220.00 | -0.1957 | -436.4544 | 2245 | 1808.5456
results381.txt | 6784 JÄMSÄ 220.00 | -0.1962 | -436.4544 | 2245 | 1808.5456
results381.txt | 6785 TOIVILA 400.00 | -0.1954 | -436.4544 | 2245 | 1808.5456
results381.txt | 6786 HAAPAVESI 220.00 | -0.1947 | -436.4544 | 2245 | 1808.5456
results381.txt | 6787 VUOLIJOKI 400.00 | -0.1966 | -436.4544 | 2245 | 1808.5456
results381.txt | 6788 ALAPITKÄ 400.00 | -0.1968 | -436.4544 | 2245 | 1808.5456
results381.txt | 6789 VIHTAVUORI 400.00 | -0.1963 | -436.4544 | 2245 | 1808.5456
results381.txt | 6790 HUUTOKOSKI 400.00 | -0.1968 | -436.4544 | 2245 | 1808.5456
results381.txt | 6803 MOLIDEN 400.00 | 0.2180 | -436.4544 | 2245 | 1808.5456
results381.txt | 6809 STORNORRFORS400.00 | 0.2918 | -436.4544 | 2245 | 1808.5456
results381.txt | 6810 TUOVILA 400.00 | -0.1948 | -436.4544 | 2245 | 1808.5456
results381.txt | 6811 KRSITINESTAD400.00 | -0.1942 | -436.4544 | 2245 | 1808.5456
results381.txt | 6903 SEITENOIKEA 220.00 | -0.1932 | -436.4544 | 2245 | 1808.5456
results381.txt | 6907 DJUPTJÄRN 400.00 | -0.2348 | -436.4544 | 2245 | 1808.5456
results381.txt | 6908 KEMINMAA 220.00 | -0.1971 | -436.4544 | 2245 | 1808.5456
results381.txt | 6909 ISOHAARA 400.00 | -0.2102 | -436.4544 | 2245 | 1808.5456
results381.txt | 6910 SUBSTATION 400.00 | -0.2102 | -436.4544 | 2245 | 1808.5456
results381.txt | 6911 JYLKKÄ 400.00 | -0.1962 | -436.4544 | 2245 | 1808.5456
results381.txt | 6912 VALAJASKO 220.00 | -0.1977 | -436.4544 | 2245 | 1808.5456
results381.txt | 6913 VANTTAUSKOSK220.00 | -0.1974 | -436.4544 | 2245 | 1808.5456
results381.txt | 6915 PIRITTIK400 400.00 | -0.1975 | -436.4544 | 2245 | 1808.5456
results381.txt | 6914 PIRITTK220 220.00 | -0.1975 | -436.4544 | 2245 | 1808.5456
results381.txt | 6916 SEITAKORVA 220.00 | -0.1973 | -436.4544 | 2245 | 1808.5456
results381.txt | 6917 ISOKANGAS 400.00 | -0.1964 | -436.4544 | 2245 | 1808.5456
results381.txt | 6918 PIKKARALA 400.00 | -0.1971 | -436.4544 | 2245 | 1808.5456
results381.txt | 6920 PYHÄNSEL400 400.00 | -0.1961 | -436.4544 | 2245 | 1808.5456
results381.txt | 6919 PYHÄNSEL220 220.00 | -0.1961 | -436.4544 | 2245 | 1808.5456
results381.txt | 6921 PYHÄKOSI 220.00 | -0.1951 | -436.4544 | 2245 | 1808.5456
results381.txt | 6922 UTANEN 220.00 | -0.1946 | -436.4544 | 2245 | 1808.5456
results381.txt | 6923 NUOJA 220.00 | -0.1940 | -436.4544 | 2245 | 1808.5456
results381.txt | 6930 LETSI 400.00 | -0.1593 | -436.4544 | 2245 | 1808.5456
results381.txt | 6931 SVARTBYN 400.00 | -0.2512 | -436.4544 | 2245 | 1808.5456
results381.txt | 6933 RÅBÄCKEN 400.00 | -0.3781 | -436.4544 | 2245 | 1808.5456
results381.txt | 6990 ISONIEMI 220.00 | -0.2010 | -436.4544 | 2245 | 1808.5456
results381.txt | 6992 IVALO 220.00 | -0.2052 | -436.4544 | 2245 | 1808.5456
results381.txt | 6993 KUOLAJÄRVI 220.00 | -0.2015 | -436.4544 | 2245 | 1808.5456
results381.txt | 6994 VAJUKOSKI 220.00 | -0.2017 | -436.4544 | 2245 | 1808.5456
results381.txt | 6995 KOKKOSNIVA 220.00 | -0.2008 | -436.4544 | 2245 | 1808.5456
results381.txt | 7000 VITAS 400.00 | -0.1034 | -436.4544 | 2245 | 1808.5456
results381.txt | 7001 SEITEVARE 400.00 | -0.1417 | -436.4544 | 2245 | 1808.5456
results381.txt | 7002 PORJUS 400.00 | -0.1250 | -436.4544 | 2245 | 1808.5456
results381.txt | 7003 HARSPÅNGET 400.00 | -0.1361 | -436.4544 | 2245 | 1808.5456
results381.txt | 7004 LIGGA 400.00 | -0.1417 | -436.4544 | 2245 | 1808.5456
results381.txt | 7005 MESSAURE 400.00 | -0.1584 | -436.4544 | 2245 | 1808.5456
results381.txt | 7010 VARANGERBOT 220.00 | -0.2083 | -436.4544 | 2245 | 1808.5456
results381.txt | 7018 UTSJOKI 220.00 | -0.2077 | -436.4544 | 2245 | 1808.5456
results381.txt | 7054 OSSAUSKOSKI 220.00 | -0.1972 | -436.4544 | 2245 | 1808.5456
results381.txt | 7056 PETÄJÄSKO 400.00 | -0.1976 | -436.4544 | 2245 | 1808.5456
results381.txt | 7055 PETÄJÄSKO 220.00 | -0.1975 | -436.4544 | 2245 | 1808.5456
results381.txt | 8579 JOINT 220.00 | -0.1946 | -436.4544 | 2245 | 1808.5456
results381.txt | 7140 JOINT 220.00 | -0.2077 | -436.4544 | 2245 | 1808.5456
results381.txt | 8256 JOINT 400.00 | -0.1417 | -436.4544 | 2245 | 1808.5456
results381.txt | 9408 HÄLLBERGET 400.00 | -0.1727 | -436.4544 | 2245 | 1808.5456
results381.txt | 9409 TROLLTJÄRN 400.00 | -0.4757 | -436.4544 | 2245 | 1808.5456
results381.txt | 9301 KEMIJÄRVI 220.00 | -0.1982 | -436.4544 | 2245 | 1808.5456
results381.txt | 9302 KEMINMAA 400.00 | -0.1797 | -436.4544 | 2245 | 1808.5456
results381.txt | 9304 LUMIJÄRVI 400.00 | -0.1962 | -436.4544 | 2245 | 1808.5456
results381.txt | 9303 MUSALA 400.00 | -0.1951 | -436.4544 | 2245 | 1808.5456
results381.txt | 9305 KÄRPPIÖN 400.00 | -0.1943 | -436.4544 | 2245 | 1808.5456
results381.txt | 9306 HONKAJOEN 400.00 | -0.1940 | -436.4544 | 2245 | 1808.5456
results381.txt | 9307 KONTIOLAHTI 400.00 | -0.1965 | -436.4544 | 2245 | 1808.5456
results381.txt | 9308 ORIMATTILAN 400.00 | -0.1951 | -436.4544 | 2245 | 1808.5456
results381.txt | 9309 NAANTALINSAL400.00 | -0.1940 | -436.4544 | 2245 | 1808.5456
results382.txt | PTI INTERACTIVE POWER SYSTEM SIMULATOR--PSS(R)E MON, MAY 29 2023 | 16:32 | 434.683 | 2245 | 1811.1572
results382.txt | SENSITIVITY FACTORS ARE CALCULATED WITH AC | NETWORK | 434.683 | 2245 | 1811.1572
results382.txt | SUBSYSTEM 'RESERV' IS USED FOR OPPOSING SYSTEM FOR MW POWER | DISPATCH | 434.683 | 2245 | 1811.1572
results382.txt | SENSITIVITY FACTORS OF BRANCH FLOW (MVA) ON 6936 NEDRERÖS400 400.00 TO 6944 RANA 400.00 4 MORE THAN | 0.10000 | 434.683 | 2245 | 1811.1572
results382.txt | <--------- BUS NAME --------> | MW-SENS | 434.683 | 2245 | 1811.1572
results382.txt | 6812 OGNDAL 400.00 | 0.1108 | 434.683 | 2245 | 1811.1572
results382.txt | 6814 VERDAL400 400.00 | 0.1034 | 434.683 | 2245 | 1811.1572
results382.txt | 6813 VERDAL300 400.00 | 0.1034 | 434.683 | 2245 | 1811.1572
results382.txt | 6863 HOFSTAD 400.00 | 0.1089 | 434.683 | 2245 | 1811.1572
results382.txt | 6936 NEDRERÖS400 400.00 | 0.1868 | 434.683 | 2245 | 1811.1572
results382.txt | 6935 NEDRERÖS300 400.00 | 0.1866 | 434.683 | 2245 | 1811.1572
results382.txt | 6934 NEDRERÖS220 220.00 | 0.1523 | 434.683 | 2245 | 1811.1572
results382.txt | 6937 MARKA 400.00 | 0.1763 | 434.683 | 2245 | 1811.1572
results382.txt | 6938 NAMSOS 400.00 | 0.1284 | 434.683 | 2245 | 1811.1572
results382.txt | 6939 KOLSVIK 400.00 | 0.1568 | 434.683 | 2245 | 1811.1572
results382.txt | 6940 NAMSKOGEN 400.00 | 0.1571 | 434.683 | 2245 | 1811.1572
results382.txt | 6942 TUNNSJO400 400.00 | 0.1476 | 434.683 | 2245 | 1811.1572
results382.txt | 6941 TUNNSJO300 400.00 | 0.1476 | 434.683 | 2245 | 1811.1572
results382.txt | 6944 RANA 400.00 | -0.2901 | 434.683 | 2245 | 1811.1572
results382.txt | 6945 GEJMÅN 220.00 | 0.1055 | 434.683 | 2245 | 1811.1572
results382.txt | 6996 OFOTEN 400.00 | -0.1986 | 434.683 | 2245 | 1811.1572
results382.txt | 6997 NARVIK 400.00 | -0.1995 | 434.683 | 2245 | 1811.1572
results382.txt | 7000 VITAS 400.00 | -0.1356 | 434.683 | 2245 | 1811.1572
results382.txt | 7006 SVARTISEN 400.00 | -0.2735 | 434.683 | 2245 | 1811.1572
results382.txt | 7007 KOBBELV 400.00 | -0.2261 | 434.683 | 2245 | 1811.1572
results382.txt | 7008 SALTEN 400.00 | -0.2373 | 434.683 | 2245 | 1811.1572
results382.txt | 7017 HAMMERFEST 400.00 | -0.2055 | 434.683 | 2245 | 1811.1572
results382.txt | 7019 BALSFJORD 400.00 | -0.2015 | 434.683 | 2245 | 1811.1572
results382.txt | 7020 BARDUFOSS 400.00 | -0.2011 | 434.683 | 2245 | 1811.1572
results382.txt | 7062 RITSEM 400.00 | -0.1504 | 434.683 | 2245 | 1811.1572
results382.txt | 7799 JOINT 220.00 | 0.1056 | 434.683 | 2245 | 1811.1572
results382.txt | 9001 SEIDAFJELL 400.00 | -0.2050 | 434.683 | 2245 | 1811.1572
results382.txt | 9002 LEBSESBY 400.00 | -0.2052 | 434.683 | 2245 | 1811.1572
results382.txt | 9003 HAMMERF 400.00 | -0.2055 | 434.683 | 2245 | 1811.1572
results382.txt | 9004 ALTA 400.00 | -0.2041 | 434.683 | 2245 | 1811.1572
results382.txt | 9005 BERGHEIM 400.00 | -0.2028 | 434.683 | 2245 | 1811.1572
results382.txt | 9006 TROFORS 400.00 | 0.1700 | 434.683 | 2245 | 1811.1572
results383.txt | PTI INTERACTIVE POWER SYSTEM SIMULATOR--PSS(R)E MON, MAY 29 2023 | 16:32 | -432.6152 | 2245 | 1812.3848
results383.txt | SENSITIVITY FACTORS ARE CALCULATED WITH AC | NETWORK | -432.6152 | 2245 | 1812.3848
results383.txt | SUBSYSTEM 'RESERV' IS USED FOR OPPOSING SYSTEM FOR MW POWER | DISPATCH | -432.6152 | 2245 | 1812.3848
results383.txt | SENSITIVITY FACTORS OF BRANCH FLOW (MVA) ON 6626 MINNE 400.00 TO 6721 VANG 400.00 1 MORE THAN | 0.10000 | -432.6152 | 2245 | 1812.3848
results383.txt | <--------- BUS NAME --------> | MW-SENS | -432.6152 | 2245 | 1812.3848
results383.txt | 6626 MINNE 400.00 | -0.2332 | -432.6152 | 2245 | 1812.3848
results383.txt | 6712 OVREVINSTRA 400.00 | 0.2035 | -432.6152 | 2245 | 1812.3848
results383.txt | 6713 NEDREVINSTRA400.00 | 0.2501 | -432.6152 | 2245 | 1812.3848
results383.txt | 6717 NEDREVINSTRA400.00 | 0.2500 | -432.6152 | 2245 | 1812.3848
results383.txt | 6718 FÅBERG 400.00 | 0.2519 | -432.6152 | 2245 | 1812.3848
results383.txt | 6720 VARDAL 400.00 | 0.1623 | -432.6152 | 2245 | 1812.3848
results383.txt | 6721 VANG 400.00 | 0.4432 | -432.6152 | 2245 | 1812.3848
results383.txt | 6874 VÅGÅMO 400.00 | 0.1689 | -432.6152 | 2245 | 1812.3848
results383.txt | 6875 RENDALEN 301.00 | 0.1717 | -432.6152 | 2245 | 1812.3848
results383.txt | 9016 FÅBER300 301.00 | 0.1740 | -432.6152 | 2245 | 1812.3848
results384.txt | PTI INTERACTIVE POWER SYSTEM SIMULATOR--PSS(R)E MON, MAY 29 2023 | 16:32 | 430.5383 | 2245 | 1814.4617
results384.txt | SENSITIVITY FACTORS ARE CALCULATED WITH AC | NETWORK | 430.5383 | 2245 | 1814.4617
results384.txt | SUBSYSTEM 'RESERV' IS USED FOR OPPOSING SYSTEM FOR MW POWER | DISPATCH | 430.5383 | 2245 | 1814.4617
results384.txt | SENSITIVITY FACTORS OF BRANCH FLOW (MVA) ON 6930 LETSI 400.00 TO 9302 KEMINMAA 400.00 9 MORE THAN | 0.10000 | 430.5383 | 2245 | 1814.4617
results384.txt | <--------- BUS NAME --------> | MW-SENS | 430.5383 | 2245 | 1814.4617
results384.txt | 6571 VISULAHTI 400.00 | -0.3026 | 430.5383 | 2245 | 1814.4617
results384.txt | 6545 HUITTINEN 400.00 | -0.2864 | 430.5383 | 2245 | 1814.4617
results384.txt | 6572 KYMI 400.00 | -0.2946 | 430.5383 | 2245 | 1814.4617
results384.txt | 6546 SALO 400.00 | -0.2881 | 430.5383 | 2245 | 1814.4617
results384.txt | 6547 FORSSA 400.00 | -0.2882 | 430.5383 | 2245 | 1814.4617
results384.txt | 6548 KANGASALA 400.00 | -0.2916 | 430.5383 | 2245 | 1814.4617
results384.txt | 6549 LAVIANVOURI 400.00 | -0.2923 | 430.5383 | 2245 | 1814.4617
results384.txt | 6550 KOPULA 400.00 | -0.2934 | 430.5383 | 2245 | 1814.4617
results384.txt | 6551 HIKIÄ 400.00 | -0.2928 | 430.5383 | 2245 | 1814.4617
results384.txt | 6552 TAMMISTO 400.00 | -0.2906 | 430.5383 | 2245 | 1814.4617
results384.txt | 6553 NURMIJÄRVI 400.00 | -0.2928 | 430.5383 | 2245 | 1814.4617
results384.txt | 6554 LÄNSISALMI 400.00 | -0.2909 | 430.5383 | 2245 | 1814.4617
results384.txt | 6555 INKOO 400.00 | -0.2903 | 430.5383 | 2245 | 1814.4617
results384.txt | 6556 ESPOO 400.00 | -0.2911 | 430.5383 | 2245 | 1814.4617
results384.txt | 6567 ANTTILA 400.00 | -0.2923 | 430.5383 | 2245 | 1814.4617
results384.txt | 6569 KORIA 400.00 | -0.2951 | 430.5383 | 2245 | 1814.4617
results384.txt | 6570 LOVIISA 400.00 | -0.2897 | 430.5383 | 2245 | 1814.4617
results384.txt | 6573 YLLIKKÄLÄ 400.00 | -0.3005 | 430.5383 | 2245 | 1814.4617
results384.txt | 6615 TAHKOLUOTO 400.00 | -0.2824 | 430.5383 | 2245 | 1814.4617
results384.txt | 6617 OLKILUOTO 400.00 | -0.2813 | 430.5383 | 2245 | 1814.4617
results384.txt | 6618 RAUMA 400.00 | -0.2809 | 430.5383 | 2245 | 1814.4617
results384.txt | 6619 ULVILA 400.00 | -0.2846 | 430.5383 | 2245 | 1814.4617
results384.txt | 6621 LIETO 400.00 | -0.2864 | 430.5383 | 2245 | 1814.4617
results384.txt | 6778 HIRVISUO 400.00 | -0.2935 | 430.5383 | 2245 | 1814.4617
results384.txt | 6779 UUSNIVALA 400.00 | -0.2962 | 430.5383 | 2245 | 1814.4617
results384.txt | 6780 ALAJÄRVI 400.00 | -0.2963 | 430.5383 | 2245 | 1814.4617
results384.txt | 6781 SEINÄJOKI 400.00 | -0.2916 | 430.5383 | 2245 | 1814.4617
results384.txt | 6783 PETÄJÄV400 400.00 | -0.2974 | 430.5383 | 2245 | 1814.4617
results384.txt | 6782 PETÄJÄV220 220.00 | -0.2974 | 430.5383 | 2245 | 1814.4617
results384.txt | 6784 JÄMSÄ 220.00 | -0.2999 | 430.5383 | 2245 | 1814.4617
results384.txt | 6785 TOIVILA 400.00 | -0.2947 | 430.5383 | 2245 | 1814.4617
results384.txt | 6786 HAAPAVESI 220.00 | -0.2956 | 430.5383 | 2245 | 1814.4617
results384.txt | 6787 VUOLIJOKI 400.00 | -0.3053 | 430.5383 | 2245 | 1814.4617
results384.txt | 6788 ALAPITKÄ 400.00 | -0.3049 | 430.5383 | 2245 | 1814.4617
results384.txt | 6789 VIHTAVUORI 400.00 | -0.3000 | 430.5383 | 2245 | 1814.4617
results384.txt | 6790 HUUTOKOSKI 400.00 | -0.3041 | 430.5383 | 2245 | 1814.4617
results384.txt | 6810 TUOVILA 400.00 | -0.2893 | 430.5383 | 2245 | 1814.4617
results384.txt | 6811 KRSITINESTAD400.00 | -0.2864 | 430.5383 | 2245 | 1814.4617
results384.txt | 6903 SEITENOIKEA 220.00 | -0.2868 | 430.5383 | 2245 | 1814.4617
results384.txt | 6907 DJUPTJÄRN 400.00 | -0.1066 | 430.5383 | 2245 | 1814.4617
results384.txt | 6908 KEMINMAA 220.00 | -0.1970 | 430.5383 | 2245 | 1814.4617
results384.txt | 6909 ISOHAARA 400.00 | -0.1850 | 430.5383 | 2245 | 1814.4617
results384.txt | 6910 SUBSTATION 400.00 | -0.1850 | 430.5383 | 2245 | 1814.4617
results384.txt | 6911 JYLKKÄ 400.00 | -0.2962 | 430.5383 | 2245 | 1814.4617
results384.txt | 6912 VALAJASKO 220.00 | -0.1999 | 430.5383 | 2245 | 1814.4617
results384.txt | 6913 VANTTAUSKOSK220.00 | -0.2226 | 430.5383 | 2245 | 1814.4617
results384.txt | 6915 PIRITTIK400 400.00 | -0.2261 | 430.5383 | 2245 | 1814.4617
results384.txt | 6914 PIRITTK220 220.00 | -0.2231 | 430.5383 | 2245 | 1814.4617
results384.txt | 6916 SEITAKORVA 220.00 | -0.2219 | 430.5383 | 2245 | 1814.4617
results384.txt | 6917 ISOKANGAS 400.00 | -0.2750 | 430.5383 | 2245 | 1814.4617
results384.txt | 6918 PIKKARALA 400.00 | -0.2912 | 430.5383 | 2245 | 1814.4617
results384.txt | 6920 PYHÄNSEL400 400.00 | -0.3038 | 430.5383 | 2245 | 1814.4617
results384.txt | 6919 PYHÄNSEL220 220.00 | -0.3038 | 430.5383 | 2245 | 1814.4617
results384.txt | 6921 PYHÄKOSI 220.00 | -0.2978 | 430.5383 | 2245 | 1814.4617
results384.txt | 6922 UTANEN 220.00 | -0.2948 | 430.5383 | 2245 | 1814.4617
results384.txt | 6923 NUOJA 220.00 | -0.2916 | 430.5383 | 2245 | 1814.4617
results384.txt | 6990 ISONIEMI 220.00 | -0.2213 | 430.5383 | 2245 | 1814.4617
results384.txt | 6992 IVALO 220.00 | -0.2430 | 430.5383 | 2245 | 1814.4617
results384.txt | 6993 KUOLAJÄRVI 220.00 | -0.2265 | 430.5383 | 2245 | 1814.4617
results384.txt | 6994 VAJUKOSKI 220.00 | -0.2293 | 430.5383 | 2245 | 1814.4617
results384.txt | 6995 KOKKOSNIVA 220.00 | -0.2289 | 430.5383 | 2245 | 1814.4617
results384.txt | 7010 VARANGERBOT 220.00 | -0.2554 | 430.5383 | 2245 | 1814.4617
results384.txt | 7018 UTSJOKI 220.00 | -0.2531 | 430.5383 | 2245 | 1814.4617
results384.txt | 7054 OSSAUSKOSKI 220.00 | -0.1974 | 430.5383 | 2245 | 1814.4617
results384.txt | 7056 PETÄJÄSKO 400.00 | -0.1957 | 430.5383 | 2245 | 1814.4617
results384.txt | 7055 PETÄJÄSKO 220.00 | -0.1987 | 430.5383 | 2245 | 1814.4617
results384.txt | 8579 JOINT 220.00 | -0.2949 | 430.5383 | 2245 | 1814.4617
results384.txt | 7140 JOINT 220.00 | -0.2528 | 430.5383 | 2245 | 1814.4617
results384.txt | 9301 KEMIJÄRVI 220.00 | -0.2241 | 430.5383 | 2245 | 1814.4617
results384.txt | 9302 KEMINMAA 400.00 | -0.5717 | 430.5383 | 2245 | 1814.4617
results384.txt | 9304 LUMIJÄRVI 400.00 | -0.2974 | 430.5383 | 2245 | 1814.4617
results384.txt | 9303 MUSALA 400.00 | -0.2909 | 430.5383 | 2245 | 1814.4617
results384.txt | 9305 KÄRPPIÖN 400.00 | -0.2870 | 430.5383 | 2245 | 1814.4617
results384.txt | 9306 HONKAJOEN 400.00 | -0.2859 | 430.5383 | 2245 | 1814.4617
results384.txt | 9307 KONTIOLAHTI 400.00 | -0.3028 | 430.5383 | 2245 | 1814.4617
results384.txt | 9308 ORIMATTILAN 400.00 | -0.2931 | 430.5383 | 2245 | 1814.4617
results384.txt | 9309 NAANTALINSAL400.00 | -0.2864 | 430.5383 | 2245 | 1814.4617
results385.txt | PTI INTERACTIVE POWER SYSTEM SIMULATOR--PSS(R)E MON, MAY 29 2023 | 16:32 | -430.5021 | 2245 | 1814.4979
results385.txt | SENSITIVITY FACTORS ARE CALCULATED WITH AC | NETWORK | -430.5021 | 2245 | 1814.4979
results385.txt | SUBSYSTEM 'RESERV' IS USED FOR OPPOSING SYSTEM FOR MW POWER | DISPATCH | -430.5021 | 2245 | 1814.4979
results385.txt | SENSITIVITY FACTORS OF BRANCH FLOW (MVA) ON 6345 GLAN 400.00 TO 6646 HEDENLUNDA 400.00 3 MORE THAN | 0.10000 | -430.5021 | 2245 | 1814.4979
results385.txt | <--------- BUS NAME --------> | MW-SENS | -430.5021 | 2245 | 1814.4979
results385.txt | 5624 HERSLEV 400.00 | -0.1310 | -430.5021 | 2245 | 1814.4979
results385.txt | 5642 HOVEGARD 400.00 | -0.1309 | -430.5021 | 2245 | 1814.4979
results385.txt | 5646 BJAEVERSKOV4400.00 | -0.1308 | -430.5021 | 2245 | 1814.4979
results385.txt | 5645 BJAEVERSKOV2220.00 | -0.1305 | -430.5021 | 2245 | 1814.4979
results385.txt | 5657 ISHOJ400 400.00 | -0.1309 | -430.5021 | 2245 | 1814.4979
results385.txt | 5656 ISHOJ220 220.00 | -0.1311 | -430.5021 | 2245 | 1814.4979
results385.txt | 5660 AVEDOREVERK 400.00 | -0.1309 | -430.5021 | 2245 | 1814.4979
results385.txt | 5662 ORSTEDSVERKE400.00 | -0.1311 | -430.5021 | 2245 | 1814.4979
results385.txt | 5671 SEGE 400.00 | -0.1432 | -430.5021 | 2245 | 1814.4979
results385.txt | 5672 ARRIE 400.00 | -0.1432 | -430.5021 | 2245 | 1814.4979
results385.txt | 5673 KRUSEBERG 400.00 | -0.1432 | -430.5021 | 2245 | 1814.4979
results385.txt | 5676 WIND FARM 220.00 | -0.1283 | -430.5021 | 2245 | 1814.4979
results385.txt | 5845 ASNAESVERK 400.00 | -0.1309 | -430.5021 | 2245 | 1814.4979
results385.txt | 6316 UDDEBO 400.00 | -0.1110 | -430.5021 | 2245 | 1814.4979
results385.txt | 6319 KYNDBYVERKER400.00 | -0.1308 | -430.5021 | 2245 | 1814.4979
results385.txt | 6324 GORLOSEGARD 400.00 | -0.1303 | -430.5021 | 2245 | 1814.4979
results385.txt | 6330 GELNTEGARD2 400.00 | -0.1315 | -430.5021 | 2245 | 1814.4979
results385.txt | 6334 GLENTEGARD 400.00 | -0.1317 | -430.5021 | 2245 | 1814.4979
results385.txt | 6335 SODERASEN 400.00 | -0.1286 | -430.5021 | 2245 | 1814.4979
results385.txt | 6337 BARSEBACK 400.00 | -0.1413 | -430.5021 | 2245 | 1814.4979
results385.txt | 6338 HURVA 400.00 | -0.1481 | -430.5021 | 2245 | 1814.4979
results385.txt | 6341 KOLSTAD 400.00 | -0.1901 | -430.5021 | 2245 | 1814.4979
results385.txt | 6342 TENHULT 400.00 | -0.1362 | -430.5021 | 2245 | 1814.4979
results385.txt | 6343 BARKERYD 400.00 | -0.1450 | -430.5021 | 2245 | 1814.4979
results385.txt | 6345 GLAN 400.00 | -0.2491 | -430.5021 | 2245 | 1814.4979
results385.txt | 6346 KIMSTAD 400.00 | -0.2048 | -430.5021 | 2245 | 1814.4979
results385.txt | 6348 OSKARSHAMN 400.00 | -0.1902 | -430.5021 | 2245 | 1814.4979
results385.txt | 6349 ALVESTA 400.00 | -0.1598 | -430.5021 | 2245 | 1814.4979
results385.txt | 6350 HEMSJO 400.00 | -0.1669 | -430.5021 | 2245 | 1814.4979
results385.txt | 6351 KARLSHAMN 400.00 | -0.1668 | -430.5021 | 2245 | 1814.4979
results385.txt | 6354 NYBRO 400.00 | -0.1765 | -430.5021 | 2245 | 1814.4979
results385.txt | 6600 AKER 400.00 | 0.1528 | -430.5021 | 2245 | 1814.4979
results385.txt | 6606 HALL 400.00 | 0.1041 | -430.5021 | 2245 | 1814.4979
results385.txt | 6608 EKUDDEN400 400.00 | 0.1030 | -430.5021 | 2245 | 1814.4979
results385.txt | 6646 HEDENLUNDA 400.00 | 0.2058 | -430.5021 | 2245 | 1814.4979
results385.txt | 7429 JOINT 220.00 | -0.1284 | -430.5021 | 2245 | 1814.4979
results385.txt | 1052 BREARED 400.00 | -0.1086 | -430.5021 | 2245 | 1814.4979
results385.txt | 1053 HÄRADSBO 400.00 | -0.1135 | -430.5021 | 2245 | 1814.4979
results385.txt | 9401 HAGESKRUV 400.00 | -0.1748 | -430.5021 | 2245 | 1814.4979
results386.txt | PTI INTERACTIVE POWER SYSTEM SIMULATOR--PSS(R)E MON, MAY 29 2023 | 16:32 | -424.9171 | 2245 | 1820.0829
results386.txt | SENSITIVITY FACTORS ARE CALCULATED WITH AC | NETWORK | -424.9171 | 2245 | 1820.0829
results386.txt | SUBSYSTEM 'RESERV' IS USED FOR OPPOSING SYSTEM FOR MW POWER | DISPATCH | -424.9171 | 2245 | 1820.0829
results386.txt | SENSITIVITY FACTORS OF BRANCH FLOW (MVA) ON 6345 GLAN 400.00 TO 6646 HEDENLUNDA 400.00 5 MORE THAN | 0.10000 | -424.9171 | 2245 | 1820.0829
results386.txt | <--------- BUS NAME --------> | MW-SENS | -424.9171 | 2245 | 1820.0829
results386.txt | 5624 HERSLEV 400.00 | -0.1231 | -424.9171 | 2245 | 1820.0829
results386.txt | 5642 HOVEGARD 400.00 | -0.1229 | -424.9171 | 2245 | 1820.0829
results386.txt | 5646 BJAEVERSKOV4400.00 | -0.1229 | -424.9171 | 2245 | 1820.0829
results386.txt | 5645 BJAEVERSKOV2220.00 | -0.1226 | -424.9171 | 2245 | 1820.0829
results386.txt | 5657 ISHOJ400 400.00 | -0.1229 | -424.9171 | 2245 | 1820.0829
results386.txt | 5656 ISHOJ220 220.00 | -0.1232 | -424.9171 | 2245 | 1820.0829
results386.txt | 5660 AVEDOREVERK 400.00 | -0.1230 | -424.9171 | 2245 | 1820.0829
results386.txt | 5662 ORSTEDSVERKE400.00 | -0.1232 | -424.9171 | 2245 | 1820.0829
results386.txt | 5671 SEGE 400.00 | -0.1346 | -424.9171 | 2245 | 1820.0829
results386.txt | 5672 ARRIE 400.00 | -0.1345 | -424.9171 | 2245 | 1820.0829
results386.txt | 5673 KRUSEBERG 400.00 | -0.1345 | -424.9171 | 2245 | 1820.0829
results386.txt | 5676 WIND FARM 220.00 | -0.1205 | -424.9171 | 2245 | 1820.0829
results386.txt | 5845 ASNAESVERK 400.00 | -0.1230 | -424.9171 | 2245 | 1820.0829
results386.txt | 6316 UDDEBO 400.00 | -0.1043 | -424.9171 | 2245 | 1820.0829
results386.txt | 6319 KYNDBYVERKER400.00 | -0.1228 | -424.9171 | 2245 | 1820.0829
results386.txt | 6324 GORLOSEGARD 400.00 | -0.1224 | -424.9171 | 2245 | 1820.0829
results386.txt | 6330 GELNTEGARD2 400.00 | -0.1235 | -424.9171 | 2245 | 1820.0829
results386.txt | 6334 GLENTEGARD 400.00 | -0.1237 | -424.9171 | 2245 | 1820.0829
results386.txt | 6335 SODERASEN 400.00 | -0.1208 | -424.9171 | 2245 | 1820.0829
results386.txt | 6337 BARSEBACK 400.00 | -0.1328 | -424.9171 | 2245 | 1820.0829
results386.txt | 6338 HURVA 400.00 | -0.1392 | -424.9171 | 2245 | 1820.0829
results386.txt | 6341 KOLSTAD 400.00 | -0.1786 | -424.9171 | 2245 | 1820.0829
results386.txt | 6342 TENHULT 400.00 | -0.1279 | -424.9171 | 2245 | 1820.0829
results386.txt | 6343 BARKERYD 400.00 | -0.1363 | -424.9171 | 2245 | 1820.0829
results386.txt | 6345 GLAN 400.00 | -0.2340 | -424.9171 | 2245 | 1820.0829
results386.txt | 6346 KIMSTAD 400.00 | -0.1924 | -424.9171 | 2245 | 1820.0829
results386.txt | 6348 OSKARSHAMN 400.00 | -0.1787 | -424.9171 | 2245 | 1820.0829
results386.txt | 6349 ALVESTA 400.00 | -0.1501 | -424.9171 | 2245 | 1820.0829
results386.txt | 6350 HEMSJO 400.00 | -0.1568 | -424.9171 | 2245 | 1820.0829
results386.txt | 6351 KARLSHAMN 400.00 | -0.1567 | -424.9171 | 2245 | 1820.0829
results386.txt | 6354 NYBRO 400.00 | -0.1658 | -424.9171 | 2245 | 1820.0829
results386.txt | 6600 AKER 400.00 | 0.1435 | -424.9171 | 2245 | 1820.0829
results386.txt | 6646 HEDENLUNDA 400.00 | 0.1934 | -424.9171 | 2245 | 1820.0829
results386.txt | 7429 JOINT 220.00 | -0.1207 | -424.9171 | 2245 | 1820.0829
results386.txt | 1052 BREARED 400.00 | -0.1020 | -424.9171 | 2245 | 1820.0829
results386.txt | 1053 HÄRADSBO 400.00 | -0.1066 | -424.9171 | 2245 | 1820.0829
results386.txt | 9401 HAGESKRUV 400.00 | -0.1642 | -424.9171 | 2245 | 1820.0829
results387.txt | PTI INTERACTIVE POWER SYSTEM SIMULATOR--PSS(R)E MON, MAY 29 2023 | 16:32 | -179.1131 | 2000 | 1820.8869
results387.txt | SENSITIVITY FACTORS ARE CALCULATED WITH AC | NETWORK | -179.1131 | 2000 | 1820.8869
results387.txt | SUBSYSTEM 'RESERV' IS USED FOR OPPOSING SYSTEM FOR MW POWER | DISPATCH | -179.1131 | 2000 | 1820.8869
results387.txt | SENSITIVITY FACTORS OF BRANCH FLOW (MVA) ON 7055 PETÄJÄSKO 220.00 TO 7056 PETÄJÄSKO 400.00 1 MORE THAN | 0.10000 | -179.1131 | 2000 | 1820.8869
results387.txt | <--------- BUS NAME --------> | MW-SENS | -179.1131 | 2000 | 1820.8869
results387.txt | 6908 KEMINMAA 220.00 | 0.8863 | -179.1131 | 2000 | 1820.8869
results387.txt | 6912 VALAJASKO 220.00 | 0.8744 | -179.1131 | 2000 | 1820.8869
results387.txt | 6913 VANTTAUSKOSK220.00 | 0.1337 | -179.1131 | 2000 | 1820.8869
results387.txt | 6914 PIRITTK220 220.00 | 0.1340 | -179.1131 | 2000 | 1820.8869
results387.txt | 6916 SEITAKORVA 220.00 | 0.1333 | -179.1131 | 2000 | 1820.8869
results387.txt | 6990 ISONIEMI 220.00 | 0.6379 | -179.1131 | 2000 | 1820.8869
results387.txt | 6992 IVALO 220.00 | 0.5090 | -179.1131 | 2000 | 1820.8869
results387.txt | 6993 KUOLAJÄRVI 220.00 | 0.5441 | -179.1131 | 2000 | 1820.8869
results387.txt | 6994 VAJUKOSKI 220.00 | 0.4810 | -179.1131 | 2000 | 1820.8869
results387.txt | 6995 KOKKOSNIVA 220.00 | 0.3730 | -179.1131 | 2000 | 1820.8869
results387.txt | 7010 VARANGERBOT 220.00 | 0.5345 | -179.1131 | 2000 | 1820.8869
results387.txt | 7018 UTSJOKI 220.00 | 0.5297 | -179.1131 | 2000 | 1820.8869
results387.txt | 7054 OSSAUSKOSKI 220.00 | 0.8880 | -179.1131 | 2000 | 1820.8869
results387.txt | 7055 PETÄJÄSKO 220.00 | 0.8937 | -179.1131 | 2000 | 1820.8869
results387.txt | 7140 JOINT 220.00 | 0.5292 | -179.1131 | 2000 | 1820.8869
results387.txt | 9301 KEMIJÄRVI 220.00 | 0.1855 | -179.1131 | 2000 | 1820.8869
results388.txt | PTI INTERACTIVE POWER SYSTEM SIMULATOR--PSS(R)E MON, MAY 29 2023 | 16:32 | -175.8981 | 2000 | 1824.1018
results388.txt | SENSITIVITY FACTORS ARE CALCULATED WITH AC | NETWORK | -175.8981 | 2000 | 1824.1018
results388.txt | SUBSYSTEM 'RESERV' IS USED FOR OPPOSING SYSTEM FOR MW POWER | DISPATCH | -175.8981 | 2000 | 1824.1018
results388.txt | SENSITIVITY FACTORS OF BRANCH FLOW (MVA) ON 6582 STACKBO220 220.00 TO 6583 STACKBO400 400.00 1 MORE THAN | 0.10000 | -175.8981 | 2000 | 1824.1018
results388.txt | <--------- BUS NAME --------> | MW-SENS | -175.8981 | 2000 | 1824.1018
results388.txt | 6580 SODERALA 220.00 | -0.5648 | -175.8981 | 2000 | 1824.1018
results388.txt | 6582 STACKBO220 220.00 | -0.6335 | -175.8981 | 2000 | 1824.1018
results388.txt | 6584 VALBO 220.00 | -0.5544 | -175.8981 | 2000 | 1824.1018
results388.txt | 6588 UNTRA 220.00 | -0.3193 | -175.8981 | 2000 | 1824.1018
results388.txt | 6592 STARFORS 220.00 | -0.1882 | -175.8981 | 2000 | 1824.1018
results388.txt | 6595 BREDAKER 220.00 | -0.1828 | -175.8981 | 2000 | 1824.1018
results388.txt | 6596 TUNA220 220.00 | -0.1262 | -175.8981 | 2000 | 1824.1018
results388.txt | 6598 BOLANDERNA 220.00 | -0.1344 | -175.8981 | 2000 | 1824.1018
results388.txt | 6599 PLENNINGE 220.00 | -0.1341 | -175.8981 | 2000 | 1824.1018
results388.txt | 6610 GRASKA 220.00 | -0.1275 | -175.8981 | 2000 | 1824.1018
results388.txt | 6611 HALLSTAVIK 220.00 | -0.1275 | -175.8981 | 2000 | 1824.1018
results388.txt | 6613 MALSTA 220.00 | -0.1280 | -175.8981 | 2000 | 1824.1018
results388.txt | 6633 DÖNJE 220.00 | -0.5724 | -175.8981 | 2000 | 1824.1018
results388.txt | 6634 OCKELBO 220.00 | -0.1859 | -175.8981 | 2000 | 1824.1018
results388.txt | 6636 HORNDAL 220.00 | -0.1844 | -175.8981 | 2000 | 1824.1018
results388.txt | 6854 LJUSDAL 220.00 | -0.5826 | -175.8981 | 2000 | 1824.1018
results389.txt | PTI INTERACTIVE POWER SYSTEM SIMULATOR--PSS(R)E MON, MAY 29 2023 | 16:32 | 175.7695 | 2000 | 1824.2305
results389.txt | SENSITIVITY FACTORS ARE CALCULATED WITH AC | NETWORK | 175.7695 | 2000 | 1824.2305
results389.txt | SUBSYSTEM 'RESERV' IS USED FOR OPPOSING SYSTEM FOR MW POWER | DISPATCH | 175.7695 | 2000 | 1824.2305
results389.txt | SENSITIVITY FACTORS OF BRANCH FLOW (MVA) ON 6643 FINNSLATTEN 220.00 TO 9411 MUNGA 400.00 1 MORE THAN | 0.10000 | 175.7695 | 2000 | 1824.2305
results389.txt | <--------- BUS NAME --------> | MW-SENS | 175.7695 | 2000 | 1824.2305
results389.txt | 6638 LINDBACKA220220.00 | -0.3016 | 175.7695 | 2000 | 1824.2305
results389.txt | 6643 FINNSLATTEN 220.00 | -0.7130 | 175.7695 | 2000 | 1824.2305
results389.txt | 6644 HIMMETA 220.00 | -0.5722 | 175.7695 | 2000 | 1824.2305
results389.txt | 6645 AROSVERKET 220.00 | -0.5729 | 175.7695 | 2000 | 1824.2305
results389.txt | 8845 JOINT 220.00 | -0.6052 | 175.7695 | 2000 | 1824.2305
results390.txt | PTI INTERACTIVE POWER SYSTEM SIMULATOR--PSS(R)E MON, MAY 29 2023 | 16:32 | -420.437 | 2245 | 1824.563
results390.txt | SENSITIVITY FACTORS ARE CALCULATED WITH AC | NETWORK | -420.437 | 2245 | 1824.563
results390.txt | SUBSYSTEM 'RESERV' IS USED FOR OPPOSING SYSTEM FOR MW POWER | DISPATCH | -420.437 | 2245 | 1824.563
results390.txt | SENSITIVITY FACTORS OF BRANCH FLOW (MVA) ON 6744 LINDÅS 400.00 TO 9010 HAUGSVAER 400.00 2 MORE THAN | 0.10000 | -420.437 | 2245 | 1824.563
results390.txt | <--------- BUS NAME --------> | MW-SENS | -420.437 | 2245 | 1824.563
results390.txt | 6649 REFSDAL 400.00 | 0.1021 | -420.437 | 2245 | 1824.563
results390.txt | 6651 MODALEN 400.00 | 0.1469 | -420.437 | 2245 | 1824.563
results390.txt | 6743 KOLLSNES 400.00 | -0.3020 | -420.437 | 2245 | 1824.563
results390.txt | 6745 SUBSTATION 400.00 | -0.4771 | -420.437 | 2245 | 1824.563
results390.txt | 6744 LINDÅS 400.00 | -0.4771 | -420.437 | 2245 | 1824.563
results390.txt | 6746 NYGARD 400.00 | -0.1858 | -420.437 | 2245 | 1824.563
results390.txt | 6747 ARNA 400.00 | -0.1024 | -420.437 | 2245 | 1824.563
results390.txt | 6748 BERGEN 400.00 | -0.1236 | -420.437 | 2245 | 1824.563
results390.txt | 9010 HAUGSVAER 400.00 | 0.3382 | -420.437 | 2245 | 1824.563
results390.txt | 9011 STEINSLAND 400.00 | 0.1851 | -420.437 | 2245 | 1824.563
results391.txt | PTI INTERACTIVE POWER SYSTEM SIMULATOR--PSS(R)E MON, MAY 29 2023 | 16:32 | -172.6568 | 2000 | 1827.3432
results391.txt | SENSITIVITY FACTORS ARE CALCULATED WITH AC | NETWORK | -172.6568 | 2000 | 1827.3432
results391.txt | SUBSYSTEM 'RESERV' IS USED FOR OPPOSING SYSTEM FOR MW POWER | DISPATCH | -172.6568 | 2000 | 1827.3432
results391.txt | SENSITIVITY FACTORS OF BRANCH FLOW (MVA) ON 5645 BJAEVERSKOV2220.00 TO 5646 BJAEVERSKOV4400.00 1 MORE THAN | 0.10000 | -172.6568 | 2000 | 1827.3432
results391.txt | <--------- BUS NAME --------> | MW-SENS | -172.6568 | 2000 | 1827.3432
results391.txt | 5645 BJAEVERSKOV2220.00 | 0.6141 | -172.6568 | 2000 | 1827.3432
results391.txt | 5656 ISHOJ220 220.00 | 0.3526 | -172.6568 | 2000 | 1827.3432
results391.txt | 5676 WIND FARM 220.00 | 0.6048 | -172.6568 | 2000 | 1827.3432
results391.txt | 7429 JOINT 220.00 | 0.6056 | -172.6568 | 2000 | 1827.3432
results392.txt | PTI INTERACTIVE POWER SYSTEM SIMULATOR--PSS(R)E MON, MAY 29 2023 | 16:32 | -171.0407 | 2000 | 1828.9593
results392.txt | SENSITIVITY FACTORS ARE CALCULATED WITH AC | NETWORK | -171.0407 | 2000 | 1828.9593
results392.txt | SUBSYSTEM 'RESERV' IS USED FOR OPPOSING SYSTEM FOR MW POWER | DISPATCH | -171.0407 | 2000 | 1828.9593
results392.txt | SENSITIVITY FACTORS OF BRANCH FLOW (MVA) ON 6640 HALLSBERG220220.00 TO 6641 HALLSBERG400400.00 1 MORE THAN | 0.10000 | -171.0407 | 2000 | 1828.9593
results392.txt | <--------- BUS NAME --------> | MW-SENS | -171.0407 | 2000 | 1828.9593
results392.txt | 6340 MOHOLM 220.00 | -1.0481 | -171.0407 | 2000 | 1828.9593
results392.txt | 6640 HALLSBERG220220.00 | -1.0010 | -171.0407 | 2000 | 1828.9593
results393.txt | PTI INTERACTIVE POWER SYSTEM SIMULATOR--PSS(R)E MON, MAY 29 2023 | 16:32 | 408.7838 | 2245 | 1836.2161
results393.txt | SENSITIVITY FACTORS ARE CALCULATED WITH AC | NETWORK | 408.7838 | 2245 | 1836.2161
results393.txt | SUBSYSTEM 'RESERV' IS USED FOR OPPOSING SYSTEM FOR MW POWER | DISPATCH | 408.7838 | 2245 | 1836.2161
results393.txt | SENSITIVITY FACTORS OF BRANCH FLOW (MVA) ON 6815 HÖGÅSEN 400.00 TO 6820 JÄRPSTR400 400.00 1 MORE THAN | 0.10000 | 408.7838 | 2245 | 1836.2161
results393.txt | <--------- BUS NAME --------> | MW-SENS | 408.7838 | 2245 | 1836.2161
results393.txt | 5624 HERSLEV 400.00 | -0.1072 | 408.7838 | 2245 | 1836.2161
results393.txt | 5642 HOVEGARD 400.00 | -0.1071 | 408.7838 | 2245 | 1836.2161
results393.txt | 5646 BJAEVERSKOV4400.00 | -0.1071 | 408.7838 | 2245 | 1836.2161
results393.txt | 5645 BJAEVERSKOV2220.00 | -0.1071 | 408.7838 | 2245 | 1836.2161
results393.txt | 5657 ISHOJ400 400.00 | -0.1071 | 408.7838 | 2245 | 1836.2161
results393.txt | 5656 ISHOJ220 220.00 | -0.1072 | 408.7838 | 2245 | 1836.2161
results393.txt | 5660 AVEDOREVERK 400.00 | -0.1072 | 408.7838 | 2245 | 1836.2161
results393.txt | 5662 ORSTEDSVERKE400.00 | -0.1072 | 408.7838 | 2245 | 1836.2161
results393.txt | 5671 SEGE 400.00 | -0.1098 | 408.7838 | 2245 | 1836.2161
results393.txt | 5672 ARRIE 400.00 | -0.1098 | 408.7838 | 2245 | 1836.2161
results393.txt | 5673 KRUSEBERG 400.00 | -0.1098 | 408.7838 | 2245 | 1836.2161
results393.txt | 5676 WIND FARM 220.00 | -0.1067 | 408.7838 | 2245 | 1836.2161
results393.txt | 5845 ASNAESVERK 400.00 | -0.1071 | 408.7838 | 2245 | 1836.2161
results393.txt | 6314 TIMMERSDALA 400.00 | -0.1124 | 408.7838 | 2245 | 1836.2161
results393.txt | 6315 HORRED 400.00 | -0.1010 | 408.7838 | 2245 | 1836.2161
results393.txt | 6316 UDDEBO 400.00 | -0.1046 | 408.7838 | 2245 | 1836.2161
results393.txt | 6319 KYNDBYVERKER400.00 | -0.1071 | 408.7838 | 2245 | 1836.2161
results393.txt | 6324 GORLOSEGARD 400.00 | -0.1070 | 408.7838 | 2245 | 1836.2161
results393.txt | 6330 GELNTEGARD2 400.00 | -0.1073 | 408.7838 | 2245 | 1836.2161
results393.txt | 6334 GLENTEGARD 400.00 | -0.1073 | 408.7838 | 2245 | 1836.2161
results393.txt | 6335 SODERASEN 400.00 | -0.1067 | 408.7838 | 2245 | 1836.2161
results393.txt | 6337 BARSEBACK 400.00 | -0.1094 | 408.7838 | 2245 | 1836.2161
results393.txt | 6338 HURVA 400.00 | -0.1108 | 408.7838 | 2245 | 1836.2161
results393.txt | 6340 MOHOLM 220.00 | -0.1288 | 408.7838 | 2245 | 1836.2161
results393.txt | 6341 KOLSTAD 400.00 | -0.1194 | 408.7838 | 2245 | 1836.2161
results393.txt | 6342 TENHULT 400.00 | -0.1121 | 408.7838 | 2245 | 1836.2161
results393.txt | 6343 BARKERYD 400.00 | -0.1165 | 408.7838 | 2245 | 1836.2161
results393.txt | 6345 GLAN 400.00 | -0.1229 | 408.7838 | 2245 | 1836.2161
results393.txt | 6346 KIMSTAD 400.00 | -0.1230 | 408.7838 | 2245 | 1836.2161
results393.txt | 6348 OSKARSHAMN 400.00 | -0.1178 | 408.7838 | 2245 | 1836.2161
results393.txt | 6349 ALVESTA 400.00 | -0.1137 | 408.7838 | 2245 | 1836.2161
results393.txt | 6350 HEMSJO 400.00 | -0.1144 | 408.7838 | 2245 | 1836.2161
results393.txt | 6351 KARLSHAMN 400.00 | -0.1144 | 408.7838 | 2245 | 1836.2161
results393.txt | 6354 NYBRO 400.00 | -0.1159 | 408.7838 | 2245 | 1836.2161
results393.txt | 6580 SODERALA 220.00 | -0.1281 | 408.7838 | 2245 | 1836.2161
results393.txt | 6581 ANGSBERG 400.00 | -0.1265 | 408.7838 | 2245 | 1836.2161
results393.txt | 6583 STACKBO400 400.00 | -0.1268 | 408.7838 | 2245 | 1836.2161
results393.txt | 6582 STACKBO220 220.00 | -0.1270 | 408.7838 | 2245 | 1836.2161
results393.txt | 6584 VALBO 220.00 | -0.1272 | 408.7838 | 2245 | 1836.2161
results393.txt | 6585 FINNBOLEHVDC400.00 | -0.1268 | 408.7838 | 2245 | 1836.2161
results393.txt | 6586 FINNBOLEHVDC400.00 | -0.1269 | 408.7838 | 2245 | 1836.2161
results393.txt | 6588 UNTRA 220.00 | -0.1275 | 408.7838 | 2245 | 1836.2161
results393.txt | 6589 DANNEBO 400.00 | -0.1262 | 408.7838 | 2245 | 1836.2161
results393.txt | 6591 FORSMARK 400.00 | -0.1261 | 408.7838 | 2245 | 1836.2161
results393.txt | 6592 STARFORS 220.00 | -0.1292 | 408.7838 | 2245 | 1836.2161
results393.txt | 6594 HAMRA400 400.00 | -0.1273 | 408.7838 | 2245 | 1836.2161
results393.txt | 6593 HAMRA220 220.00 | -0.1270 | 408.7838 | 2245 | 1836.2161
results393.txt | 6595 BREDAKER 220.00 | -0.1277 | 408.7838 | 2245 | 1836.2161
results393.txt | 6597 TUNA400 400.00 | -0.1269 | 408.7838 | 2245 | 1836.2161
results393.txt | 6596 TUNA220 220.00 | -0.1276 | 408.7838 | 2245 | 1836.2161
results393.txt | 6598 BOLANDERNA 220.00 | -0.1280 | 408.7838 | 2245 | 1836.2161
results393.txt | 6599 PLENNINGE 220.00 | -0.1279 | 408.7838 | 2245 | 1836.2161
results393.txt | 6600 AKER 400.00 | -0.1258 | 408.7838 | 2245 | 1836.2161
results393.txt | 6602 KOLBOTTEN400400.00 | -0.1268 | 408.7838 | 2245 | 1836.2161
results393.txt | 6601 KOLBOTTEN220220.00 | -0.1269 | 408.7838 | 2245 | 1836.2161
results393.txt | 6603 ODENSALA 400.00 | -0.1268 | 408.7838 | 2245 | 1836.2161
results393.txt | 6605 STOCKHOLM400400.00 | -0.1269 | 408.7838 | 2245 | 1836.2161
results393.txt | 6604 STOCKHOLM220220.00 | -0.1268 | 408.7838 | 2245 | 1836.2161
results393.txt | 6606 HALL 400.00 | -0.1266 | 408.7838 | 2245 | 1836.2161
results393.txt | 6608 EKUDDEN400 400.00 | -0.1266 | 408.7838 | 2245 | 1836.2161
results393.txt | 6607 EKUDDEN220 220.00 | -0.1267 | 408.7838 | 2245 | 1836.2161
results393.txt | 6609 SOLBERGA 220.00 | -0.1268 | 408.7838 | 2245 | 1836.2161
results393.txt | 6610 GRASKA 220.00 | -0.1281 | 408.7838 | 2245 | 1836.2161
results393.txt | 6611 HALLSTAVIK 220.00 | -0.1281 | 408.7838 | 2245 | 1836.2161
results393.txt | 6613 MALSTA 220.00 | -0.1283 | 408.7838 | 2245 | 1836.2161
results393.txt | 6614 VALLENTUNA 220.00 | -0.1272 | 408.7838 | 2245 | 1836.2161
results393.txt | 6630 BORGVIK 400.00 | -0.1006 | 408.7838 | 2245 | 1836.2161
results393.txt | 6631 BASNA 400.00 | -0.1286 | 408.7838 | 2245 | 1836.2161
results393.txt | 6632 REPBACKEN 400.00 | -0.1286 | 408.7838 | 2245 | 1836.2161
results393.txt | 6633 DÖNJE 220.00 | -0.1287 | 408.7838 | 2245 | 1836.2161
results393.txt | 6634 OCKELBO 220.00 | -0.1286 | 408.7838 | 2245 | 1836.2161
results393.txt | 6635 HOFORS 220.00 | -0.1289 | 408.7838 | 2245 | 1836.2161
results393.txt | 6636 HORNDAL 220.00 | -0.1282 | 408.7838 | 2245 | 1836.2161
results393.txt | 6637 MORGARDSH 400.00 | -0.1362 | 408.7838 | 2245 | 1836.2161
results393.txt | 6639 LINDBACKA400400.00 | -0.1285 | 408.7838 | 2245 | 1836.2161
results393.txt | 6638 LINDBACKA220220.00 | -0.1283 | 408.7838 | 2245 | 1836.2161
results393.txt | 6641 HALLSBERG400400.00 | -0.1266 | 408.7838 | 2245 | 1836.2161
results393.txt | 6640 HALLSBERG220220.00 | -0.1266 | 408.7838 | 2245 | 1836.2161
results393.txt | 6642 OSTANSJO 400.00 | -0.1265 | 408.7838 | 2245 | 1836.2161
results393.txt | 6643 FINNSLATTEN 220.00 | -0.1281 | 408.7838 | 2245 | 1836.2161
results393.txt | 6644 HIMMETA 220.00 | -0.1285 | 408.7838 | 2245 | 1836.2161
results393.txt | 6645 AROSVERKET 220.00 | -0.1285 | 408.7838 | 2245 | 1836.2161
results393.txt | 6646 HEDENLUNDA 400.00 | -0.1245 | 408.7838 | 2245 | 1836.2161
results393.txt | 6791 TRATTBERGET 220.00 | -0.1381 | 408.7838 | 2245 | 1836.2161
results393.txt | 6792 HÄLLBY 220.00 | -0.1381 | 408.7838 | 2245 | 1836.2161
results393.txt | 6793 DEGERFORSEN 220.00 | -0.1378 | 408.7838 | 2245 | 1836.2161
results393.txt | 6794 GUSELE 220.00 | -0.1383 | 408.7838 | 2245 | 1836.2161
results393.txt | 6796 BETÅSEN400 400.00 | -0.1305 | 408.7838 | 2245 | 1836.2161
results393.txt | 6795 BETÅSEN220 220.00 | -0.1397 | 408.7838 | 2245 | 1836.2161
results393.txt | 6797 NÄMFORSEN 220.00 | -0.1434 | 408.7838 | 2245 | 1836.2161
results393.txt | 6798 MOFORSEN 220.00 | -0.1447 | 408.7838 | 2245 | 1836.2161
results393.txt | 6799 HJÄLTA220 220.00 | -0.1574 | 408.7838 | 2245 | 1836.2161
results393.txt | 6800 FORSMO 220.00 | -0.1472 | 408.7838 | 2245 | 1836.2161
results393.txt | 6801 FORSSE 220.00 | -0.1551 | 408.7838 | 2245 | 1836.2161
results393.txt | 6802 HJÄLTA 400.00 | -0.1256 | 408.7838 | 2245 | 1836.2161
results393.txt | 6803 MOLIDEN 400.00 | -0.1181 | 408.7838 | 2245 | 1836.2161
results393.txt | 6804 JARKVISSLE 220.00 | -0.1568 | 408.7838 | 2245 | 1836.2161
results393.txt | 6805 NYSATER 400.00 | -0.1255 | 408.7838 | 2245 | 1836.2161
results393.txt | 6806 HALLSJO 220.00 | -0.1568 | 408.7838 | 2245 | 1836.2161
results393.txt | 6807 BANDSJO 400.00 | -0.1255 | 408.7838 | 2245 | 1836.2161
results393.txt | 6808 VAPLE 220.00 | -0.1564 | 408.7838 | 2245 | 1836.2161
results393.txt | 6809 STORNORRFORS400.00 | -0.1137 | 408.7838 | 2245 | 1836.2161
results393.txt | 6812 OGNDAL 400.00 | 0.2416 | 408.7838 | 2245 | 1836.2161
results393.txt | 6814 VERDAL400 400.00 | 0.2577 | 408.7838 | 2245 | 1836.2161
results393.txt | 6813 VERDAL300 400.00 | 0.2577 | 408.7838 | 2245 | 1836.2161
results393.txt | 6815 HÖGÅSEN 400.00 | 0.5742 | 408.7838 | 2245 | 1836.2161
results393.txt | 6816 JUVLEN 220.00 | -0.2759 | 408.7838 | 2245 | 1836.2161
results393.txt | 6817 STENSJÖN 220.00 | -0.2742 | 408.7838 | 2245 | 1836.2161
results393.txt | 6818 OLDEN 220.00 | -0.2743 | 408.7838 | 2245 | 1836.2161
results393.txt | 6820 JÄRPSTR400 400.00 | -0.3228 | 408.7838 | 2245 | 1836.2161
results393.txt | 6819 JÄRPSTR220 220.00 | -0.2778 | 408.7838 | 2245 | 1836.2161
results393.txt | 6821 MÖRSIL 220.00 | -0.2638 | 408.7838 | 2245 | 1836.2161
results393.txt | 6822 SÄLLSJÖ 220.00 | -0.2634 | 408.7838 | 2245 | 1836.2161
results393.txt | 6823 LANGA 220.00 | -0.1525 | 408.7838 | 2245 | 1836.2161
results393.txt | 6824 TRANGFARS 220.00 | -0.1555 | 408.7838 | 2245 | 1836.2161
results393.txt | 6825 NORDIASEN 220.00 | -0.1548 | 408.7838 | 2245 | 1836.2161
results393.txt | 6826 KATTSTRUPEF 220.00 | -0.2110 | 408.7838 | 2245 | 1836.2161
results393.txt | 6828 MIDSKOG400 400.00 | -0.1646 | 408.7838 | 2245 | 1836.2161
results393.txt | 6827 MIDSKOG220 220.00 | -0.1912 | 408.7838 | 2245 | 1836.2161
results393.txt | 6829 HAVSNÄS 220.00 | -0.1364 | 408.7838 | 2245 | 1836.2161
results393.txt | 6830 STORFINNSF 400.00 | -0.1402 | 408.7838 | 2245 | 1836.2161
results393.txt | 6832 LÅNGBJÖRN400400.00 | -0.1356 | 408.7838 | 2245 | 1836.2161
results393.txt | 6831 LÅNGBJÖRN220220.00 | -0.1376 | 408.7838 | 2245 | 1836.2161
results393.txt | 6833 LASELE 220.00 | -0.1406 | 408.7838 | 2245 | 1836.2161
results393.txt | 6834 STUGUN 220.00 | -0.1782 | 408.7838 | 2245 | 1836.2161
results393.txt | 6835 NÄVEREDE 220.00 | -0.1841 | 408.7838 | 2245 | 1836.2161
results393.txt | 6836 GAMMALÄNGE 220.00 | -0.1697 | 408.7838 | 2245 | 1836.2161
results393.txt | 6837 KRÅNGEDE 220.00 | -0.1697 | 408.7838 | 2245 | 1836.2161
results393.txt | 6872 AURA2300 400.00 | 0.1867 | 408.7838 | 2245 | 1836.2161
results393.txt | 6838 RAMSELE 400.00 | -0.1386 | 408.7838 | 2245 | 1836.2161
results393.txt | 6839 KILFORSEN 400.00 | -0.1328 | 408.7838 | 2245 | 1836.2161
results393.txt | 6840 SVARTHÅLSF 220.00 | -0.1658 | 408.7838 | 2245 | 1836.2161
results393.txt | 6841 STADSFORSEN 220.00 | -0.1574 | 408.7838 | 2245 | 1836.2161
results393.txt | 6843 RATANSKV400 400.00 | -0.1492 | 408.7838 | 2245 | 1836.2161
results393.txt | 6842 RATANSKV220 220.00 | -0.1574 | 408.7838 | 2245 | 1836.2161
results393.txt | 6844 RATAN 400.00 | -0.1490 | 408.7838 | 2245 | 1836.2161
results393.txt | 6845 TURINGE 220.00 | -0.1571 | 408.7838 | 2245 | 1836.2161
results393.txt | 6846 SVEG 220.00 | -0.1552 | 408.7838 | 2245 | 1836.2161
results393.txt | 6847 BRACKE 220.00 | -0.1701 | 408.7838 | 2245 | 1836.2161
results393.txt | 6848 JARNVAGSFOR 220.00 | -0.1570 | 408.7838 | 2245 | 1836.2161
results393.txt | 6849 ANGE 220.00 | -0.1570 | 408.7838 | 2245 | 1836.2161
results393.txt | 6850 MORTTJARNB 220.00 | -0.1701 | 408.7838 | 2245 | 1836.2161
results393.txt | 6851 HOLLEFORSEN 220.00 | -0.1571 | 408.7838 | 2245 | 1836.2161
results393.txt | 6852 TORPSHAMMAR 220.00 | -0.1568 | 408.7838 | 2245 | 1836.2161
results393.txt | 6853 DONJE 220.00 | -0.1568 | 408.7838 | 2245 | 1836.2161
results393.txt | 6854 LJUSDAL 220.00 | -0.1296 | 408.7838 | 2245 | 1836.2161
results393.txt | 6855 FRAERNA 400.00 | 0.1762 | 408.7838 | 2245 | 1836.2161
results393.txt | 6856 ORSKOG 400.00 | 0.1409 | 408.7838 | 2245 | 1836.2161
results393.txt | 6857 ORSTA 400.00 | 0.1158 | 408.7838 | 2245 | 1836.2161
results393.txt | 6858 ISTAD 400.00 | 0.1762 | 408.7838 | 2245 | 1836.2161
results393.txt | 6859 AURA1 400.00 | 0.1834 | 408.7838 | 2245 | 1836.2161
results393.txt | 6860 GRYTTEN 400.00 | 0.1673 | 408.7838 | 2245 | 1836.2161
results393.txt | 6861 SNILLDAL 400.00 | 0.2087 | 408.7838 | 2245 | 1836.2161
results393.txt | 6862 SURNA 400.00 | 0.2100 | 408.7838 | 2245 | 1836.2161
results393.txt | 6863 HOFSTAD 400.00 | 0.2045 | 408.7838 | 2245 | 1836.2161
results393.txt | 6864 ÅFJORD 400.00 | 0.2063 | 408.7838 | 2245 | 1836.2161
results393.txt | 6866 ORKDAL400 400.00 | 0.2676 | 408.7838 | 2245 | 1836.2161
results393.txt | 6865 ORKDAL300 400.00 | 0.2676 | 408.7838 | 2245 | 1836.2161
results393.txt | 6867 STRINDA 400.00 | 0.2997 | 408.7838 | 2245 | 1836.2161
results393.txt | 6869 KLAEBU400 400.00 | 0.3044 | 408.7838 | 2245 | 1836.2161
results393.txt | 6868 KLAEBU300 400.00 | 0.3044 | 408.7838 | 2245 | 1836.2161
results393.txt | 6871 EIDUM400 400.00 | 0.2900 | 408.7838 | 2245 | 1836.2161
results393.txt | 6870 EIDUM300 400.00 | 0.2900 | 408.7838 | 2245 | 1836.2161
results393.txt | 6874 VÅGÅMO 400.00 | 0.1116 | 408.7838 | 2245 | 1836.2161
results393.txt | 6924 JUKTAN/BLAIK400.00 | -0.1028 | 408.7838 | 2245 | 1836.2161
results393.txt | 6926 GRUNDFORS400400.00 | -0.1028 | 408.7838 | 2245 | 1836.2161
results393.txt | 6927 STENKULLAFOR220.00 | -0.1377 | 408.7838 | 2245 | 1836.2161
results393.txt | 6928 ÅSELE 220.00 | -0.1377 | 408.7838 | 2245 | 1836.2161
results393.txt | 6929 TUGGEN 400.00 | -0.1078 | 408.7838 | 2245 | 1836.2161
results393.txt | 6936 NEDRERÖS400 400.00 | 0.1319 | 408.7838 | 2245 | 1836.2161
results393.txt | 6935 NEDRERÖS300 400.00 | 0.1320 | 408.7838 | 2245 | 1836.2161
results393.txt | 6937 MARKA 400.00 | 0.1438 | 408.7838 | 2245 | 1836.2161
results393.txt | 6938 NAMSOS 400.00 | 0.2027 | 408.7838 | 2245 | 1836.2161
results393.txt | 6939 KOLSVIK 400.00 | 0.1683 | 408.7838 | 2245 | 1836.2161
results393.txt | 6940 NAMSKOGEN 400.00 | 0.1686 | 408.7838 | 2245 | 1836.2161
results393.txt | 6942 TUNNSJO400 400.00 | 0.1779 | 408.7838 | 2245 | 1836.2161
results393.txt | 6941 TUNNSJO300 400.00 | 0.1779 | 408.7838 | 2245 | 1836.2161
results393.txt | 6943 LINNVASSELV 220.00 | -0.1351 | 408.7838 | 2245 | 1836.2161
results393.txt | 6944 RANA 400.00 | 0.1245 | 408.7838 | 2245 | 1836.2161
results393.txt | 6948 BLÅSJÖN 220.00 | -0.1352 | 408.7838 | 2245 | 1836.2161
results393.txt | 6949 JUNSTERF 220.00 | -0.1353 | 408.7838 | 2245 | 1836.2161
results393.txt | 6950 GÄDDEDE 220.00 | -0.1354 | 408.7838 | 2245 | 1836.2161
results393.txt | 6951 KORSELBRÄNNA220.00 | -0.1352 | 408.7838 | 2245 | 1836.2161
results393.txt | 6952 BÅGEDE 220.00 | -0.1358 | 408.7838 | 2245 | 1836.2161
results393.txt | 6953 STALON 220.00 | -0.1348 | 408.7838 | 2245 | 1836.2161
results393.txt | 6954 STORBÄCK 220.00 | -0.1351 | 408.7838 | 2245 | 1836.2161
results393.txt | 7006 SVARTISEN 400.00 | 0.1103 | 408.7838 | 2245 | 1836.2161
results393.txt | 7061 NEA 400.00 | 0.4515 | 408.7838 | 2245 | 1836.2161
results393.txt | 8619 JOINT 220.00 | -0.1569 | 408.7838 | 2245 | 1836.2161
results393.txt | 8426 JOINT 220.00 | -0.1434 | 408.7838 | 2245 | 1836.2161
results393.txt | 8830 JOINT 220.00 | -0.1378 | 408.7838 | 2245 | 1836.2161
results393.txt | 8424 JOINT 220.00 | -0.1354 | 408.7838 | 2245 | 1836.2161
results393.txt | 8861 JOINT 400.00 | -0.1269 | 408.7838 | 2245 | 1836.2161
results393.txt | 8750 JOINT 220.00 | -0.1660 | 408.7838 | 2245 | 1836.2161
results393.txt | 8271 JOINT 220.00 | -0.1569 | 408.7838 | 2245 | 1836.2161
results393.txt | 8284 JOINT 220.00 | -0.1447 | 408.7838 | 2245 | 1836.2161
results393.txt | 8817 JOINT 220.00 | -0.1377 | 408.7838 | 2245 | 1836.2161
results393.txt | 8411 JOINT 220.00 | -0.2749 | 408.7838 | 2245 | 1836.2161
results393.txt | 7429 JOINT 220.00 | -0.1067 | 408.7838 | 2245 | 1836.2161
results393.txt | 8526 JOINT 220.00 | -0.1353 | 408.7838 | 2245 | 1836.2161
results393.txt | 8799 JOINT 220.00 | -0.1353 | 408.7838 | 2245 | 1836.2161
results393.txt | 8857 JOINT 220.00 | -0.2761 | 408.7838 | 2245 | 1836.2161
results393.txt | 8777 JOINT 220.00 | -0.1551 | 408.7838 | 2245 | 1836.2161
results393.txt | 8504 JOINT 220.00 | -0.1364 | 408.7838 | 2245 | 1836.2161
results393.txt | 8682 JOINT 220.00 | -0.1783 | 408.7838 | 2245 | 1836.2161
results393.txt | 8845 JOINT 220.00 | -0.1284 | 408.7838 | 2245 | 1836.2161
results393.txt | 8691 JOINT 220.00 | -0.1358 | 408.7838 | 2245 | 1836.2161
results393.txt | 8812 JOINT 220.00 | -0.2116 | 408.7838 | 2245 | 1836.2161
results393.txt | 8258 JOINT 220.00 | -0.1842 | 408.7838 | 2245 | 1836.2161
results393.txt | 8723 JOINT 220.00 | -0.1351 | 408.7838 | 2245 | 1836.2161
results393.txt | 8606 JOINT 220.00 | -0.1565 | 408.7838 | 2245 | 1836.2161
results393.txt | 8693 JOINT 220.00 | -0.1568 | 408.7838 | 2245 | 1836.2161
results393.txt | 8613 JOINT 220.00 | -0.1569 | 408.7838 | 2245 | 1836.2161
results393.txt | 1051 SUBSTATION 400.00 | -0.1261 | 408.7838 | 2245 | 1836.2161
results393.txt | 1052 BREARED 400.00 | -0.1025 | 408.7838 | 2245 | 1836.2161
results393.txt | 1053 HÄRADSBO 400.00 | -0.1038 | 408.7838 | 2245 | 1836.2161
results393.txt | 9006 TROFORS 400.00 | 0.1513 | 408.7838 | 2245 | 1836.2161
results393.txt | 9007 TJELDBERGO 400.00 | 0.2097 | 408.7838 | 2245 | 1836.2161
results393.txt | 9008 SYLKKYVELN 400.00 | 0.1299 | 408.7838 | 2245 | 1836.2161
results393.txt | 9401 HAGESKRUV 400.00 | -0.1157 | 408.7838 | 2245 | 1836.2161
results393.txt | 9403 TOVÅSEN 400.00 | -0.1537 | 408.7838 | 2245 | 1836.2161
results393.txt | 9404 GÄDDTJÄRN 400.00 | -0.1291 | 408.7838 | 2245 | 1836.2161
results393.txt | 9405 GRÖNVIKEN 400.00 | -0.1269 | 408.7838 | 2245 | 1836.2161
results393.txt | 9406 TANDÖ 400.00 | -0.1315 | 408.7838 | 2245 | 1836.2161
results393.txt | 9407 HAGFORS 400.00 | -0.1140 | 408.7838 | 2245 | 1836.2161
results393.txt | 9409 TROLLTJÄRN 400.00 | -0.1015 | 408.7838 | 2245 | 1836.2161
results393.txt | 9410 HORNDAL 400.00 | -0.1289 | 408.7838 | 2245 | 1836.2161
results393.txt | 9411 MUNGA 400.00 | -0.1279 | 408.7838 | 2245 | 1836.2161
results393.txt | 9412 FALLVIKEN 400.00 | -0.1294 | 408.7838 | 2245 | 1836.2161
results394.txt | PTI INTERACTIVE POWER SYSTEM SIMULATOR--PSS(R)E MON, MAY 29 2023 | 16:32 | 408.3628 | 2245 | 1836.6372
results394.txt | SENSITIVITY FACTORS ARE CALCULATED WITH AC | NETWORK | 408.3628 | 2245 | 1836.6372
results394.txt | SUBSYSTEM 'RESERV' IS USED FOR OPPOSING SYSTEM FOR MW POWER | DISPATCH | 408.3628 | 2245 | 1836.6372
results394.txt | SENSITIVITY FACTORS OF BRANCH FLOW (MVA) ON 9405 GRÖNVIKEN 400.00 TO 9411 MUNGA 400.00 8 MORE THAN | 0.10000 | 408.3628 | 2245 | 1836.6372
results394.txt | <--------- BUS NAME --------> | MW-SENS | 408.3628 | 2245 | 1836.6372
results394.txt | 5624 HERSLEV 400.00 | -0.1059 | 408.3628 | 2245 | 1836.6372
results394.txt | 5642 HOVEGARD 400.00 | -0.1058 | 408.3628 | 2245 | 1836.6372
results394.txt | 5646 BJAEVERSKOV4400.00 | -0.1057 | 408.3628 | 2245 | 1836.6372
results394.txt | 5645 BJAEVERSKOV2220.00 | -0.1055 | 408.3628 | 2245 | 1836.6372
results394.txt | 5657 ISHOJ400 400.00 | -0.1058 | 408.3628 | 2245 | 1836.6372
results394.txt | 5656 ISHOJ220 220.00 | -0.1060 | 408.3628 | 2245 | 1836.6372
results394.txt | 5660 AVEDOREVERK 400.00 | -0.1058 | 408.3628 | 2245 | 1836.6372
results394.txt | 5662 ORSTEDSVERKE400.00 | -0.1060 | 408.3628 | 2245 | 1836.6372
results394.txt | 5671 SEGE 400.00 | -0.1044 | 408.3628 | 2245 | 1836.6372
results394.txt | 5672 ARRIE 400.00 | -0.1044 | 408.3628 | 2245 | 1836.6372
results394.txt | 5673 KRUSEBERG 400.00 | -0.1044 | 408.3628 | 2245 | 1836.6372
results394.txt | 5676 WIND FARM 220.00 | -0.1038 | 408.3628 | 2245 | 1836.6372
results394.txt | 5845 ASNAESVERK 400.00 | -0.1058 | 408.3628 | 2245 | 1836.6372
results394.txt | 6314 TIMMERSDALA 400.00 | -0.1179 | 408.3628 | 2245 | 1836.6372
results394.txt | 6319 KYNDBYVERKER400.00 | -0.1057 | 408.3628 | 2245 | 1836.6372
results394.txt | 6324 GORLOSEGARD 400.00 | -0.1053 | 408.3628 | 2245 | 1836.6372
results394.txt | 6330 GELNTEGARD2 400.00 | -0.1063 | 408.3628 | 2245 | 1836.6372
results394.txt | 6334 GLENTEGARD 400.00 | -0.1064 | 408.3628 | 2245 | 1836.6372
results394.txt | 6335 SODERASEN 400.00 | -0.1040 | 408.3628 | 2245 | 1836.6372
results394.txt | 6337 BARSEBACK 400.00 | -0.1044 | 408.3628 | 2245 | 1836.6372
results394.txt | 6338 HURVA 400.00 | -0.1048 | 408.3628 | 2245 | 1836.6372
results394.txt | 6340 MOHOLM 220.00 | -0.1451 | 408.3628 | 2245 | 1836.6372
results394.txt | 6341 KOLSTAD 400.00 | -0.1038 | 408.3628 | 2245 | 1836.6372
results394.txt | 6342 TENHULT 400.00 | -0.1061 | 408.3628 | 2245 | 1836.6372
results394.txt | 6343 BARKERYD 400.00 | -0.1102 | 408.3628 | 2245 | 1836.6372
results394.txt | 6346 KIMSTAD 400.00 | -0.1036 | 408.3628 | 2245 | 1836.6372
results394.txt | 6348 OSKARSHAMN 400.00 | -0.1023 | 408.3628 | 2245 | 1836.6372
results394.txt | 6349 ALVESTA 400.00 | -0.1052 | 408.3628 | 2245 | 1836.6372
results394.txt | 6350 HEMSJO 400.00 | -0.1052 | 408.3628 | 2245 | 1836.6372
results394.txt | 6351 KARLSHAMN 400.00 | -0.1052 | 408.3628 | 2245 | 1836.6372
results394.txt | 6354 NYBRO 400.00 | -0.1049 | 408.3628 | 2245 | 1836.6372
results394.txt | 6580 SODERALA 220.00 | 0.1010 | 408.3628 | 2245 | 1836.6372
results394.txt | 6581 ANGSBERG 400.00 | 0.2143 | 408.3628 | 2245 | 1836.6372
results394.txt | 6583 STACKBO400 400.00 | 0.2316 | 408.3628 | 2245 | 1836.6372
results394.txt | 6582 STACKBO220 220.00 | 0.1238 | 408.3628 | 2245 | 1836.6372
results394.txt | 6585 FINNBOLEHVDC400.00 | 0.1919 | 408.3628 | 2245 | 1836.6372
results394.txt | 6586 FINNBOLEHVDC400.00 | 0.1761 | 408.3628 | 2245 | 1836.6372
results394.txt | 6589 DANNEBO 400.00 | 0.1411 | 408.3628 | 2245 | 1836.6372
results394.txt | 6591 FORSMARK 400.00 | 0.1407 | 408.3628 | 2245 | 1836.6372
results394.txt | 6594 HAMRA400 400.00 | -0.1295 | 408.3628 | 2245 | 1836.6372
results394.txt | 6597 TUNA400 400.00 | 0.1150 | 408.3628 | 2245 | 1836.6372
results394.txt | 6600 AKER 400.00 | -0.1014 | 408.3628 | 2245 | 1836.6372
results394.txt | 6631 BASNA 400.00 | -0.1245 | 408.3628 | 2245 | 1836.6372
results394.txt | 6632 REPBACKEN 400.00 | -0.1244 | 408.3628 | 2245 | 1836.6372
results394.txt | 6633 DÖNJE 220.00 | 0.1023 | 408.3628 | 2245 | 1836.6372
results394.txt | 6635 HOFORS 220.00 | -0.2208 | 408.3628 | 2245 | 1836.6372
results394.txt | 6637 MORGARDSH 400.00 | -0.1312 | 408.3628 | 2245 | 1836.6372
results394.txt | 6639 LINDBACKA400400.00 | -0.1451 | 408.3628 | 2245 | 1836.6372
results394.txt | 6638 LINDBACKA220220.00 | -0.1836 | 408.3628 | 2245 | 1836.6372
results394.txt | 6641 HALLSBERG400400.00 | -0.1381 | 408.3628 | 2245 | 1836.6372
results394.txt | 6640 HALLSBERG220220.00 | -0.1381 | 408.3628 | 2245 | 1836.6372
results394.txt | 6642 OSTANSJO 400.00 | -0.1382 | 408.3628 | 2245 | 1836.6372
results394.txt | 6643 FINNSLATTEN 220.00 | -0.2438 | 408.3628 | 2245 | 1836.6372
results394.txt | 6644 HIMMETA 220.00 | -0.2243 | 408.3628 | 2245 | 1836.6372
results394.txt | 6645 AROSVERKET 220.00 | -0.2244 | 408.3628 | 2245 | 1836.6372
results394.txt | 6802 HJÄLTA 400.00 | 0.1254 | 408.3628 | 2245 | 1836.6372
results394.txt | 6803 MOLIDEN 400.00 | 0.1487 | 408.3628 | 2245 | 1836.6372
results394.txt | 6805 NYSATER 400.00 | 0.1252 | 408.3628 | 2245 | 1836.6372
results394.txt | 6807 BANDSJO 400.00 | 0.1251 | 408.3628 | 2245 | 1836.6372
results394.txt | 6809 STORNORRFORS400.00 | 0.1148 | 408.3628 | 2245 | 1836.6372
results394.txt | 6854 LJUSDAL 220.00 | 0.1039 | 408.3628 | 2245 | 1836.6372
results394.txt | 7429 JOINT 220.00 | -0.1039 | 408.3628 | 2245 | 1836.6372
results394.txt | 8845 JOINT 220.00 | -0.2288 | 408.3628 | 2245 | 1836.6372
results394.txt | 1051 SUBSTATION 400.00 | 0.1407 | 408.3628 | 2245 | 1836.6372
results394.txt | 1053 HÄRADSBO 400.00 | -0.1003 | 408.3628 | 2245 | 1836.6372
results394.txt | 9401 HAGESKRUV 400.00 | -0.1036 | 408.3628 | 2245 | 1836.6372
results394.txt | 9404 GÄDDTJÄRN 400.00 | -0.1106 | 408.3628 | 2245 | 1836.6372
results394.txt | 9405 GRÖNVIKEN 400.00 | 0.3005 | 408.3628 | 2245 | 1836.6372
results394.txt | 9410 HORNDAL 400.00 | -0.2208 | 408.3628 | 2245 | 1836.6372
results394.txt | 9411 MUNGA 400.00 | -0.2823 | 408.3628 | 2245 | 1836.6372
results394.txt | 9412 FALLVIKEN 400.00 | -0.2161 | 408.3628 | 2245 | 1836.6372
results395.txt | PTI INTERACTIVE POWER SYSTEM SIMULATOR--PSS(R)E MON, MAY 29 2023 | 16:32 | 406.0219 | 2245 | 1838.9781
results395.txt | SENSITIVITY FACTORS ARE CALCULATED WITH AC | NETWORK | 406.0219 | 2245 | 1838.9781
results395.txt | SUBSYSTEM 'RESERV' IS USED FOR OPPOSING SYSTEM FOR MW POWER | DISPATCH | 406.0219 | 2245 | 1838.9781
results395.txt | SENSITIVITY FACTORS OF BRANCH FLOW (MVA) ON 6338 HURVA 400.00 TO 6350 HEMSJO 400.00 5 MORE THAN | 0.10000 | 406.0219 | 2245 | 1838.9781
results395.txt | <--------- BUS NAME --------> | MW-SENS | 406.0219 | 2245 | 1838.9781
results395.txt | 5624 HERSLEV 400.00 | 0.2023 | 406.0219 | 2245 | 1838.9781
results395.txt | 5642 HOVEGARD 400.00 | 0.2021 | 406.0219 | 2245 | 1838.9781
results395.txt | 5646 BJAEVERSKOV4400.00 | 0.2020 | 406.0219 | 2245 | 1838.9781
results395.txt | 5645 BJAEVERSKOV2220.00 | 0.2016 | 406.0219 | 2245 | 1838.9781
results395.txt | 5657 ISHOJ400 400.00 | 0.2021 | 406.0219 | 2245 | 1838.9781
results395.txt | 5656 ISHOJ220 220.00 | 0.2024 | 406.0219 | 2245 | 1838.9781
results395.txt | 5660 AVEDOREVERK 400.00 | 0.2022 | 406.0219 | 2245 | 1838.9781
results395.txt | 5662 ORSTEDSVERKE400.00 | 0.2024 | 406.0219 | 2245 | 1838.9781
results395.txt | 5671 SEGE 400.00 | 0.2747 | 406.0219 | 2245 | 1838.9781
results395.txt | 5672 ARRIE 400.00 | 0.2747 | 406.0219 | 2245 | 1838.9781
results395.txt | 5673 KRUSEBERG 400.00 | 0.2746 | 406.0219 | 2245 | 1838.9781
results395.txt | 5676 WIND FARM 220.00 | 0.1984 | 406.0219 | 2245 | 1838.9781
results395.txt | 5845 ASNAESVERK 400.00 | 0.2022 | 406.0219 | 2245 | 1838.9781
results395.txt | 6319 KYNDBYVERKER400.00 | 0.2020 | 406.0219 | 2245 | 1838.9781
results395.txt | 6324 GORLOSEGARD 400.00 | 0.2012 | 406.0219 | 2245 | 1838.9781
results395.txt | 6330 GELNTEGARD2 400.00 | 0.2030 | 406.0219 | 2245 | 1838.9781
results395.txt | 6334 GLENTEGARD 400.00 | 0.2032 | 406.0219 | 2245 | 1838.9781
results395.txt | 6335 SODERASEN 400.00 | 0.1988 | 406.0219 | 2245 | 1838.9781
results395.txt | 6337 BARSEBACK 400.00 | 0.2646 | 406.0219 | 2245 | 1838.9781
results395.txt | 6338 HURVA 400.00 | 0.2989 | 406.0219 | 2245 | 1838.9781
results395.txt | 6348 OSKARSHAMN 400.00 | -0.1332 | 406.0219 | 2245 | 1838.9781
results395.txt | 6350 HEMSJO 400.00 | -0.2576 | 406.0219 | 2245 | 1838.9781
results395.txt | 6351 KARLSHAMN 400.00 | -0.2575 | 406.0219 | 2245 | 1838.9781
results395.txt | 6354 NYBRO 400.00 | -0.2150 | 406.0219 | 2245 | 1838.9781
results395.txt | 7429 JOINT 220.00 | 0.1987 | 406.0219 | 2245 | 1838.9781
results395.txt | 1052 BREARED 400.00 | 0.1281 | 406.0219 | 2245 | 1838.9781
results395.txt | 1053 HÄRADSBO 400.00 | 0.1261 | 406.0219 | 2245 | 1838.9781
results395.txt | 9401 HAGESKRUV 400.00 | -0.1005 | 406.0219 | 2245 | 1838.9781
results396.txt | PTI INTERACTIVE POWER SYSTEM SIMULATOR--PSS(R)E MON, MAY 29 2023 | 16:32 | -403.9298 | 2245 | 1841.0702
results396.txt | SENSITIVITY FACTORS ARE CALCULATED WITH AC | NETWORK | -403.9298 | 2245 | 1841.0702
results396.txt | SUBSYSTEM 'RESERV' IS USED FOR OPPOSING SYSTEM FOR MW POWER | DISPATCH | -403.9298 | 2245 | 1841.0702
results396.txt | SENSITIVITY FACTORS OF BRANCH FLOW (MVA) ON 9010 HAUGSVAER 400.00 TO 9011 STEINSLAND 400.00 1 MORE THAN | 0.10000 | -403.9298 | 2245 | 1841.0702
results396.txt | <--------- BUS NAME --------> | MW-SENS | -403.9298 | 2245 | 1841.0702
results396.txt | 6649 REFSDAL 400.00 | 0.1023 | -403.9298 | 2245 | 1841.0702
results396.txt | 6651 MODALEN 400.00 | 0.1472 | -403.9298 | 2245 | 1841.0702
results396.txt | 6743 KOLLSNES 400.00 | -0.3026 | -403.9298 | 2245 | 1841.0702
results396.txt | 6745 SUBSTATION 400.00 | -0.4781 | -403.9298 | 2245 | 1841.0702
results396.txt | 6744 LINDÅS 400.00 | -0.4781 | -403.9298 | 2245 | 1841.0702
results396.txt | 6746 NYGARD 400.00 | -0.1862 | -403.9298 | 2245 | 1841.0702
results396.txt | 6747 ARNA 400.00 | -0.1026 | -403.9298 | 2245 | 1841.0702
results396.txt | 6748 BERGEN 400.00 | -0.1238 | -403.9298 | 2245 | 1841.0702
results396.txt | 9010 HAUGSVAER 400.00 | -0.6683 | -403.9298 | 2245 | 1841.0702
results396.txt | 9011 STEINSLAND 400.00 | 0.1855 | -403.9298 | 2245 | 1841.0702
results397.txt | PTI INTERACTIVE POWER SYSTEM SIMULATOR--PSS(R)E MON, MAY 29 2023 | 16:32 | 402.6244 | 2245 | 1842.3756
results397.txt | SENSITIVITY FACTORS ARE CALCULATED WITH AC | NETWORK | 402.6244 | 2245 | 1842.3756
results397.txt | SUBSYSTEM 'RESERV' IS USED FOR OPPOSING SYSTEM FOR MW POWER | DISPATCH | 402.6244 | 2245 | 1842.3756
results397.txt | SENSITIVITY FACTORS OF BRANCH FLOW (MVA) ON 6547 FORSSA 400.00 TO 6552 TAMMISTO 400.00 4 MORE THAN | 0.10000 | 402.6244 | 2245 | 1842.3756
results397.txt | <--------- BUS NAME --------> | MW-SENS | 402.6244 | 2245 | 1842.3756
results397.txt | 6572 KYMI 400.00 | -0.1193 | 402.6244 | 2245 | 1842.3756
results397.txt | 6547 FORSSA 400.00 | 0.1455 | 402.6244 | 2245 | 1842.3756
results397.txt | 6550 KOPULA 400.00 | -0.1543 | 402.6244 | 2245 | 1842.3756
results397.txt | 6552 TAMMISTO 400.00 | -0.2812 | 402.6244 | 2245 | 1842.3756
results397.txt | 6553 NURMIJÄRVI 400.00 | -0.1052 | 402.6244 | 2245 | 1842.3756
results397.txt | 6554 LÄNSISALMI 400.00 | -0.2374 | 402.6244 | 2245 | 1842.3756
results397.txt | 6555 INKOO 400.00 | -0.1230 | 402.6244 | 2245 | 1842.3756
results397.txt | 6556 ESPOO 400.00 | -0.2111 | 402.6244 | 2245 | 1842.3756
results397.txt | 6567 ANTTILA 400.00 | -0.1667 | 402.6244 | 2245 | 1842.3756
results397.txt | 6569 KORIA 400.00 | -0.1050 | 402.6244 | 2245 | 1842.3756
results397.txt | 6570 LOVIISA 400.00 | -0.1412 | 402.6244 | 2245 | 1842.3756
results398.txt | PTI INTERACTIVE POWER SYSTEM SIMULATOR--PSS(R)E MON, MAY 29 2023 | 16:32 | 401.9696 | 2245 | 1843.0304
results398.txt | SENSITIVITY FACTORS ARE CALCULATED WITH AC | NETWORK | 401.9696 | 2245 | 1843.0304
results398.txt | SUBSYSTEM 'RESERV' IS USED FOR OPPOSING SYSTEM FOR MW POWER | DISPATCH | 401.9696 | 2245 | 1843.0304
results398.txt | SENSITIVITY FACTORS OF BRANCH FLOW (MVA) ON 6660 FARDAL300 400.00 TO 6661 FARDAL400 400.00 7 MORE THAN | 0.10000 | 401.9696 | 2245 | 1843.0304
results398.txt | <--------- BUS NAME --------> | MW-SENS | 401.9696 | 2245 | 1843.0304
results398.txt | 6661 FARDAL400 400.00 | -0.5037 | 401.9696 | 2245 | 1843.0304
results399.txt | PTI INTERACTIVE POWER SYSTEM SIMULATOR--PSS(R)E MON, MAY 29 2023 | 16:32 | 401.9696 | 2245 | 1843.0304
results399.txt | SENSITIVITY FACTORS ARE CALCULATED WITH AC | NETWORK | 401.9696 | 2245 | 1843.0304
results399.txt | SUBSYSTEM 'RESERV' IS USED FOR OPPOSING SYSTEM FOR MW POWER | DISPATCH | 401.9696 | 2245 | 1843.0304
results399.txt | SENSITIVITY FACTORS OF BRANCH FLOW (MVA) ON 6660 FARDAL300 400.00 TO 6661 FARDAL400 400.00 8 MORE THAN | 0.10000 | 401.9696 | 2245 | 1843.0304
results399.txt | <--------- BUS NAME --------> | MW-SENS | 401.9696 | 2245 | 1843.0304
results399.txt | 6661 FARDAL400 400.00 | -0.5037 | 401.9696 | 2245 | 1843.0304
results400.txt | PTI INTERACTIVE POWER SYSTEM SIMULATOR--PSS(R)E MON, MAY 29 2023 | 16:32 | 400.5475 | 2245 | 1844.4525
results400.txt | SENSITIVITY FACTORS ARE CALCULATED WITH AC | NETWORK | 400.5475 | 2245 | 1844.4525
results400.txt | SUBSYSTEM 'RESERV' IS USED FOR OPPOSING SYSTEM FOR MW POWER | DISPATCH | 400.5475 | 2245 | 1844.4525
results400.txt | SENSITIVITY FACTORS OF BRANCH FLOW (MVA) ON 6619 ULVILA 400.00 TO 6811 KRSITINESTAD400.00 4 MORE THAN | 0.10000 | 400.5475 | 2245 | 1844.4525
results400.txt | <--------- BUS NAME --------> | MW-SENS | 400.5475 | 2245 | 1844.4525
results400.txt | 6545 HUITTINEN 400.00 | 0.1586 | 400.5475 | 2245 | 1844.4525
results400.txt | 6572 KYMI 400.00 | 0.1127 | 400.5475 | 2245 | 1844.4525
results400.txt | 6546 SALO 400.00 | 0.1481 | 400.5475 | 2245 | 1844.4525
results400.txt | 6547 FORSSA 400.00 | 0.1470 | 400.5475 | 2245 | 1844.4525
results400.txt | 6548 KANGASALA 400.00 | 0.1214 | 400.5475 | 2245 | 1844.4525
results400.txt | 6549 LAVIANVOURI 400.00 | 0.1223 | 400.5475 | 2245 | 1844.4525
results400.txt | 6550 KOPULA 400.00 | 0.1308 | 400.5475 | 2245 | 1844.4525
results400.txt | 6551 HIKIÄ 400.00 | 0.1239 | 400.5475 | 2245 | 1844.4525
results400.txt | 6552 TAMMISTO 400.00 | 0.1318 | 400.5475 | 2245 | 1844.4525
results400.txt | 6553 NURMIJÄRVI 400.00 | 0.1234 | 400.5475 | 2245 | 1844.4525
results400.txt | 6554 LÄNSISALMI 400.00 | 0.1282 | 400.5475 | 2245 | 1844.4525
results400.txt | 6555 INKOO 400.00 | 0.1401 | 400.5475 | 2245 | 1844.4525
results400.txt | 6556 ESPOO 400.00 | 0.1333 | 400.5475 | 2245 | 1844.4525
results400.txt | 6567 ANTTILA 400.00 | 0.1227 | 400.5475 | 2245 | 1844.4525
results400.txt | 6569 KORIA 400.00 | 0.1096 | 400.5475 | 2245 | 1844.4525
results400.txt | 6570 LOVIISA 400.00 | 0.1162 | 400.5475 | 2245 | 1844.4525
results400.txt | 6615 TAHKOLUOTO 400.00 | 0.1842 | 400.5475 | 2245 | 1844.4525
results400.txt | 6617 OLKILUOTO 400.00 | 0.1688 | 400.5475 | 2245 | 1844.4525
results400.txt | 6618 RAUMA 400.00 | 0.1674 | 400.5475 | 2245 | 1844.4525
results400.txt | 6619 ULVILA 400.00 | 0.1856 | 400.5475 | 2245 | 1844.4525
results400.txt | 6621 LIETO 400.00 | 0.1516 | 400.5475 | 2245 | 1844.4525
results400.txt | 6778 HIRVISUO 400.00 | -0.1051 | 400.5475 | 2245 | 1844.4525
results400.txt | 6810 TUOVILA 400.00 | -0.1959 | 400.5475 | 2245 | 1844.4525
results400.txt | 6811 KRSITINESTAD400.00 | -0.5270 | 400.5475 | 2245 | 1844.4525
results400.txt | 9303 MUSALA 400.00 | -0.1504 | 400.5475 | 2245 | 1844.4525
results400.txt | 9305 KÄRPPIÖN 400.00 | -0.4235 | 400.5475 | 2245 | 1844.4525
results400.txt | 9306 HONKAJOEN 400.00 | 0.1337 | 400.5475 | 2245 | 1844.4525
results400.txt | 9308 ORIMATTILAN 400.00 | 0.1164 | 400.5475 | 2245 | 1844.4525
results400.txt | 9309 NAANTALINSAL400.00 | 0.1515 | 400.5475 | 2245 | 1844.4525
results401.txt | PTI INTERACTIVE POWER SYSTEM SIMULATOR--PSS(R)E MON, MAY 29 2023 | 16:32 | -399.4152 | 2245 | 1845.5848
results401.txt | SENSITIVITY FACTORS ARE CALCULATED WITH AC | NETWORK | -399.4152 | 2245 | 1845.5848
results401.txt | SUBSYSTEM 'RESERV' IS USED FOR OPPOSING SYSTEM FOR MW POWER | DISPATCH | -399.4152 | 2245 | 1845.5848
results401.txt | SENSITIVITY FACTORS OF BRANCH FLOW (MVA) ON 6689 HOG-JAERN300400.00 TO 6690 HOG-JAERN400400.00 5 MORE THAN | 0.10000 | -399.4152 | 2245 | 1845.5848
results401.txt | <--------- BUS NAME --------> | MW-SENS | -399.4152 | 2245 | 1845.5848
results401.txt | 6356 BJERKREIM 400.00 | -0.2328 | -399.4152 | 2245 | 1845.5848
results401.txt | 6358 TONSTAD400 400.00 | -0.1758 | -399.4152 | 2245 | 1845.5848
results401.txt | 6357 TONSTAD300 400.00 | -0.1757 | -399.4152 | 2245 | 1845.5848
results401.txt | 6360 KJELLAND 400.00 | -0.1998 | -399.4152 | 2245 | 1845.5848
results401.txt | 6363 FEDA400 400.00 | -0.1733 | -399.4152 | 2245 | 1845.5848
results401.txt | 6362 FEDA300 400.00 | -0.1737 | -399.4152 | 2245 | 1845.5848
results401.txt | 6364 LISTAWIND 400.00 | -0.1737 | -399.4152 | 2245 | 1845.5848
results401.txt | 6688 STOKKELAND 400.00 | -0.2663 | -399.4152 | 2245 | 1845.5848
results401.txt | 6690 HOG-JAERN400400.00 | 0.2362 | -399.4152 | 2245 | 1845.5848
results401.txt | 6689 HOG-JAERN300400.00 | -0.2663 | -399.4152 | 2245 | 1845.5848
results401.txt | 6708 SOLHOLM300 400.00 | -0.1399 | -399.4152 | 2245 | 1845.5848
results401.txt | 6754 STOLAHELA 400.00 | -0.2663 | -399.4152 | 2245 | 1845.5848
results401.txt | 9014 HONNA 400.00 | -0.1217 | -399.4152 | 2245 | 1845.5848
results402.txt | PTI INTERACTIVE POWER SYSTEM SIMULATOR--PSS(R)E MON, MAY 29 2023 | 16:32 | -399.4152 | 2245 | 1845.5848
results402.txt | SENSITIVITY FACTORS ARE CALCULATED WITH AC | NETWORK | -399.4152 | 2245 | 1845.5848
results402.txt | SUBSYSTEM 'RESERV' IS USED FOR OPPOSING SYSTEM FOR MW POWER | DISPATCH | -399.4152 | 2245 | 1845.5848
results402.txt | SENSITIVITY FACTORS OF BRANCH FLOW (MVA) ON 6689 HOG-JAERN300400.00 TO 6690 HOG-JAERN400400.00 7 MORE THAN | 0.10000 | -399.4152 | 2245 | 1845.5848
results402.txt | <--------- BUS NAME --------> | MW-SENS | -399.4152 | 2245 | 1845.5848
results402.txt | 6356 BJERKREIM 400.00 | -0.2328 | -399.4152 | 2245 | 1845.5848
results402.txt | 6358 TONSTAD400 400.00 | -0.1758 | -399.4152 | 2245 | 1845.5848
results402.txt | 6357 TONSTAD300 400.00 | -0.1757 | -399.4152 | 2245 | 1845.5848
results402.txt | 6360 KJELLAND 400.00 | -0.1998 | -399.4152 | 2245 | 1845.5848
results402.txt | 6363 FEDA400 400.00 | -0.1733 | -399.4152 | 2245 | 1845.5848
results402.txt | 6362 FEDA300 400.00 | -0.1737 | -399.4152 | 2245 | 1845.5848
results402.txt | 6364 LISTAWIND 400.00 | -0.1737 | -399.4152 | 2245 | 1845.5848
results402.txt | 6688 STOKKELAND 400.00 | -0.2663 | -399.4152 | 2245 | 1845.5848
results402.txt | 6690 HOG-JAERN400400.00 | 0.2362 | -399.4152 | 2245 | 1845.5848
results402.txt | 6689 HOG-JAERN300400.00 | -0.2663 | -399.4152 | 2245 | 1845.5848
results402.txt | 6708 SOLHOLM300 400.00 | -0.1399 | -399.4152 | 2245 | 1845.5848
results402.txt | 6754 STOLAHELA 400.00 | -0.2663 | -399.4152 | 2245 | 1845.5848
results402.txt | 9014 HONNA 400.00 | -0.1217 | -399.4152 | 2245 | 1845.5848
results403.txt | PTI INTERACTIVE POWER SYSTEM SIMULATOR--PSS(R)E MON, MAY 29 2023 | 16:32 | 395.2264 | 2245 | 1849.7736
results403.txt | SENSITIVITY FACTORS ARE CALCULATED WITH AC | NETWORK | 395.2264 | 2245 | 1849.7736
results403.txt | SUBSYSTEM 'RESERV' IS USED FOR OPPOSING SYSTEM FOR MW POWER | DISPATCH | 395.2264 | 2245 | 1849.7736
results403.txt | SENSITIVITY FACTORS OF BRANCH FLOW (MVA) ON 6639 LINDBACKA400400.00 TO 6641 HALLSBERG400400.00 2 MORE THAN | 0.10000 | 395.2264 | 2245 | 1849.7736
results403.txt | <--------- BUS NAME --------> | MW-SENS | 395.2264 | 2245 | 1849.7736
results403.txt | 6314 TIMMERSDALA 400.00 | -0.1150 | 395.2264 | 2245 | 1849.7736
results403.txt | 6340 MOHOLM 220.00 | -0.1742 | 395.2264 | 2245 | 1849.7736
results403.txt | 6641 HALLSBERG400400.00 | -0.1657 | 395.2264 | 2245 | 1849.7736
results403.txt | 6640 HALLSBERG220220.00 | -0.1657 | 395.2264 | 2245 | 1849.7736
results404.txt | PTI INTERACTIVE POWER SYSTEM SIMULATOR--PSS(R)E MON, MAY 29 2023 | 16:32 | 394.7971 | 2245 | 1850.2029
results404.txt | SENSITIVITY FACTORS ARE CALCULATED WITH AC | NETWORK | 394.7971 | 2245 | 1850.2029
results404.txt | SUBSYSTEM 'RESERV' IS USED FOR OPPOSING SYSTEM FOR MW POWER | DISPATCH | 394.7971 | 2245 | 1850.2029
results404.txt | SENSITIVITY FACTORS OF BRANCH FLOW (MVA) ON 6630 BORGVIK 400.00 TO 6844 RATAN 400.00 2 MORE THAN | 0.10000 | 394.7971 | 2245 | 1850.2029
results404.txt | <--------- BUS NAME --------> | MW-SENS | 394.7971 | 2245 | 1850.2029
results404.txt | 6799 HJÄLTA220 220.00 | -0.1203 | 394.7971 | 2245 | 1850.2029
results404.txt | 6801 FORSSE 220.00 | -0.1123 | 394.7971 | 2245 | 1850.2029
results404.txt | 6804 JARKVISSLE 220.00 | -0.1197 | 394.7971 | 2245 | 1850.2029
results404.txt | 6806 HALLSJO 220.00 | -0.1196 | 394.7971 | 2245 | 1850.2029
results404.txt | 6808 VAPLE 220.00 | -0.1192 | 394.7971 | 2245 | 1850.2029
results404.txt | 6823 LANGA 220.00 | -0.1147 | 394.7971 | 2245 | 1850.2029
results404.txt | 6824 TRANGFARS 220.00 | -0.1183 | 394.7971 | 2245 | 1850.2029
results404.txt | 6825 NORDIASEN 220.00 | -0.1174 | 394.7971 | 2245 | 1850.2029
results404.txt | 6840 SVARTHÅLSF 220.00 | -0.1057 | 394.7971 | 2245 | 1850.2029
results404.txt | 6841 STADSFORSEN 220.00 | -0.1203 | 394.7971 | 2245 | 1850.2029
results404.txt | 6843 RATANSKV400 400.00 | -0.1905 | 394.7971 | 2245 | 1850.2029
results404.txt | 6842 RATANSKV220 220.00 | -0.1205 | 394.7971 | 2245 | 1850.2029
results404.txt | 6844 RATAN 400.00 | -0.1954 | 394.7971 | 2245 | 1850.2029
results404.txt | 6845 TURINGE 220.00 | -0.1202 | 394.7971 | 2245 | 1850.2029
results404.txt | 6846 SVEG 220.00 | -0.1179 | 394.7971 | 2245 | 1850.2029
results404.txt | 6848 JARNVAGSFOR 220.00 | -0.1200 | 394.7971 | 2245 | 1850.2029
results404.txt | 6849 ANGE 220.00 | -0.1200 | 394.7971 | 2245 | 1850.2029
results404.txt | 6851 HOLLEFORSEN 220.00 | -0.1200 | 394.7971 | 2245 | 1850.2029
results404.txt | 6852 TORPSHAMMAR 220.00 | -0.1196 | 394.7971 | 2245 | 1850.2029
results404.txt | 6853 DONJE 220.00 | -0.1197 | 394.7971 | 2245 | 1850.2029
results404.txt | 8619 JOINT 220.00 | -0.1197 | 394.7971 | 2245 | 1850.2029
results404.txt | 8750 JOINT 220.00 | -0.1058 | 394.7971 | 2245 | 1850.2029
results404.txt | 8271 JOINT 220.00 | -0.1198 | 394.7971 | 2245 | 1850.2029
results404.txt | 8777 JOINT 220.00 | -0.1123 | 394.7971 | 2245 | 1850.2029
results404.txt | 8606 JOINT 220.00 | -0.1193 | 394.7971 | 2245 | 1850.2029
results404.txt | 8693 JOINT 220.00 | -0.1197 | 394.7971 | 2245 | 1850.2029
results404.txt | 8613 JOINT 220.00 | -0.1198 | 394.7971 | 2245 | 1850.2029
results405.txt | PTI INTERACTIVE POWER SYSTEM SIMULATOR--PSS(R)E MON, MAY 29 2023 | 16:32 | -388.2584 | 2245 | 1856.7416
results405.txt | SENSITIVITY FACTORS ARE CALCULATED WITH AC | NETWORK | -388.2584 | 2245 | 1856.7416
results405.txt | SUBSYSTEM 'RESERV' IS USED FOR OPPOSING SYSTEM FOR MW POWER | DISPATCH | -388.2584 | 2245 | 1856.7416
results405.txt | SENSITIVITY FACTORS OF BRANCH FLOW (MVA) ON 6720 VARDAL 400.00 TO 6735 OSLO300 400.00 6 MORE THAN | 0.10000 | -388.2584 | 2245 | 1856.7416
results405.txt | <--------- BUS NAME --------> | MW-SENS | -388.2584 | 2245 | 1856.7416
results405.txt | 6712 OVREVINSTRA 400.00 | -0.2639 | -388.2584 | 2245 | 1856.7416
results405.txt | 6713 NEDREVINSTRA400.00 | -0.3243 | -388.2584 | 2245 | 1856.7416
results405.txt | 6717 NEDREVINSTRA400.00 | -0.3242 | -388.2584 | 2245 | 1856.7416
results405.txt | 6718 FÅBERG 400.00 | -0.3267 | -388.2584 | 2245 | 1856.7416
results405.txt | 6720 VARDAL 400.00 | -0.4928 | -388.2584 | 2245 | 1856.7416
results405.txt | 6721 VANG 400.00 | -0.1885 | -388.2584 | 2245 | 1856.7416
results405.txt | 6872 AURA2300 400.00 | -0.1277 | -388.2584 | 2245 | 1856.7416
results405.txt | 6855 FRAERNA 400.00 | -0.1192 | -388.2584 | 2245 | 1856.7416
results405.txt | 6858 ISTAD 400.00 | -0.1192 | -388.2584 | 2245 | 1856.7416
results405.txt | 6859 AURA1 400.00 | -0.1249 | -388.2584 | 2245 | 1856.7416
results405.txt | 6860 GRYTTEN 400.00 | -0.1124 | -388.2584 | 2245 | 1856.7416
results405.txt | 6861 SNILLDAL 400.00 | -0.1138 | -388.2584 | 2245 | 1856.7416
results405.txt | 6862 SURNA 400.00 | -0.1182 | -388.2584 | 2245 | 1856.7416
results405.txt | 6864 ÅFJORD 400.00 | -0.1058 | -388.2584 | 2245 | 1856.7416
results405.txt | 6866 ORKDAL400 400.00 | -0.1024 | -388.2584 | 2245 | 1856.7416
results405.txt | 6865 ORKDAL300 400.00 | -0.1024 | -388.2584 | 2245 | 1856.7416
results405.txt | 6874 VÅGÅMO 400.00 | -0.2190 | -388.2584 | 2245 | 1856.7416
results405.txt | 6875 RENDALEN 301.00 | -0.2227 | -388.2584 | 2245 | 1856.7416
results405.txt | 9007 TJELDBERGO 400.00 | -0.1161 | -388.2584 | 2245 | 1856.7416
results405.txt | 9016 FÅBER300 301.00 | -0.2257 | -388.2584 | 2245 | 1856.7416
results406.txt | PTI INTERACTIVE POWER SYSTEM SIMULATOR--PSS(R)E MON, MAY 29 2023 | 16:32 | -382.9319 | 2245 | 1862.0681
results406.txt | SENSITIVITY FACTORS ARE CALCULATED WITH AC | NETWORK | -382.9319 | 2245 | 1862.0681
results406.txt | SUBSYSTEM 'RESERV' IS USED FOR OPPOSING SYSTEM FOR MW POWER | DISPATCH | -382.9319 | 2245 | 1862.0681
results406.txt | SENSITIVITY FACTORS OF BRANCH FLOW (MVA) ON 6356 BJERKREIM 400.00 TO 6360 KJELLAND 400.00 1 MORE THAN | 0.10000 | -382.9319 | 2245 | 1862.0681
results406.txt | <--------- BUS NAME --------> | MW-SENS | -382.9319 | 2245 | 1862.0681
results406.txt | 6356 BJERKREIM 400.00 | -0.4023 | -382.9319 | 2245 | 1862.0681
results406.txt | 6360 KJELLAND 400.00 | 0.3316 | -382.9319 | 2245 | 1862.0681
results406.txt | 6363 FEDA400 400.00 | 0.1621 | -382.9319 | 2245 | 1862.0681
results406.txt | 6362 FEDA300 400.00 | 0.1651 | -382.9319 | 2245 | 1862.0681
results406.txt | 6364 LISTAWIND 400.00 | 0.1651 | -382.9319 | 2245 | 1862.0681
results406.txt | 6688 STOKKELAND 400.00 | -0.1802 | -382.9319 | 2245 | 1862.0681
results406.txt | 6690 HOG-JAERN400400.00 | -0.1793 | -382.9319 | 2245 | 1862.0681
results406.txt | 6689 HOG-JAERN300400.00 | -0.1802 | -382.9319 | 2245 | 1862.0681
results406.txt | 6754 STOLAHELA 400.00 | -0.1803 | -382.9319 | 2245 | 1862.0681
results407.txt | PTI INTERACTIVE POWER SYSTEM SIMULATOR--PSS(R)E MON, MAY 29 2023 | 16:32 | -382.4091 | 2245 | 1862.5909
results407.txt | SENSITIVITY FACTORS ARE CALCULATED WITH AC | NETWORK | -382.4091 | 2245 | 1862.5909
results407.txt | SUBSYSTEM 'RESERV' IS USED FOR OPPOSING SYSTEM FOR MW POWER | DISPATCH | -382.4091 | 2245 | 1862.5909
results407.txt | SENSITIVITY FACTORS OF BRANCH FLOW (MVA) ON 6743 KOLLSNES 400.00 TO 6744 LINDÅS 400.00 1 MORE THAN | 0.10000 | -382.4091 | 2245 | 1862.5909
results407.txt | <--------- BUS NAME --------> | MW-SENS | -382.4091 | 2245 | 1862.5909
results407.txt | 6649 REFSDAL 400.00 | 0.1019 | -382.4091 | 2245 | 1862.5909
results407.txt | 6651 MODALEN 400.00 | 0.1466 | -382.4091 | 2245 | 1862.5909
results407.txt | 6743 KOLLSNES 400.00 | -0.3014 | -382.4091 | 2245 | 1862.5909
results407.txt | 6745 SUBSTATION 400.00 | 0.5290 | -382.4091 | 2245 | 1862.5909
results407.txt | 6744 LINDÅS 400.00 | 0.5290 | -382.4091 | 2245 | 1862.5909
results407.txt | 6746 NYGARD 400.00 | -0.1855 | -382.4091 | 2245 | 1862.5909
results407.txt | 6747 ARNA 400.00 | -0.1022 | -382.4091 | 2245 | 1862.5909
results407.txt | 6748 BERGEN 400.00 | -0.1233 | -382.4091 | 2245 | 1862.5909
results407.txt | 9010 HAUGSVAER 400.00 | 0.3376 | -382.4091 | 2245 | 1862.5909
results407.txt | 9011 STEINSLAND 400.00 | 0.1847 | -382.4091 | 2245 | 1862.5909
results408.txt | PTI INTERACTIVE POWER SYSTEM SIMULATOR--PSS(R)E MON, MAY 29 2023 | 16:32 | 381.4129 | 2245 | 1863.5871
results408.txt | SENSITIVITY FACTORS ARE CALCULATED WITH AC | NETWORK | 381.4129 | 2245 | 1863.5871
results408.txt | SUBSYSTEM 'RESERV' IS USED FOR OPPOSING SYSTEM FOR MW POWER | DISPATCH | 381.4129 | 2245 | 1863.5871
results408.txt | SENSITIVITY FACTORS OF BRANCH FLOW (MVA) ON 6932 VAGFORS 400.00 TO 7004 LIGGA 400.00 2 MORE THAN | 0.10000 | 381.4129 | 2245 | 1863.5871
results408.txt | <--------- BUS NAME --------> | MW-SENS | 381.4129 | 2245 | 1863.5871
results408.txt | 6571 VISULAHTI 400.00 | -0.1013 | 381.4129 | 2245 | 1863.5871
results408.txt | 6545 HUITTINEN 400.00 | -0.1028 | 381.4129 | 2245 | 1863.5871
results408.txt | 6572 KYMI 400.00 | -0.1020 | 381.4129 | 2245 | 1863.5871
results408.txt | 6546 SALO 400.00 | -0.1027 | 381.4129 | 2245 | 1863.5871
results408.txt | 6547 FORSSA 400.00 | -0.1027 | 381.4129 | 2245 | 1863.5871
results408.txt | 6548 KANGASALA 400.00 | -0.1023 | 381.4129 | 2245 | 1863.5871
results408.txt | 6549 LAVIANVOURI 400.00 | -0.1022 | 381.4129 | 2245 | 1863.5871
results408.txt | 6550 KOPULA 400.00 | -0.1021 | 381.4129 | 2245 | 1863.5871
results408.txt | 6551 HIKIÄ 400.00 | -0.1022 | 381.4129 | 2245 | 1863.5871
results408.txt | 6552 TAMMISTO 400.00 | -0.1024 | 381.4129 | 2245 | 1863.5871
results408.txt | 6553 NURMIJÄRVI 400.00 | -0.1022 | 381.4129 | 2245 | 1863.5871
results408.txt | 6554 LÄNSISALMI 400.00 | -0.1024 | 381.4129 | 2245 | 1863.5871
results408.txt | 6555 INKOO 400.00 | -0.1025 | 381.4129 | 2245 | 1863.5871
results408.txt | 6556 ESPOO 400.00 | -0.1024 | 381.4129 | 2245 | 1863.5871
results408.txt | 6567 ANTTILA 400.00 | -0.1023 | 381.4129 | 2245 | 1863.5871
results408.txt | 6569 KORIA 400.00 | -0.1020 | 381.4129 | 2245 | 1863.5871
results408.txt | 6570 LOVIISA 400.00 | -0.1025 | 381.4129 | 2245 | 1863.5871
results408.txt | 6573 YLLIKKÄLÄ 400.00 | -0.1015 | 381.4129 | 2245 | 1863.5871
results408.txt | 6615 TAHKOLUOTO 400.00 | -0.1033 | 381.4129 | 2245 | 1863.5871
results408.txt | 6617 OLKILUOTO 400.00 | -0.1034 | 381.4129 | 2245 | 1863.5871
results408.txt | 6618 RAUMA 400.00 | -0.1034 | 381.4129 | 2245 | 1863.5871
results408.txt | 6619 ULVILA 400.00 | -0.1030 | 381.4129 | 2245 | 1863.5871
results408.txt | 6621 LIETO 400.00 | -0.1029 | 381.4129 | 2245 | 1863.5871
results408.txt | 6778 HIRVISUO 400.00 | -0.1020 | 381.4129 | 2245 | 1863.5871
results408.txt | 6779 UUSNIVALA 400.00 | -0.1012 | 381.4129 | 2245 | 1863.5871
results408.txt | 6780 ALAJÄRVI 400.00 | -0.1017 | 381.4129 | 2245 | 1863.5871
results408.txt | 6781 SEINÄJOKI 400.00 | -0.1022 | 381.4129 | 2245 | 1863.5871
results408.txt | 6783 PETÄJÄV400 400.00 | -0.1018 | 381.4129 | 2245 | 1863.5871
results408.txt | 6782 PETÄJÄV220 220.00 | -0.1018 | 381.4129 | 2245 | 1863.5871
results408.txt | 6784 JÄMSÄ 220.00 | -0.1015 | 381.4129 | 2245 | 1863.5871
results408.txt | 6785 TOIVILA 400.00 | -0.1020 | 381.4129 | 2245 | 1863.5871
results408.txt | 6786 HAAPAVESI 220.00 | -0.1023 | 381.4129 | 2245 | 1863.5871
results408.txt | 6787 VUOLIJOKI 400.00 | -0.1012 | 381.4129 | 2245 | 1863.5871
results408.txt | 6788 ALAPITKÄ 400.00 | -0.1012 | 381.4129 | 2245 | 1863.5871
results408.txt | 6789 VIHTAVUORI 400.00 | -0.1015 | 381.4129 | 2245 | 1863.5871
results408.txt | 6790 HUUTOKOSKI 400.00 | -0.1012 | 381.4129 | 2245 | 1863.5871
results408.txt | 6810 TUOVILA 400.00 | -0.1024 | 381.4129 | 2245 | 1863.5871
results408.txt | 6811 KRSITINESTAD400.00 | -0.1028 | 381.4129 | 2245 | 1863.5871
results408.txt | 6903 SEITENOIKEA 220.00 | -0.1032 | 381.4129 | 2245 | 1863.5871
results408.txt | 6908 KEMINMAA 220.00 | -0.1016 | 381.4129 | 2245 | 1863.5871
results408.txt | 6911 JYLKKÄ 400.00 | -0.1016 | 381.4129 | 2245 | 1863.5871
results408.txt | 6912 VALAJASKO 220.00 | -0.1013 | 381.4129 | 2245 | 1863.5871
results408.txt | 6913 VANTTAUSKOSK220.00 | -0.1013 | 381.4129 | 2245 | 1863.5871
results408.txt | 6915 PIRITTIK400 400.00 | -0.1013 | 381.4129 | 2245 | 1863.5871
results408.txt | 6914 PIRITTK220 220.00 | -0.1013 | 381.4129 | 2245 | 1863.5871
results408.txt | 6916 SEITAKORVA 220.00 | -0.1014 | 381.4129 | 2245 | 1863.5871
results408.txt | 6917 ISOKANGAS 400.00 | -0.1015 | 381.4129 | 2245 | 1863.5871
results408.txt | 6918 PIKKARALA 400.00 | -0.1013 | 381.4129 | 2245 | 1863.5871
results408.txt | 6920 PYHÄNSEL400 400.00 | -0.1015 | 381.4129 | 2245 | 1863.5871
results408.txt | 6919 PYHÄNSEL220 220.00 | -0.1015 | 381.4129 | 2245 | 1863.5871
results408.txt | 6921 PYHÄKOSI 220.00 | -0.1021 | 381.4129 | 2245 | 1863.5871
results408.txt | 6922 UTANEN 220.00 | -0.1024 | 381.4129 | 2245 | 1863.5871
results408.txt | 6923 NUOJA 220.00 | -0.1027 | 381.4129 | 2245 | 1863.5871
results408.txt | 6929 TUGGEN 400.00 | 0.3591 | 381.4129 | 2245 | 1863.5871
results408.txt | 6930 LETSI 400.00 | -0.1088 | 381.4129 | 2245 | 1863.5871
results408.txt | 6932 VAGFORS 400.00 | 0.4831 | 381.4129 | 2245 | 1863.5871
results408.txt | 7001 SEITEVARE 400.00 | -0.1336 | 381.4129 | 2245 | 1863.5871
results408.txt | 7002 PORJUS 400.00 | -0.1107 | 381.4129 | 2245 | 1863.5871
results408.txt | 7003 HARSPÅNGET 400.00 | -0.1208 | 381.4129 | 2245 | 1863.5871
results408.txt | 7004 LIGGA 400.00 | -0.1336 | 381.4129 | 2245 | 1863.5871
results408.txt | 7005 MESSAURE 400.00 | -0.1184 | 381.4129 | 2245 | 1863.5871
results408.txt | 7054 OSSAUSKOSKI 220.00 | -0.1015 | 381.4129 | 2245 | 1863.5871
results408.txt | 7056 PETÄJÄSKO 400.00 | -0.1013 | 381.4129 | 2245 | 1863.5871
results408.txt | 7055 PETÄJÄSKO 220.00 | -0.1013 | 381.4129 | 2245 | 1863.5871
results408.txt | 8579 JOINT 220.00 | -0.1024 | 381.4129 | 2245 | 1863.5871
results408.txt | 8256 JOINT 400.00 | -0.1336 | 381.4129 | 2245 | 1863.5871
results408.txt | 9408 HÄLLBERGET 400.00 | -0.1062 | 381.4129 | 2245 | 1863.5871
results408.txt | 9301 KEMIJÄRVI 220.00 | -0.1009 | 381.4129 | 2245 | 1863.5871
results408.txt | 9302 KEMINMAA 400.00 | -0.1048 | 381.4129 | 2245 | 1863.5871
results408.txt | 9304 LUMIJÄRVI 400.00 | -0.1016 | 381.4129 | 2245 | 1863.5871
results408.txt | 9303 MUSALA 400.00 | -0.1023 | 381.4129 | 2245 | 1863.5871
results408.txt | 9305 KÄRPPIÖN 400.00 | -0.1027 | 381.4129 | 2245 | 1863.5871
results408.txt | 9306 HONKAJOEN 400.00 | -0.1029 | 381.4129 | 2245 | 1863.5871
results408.txt | 9307 KONTIOLAHTI 400.00 | -0.1013 | 381.4129 | 2245 | 1863.5871
results408.txt | 9308 ORIMATTILAN 400.00 | -0.1022 | 381.4129 | 2245 | 1863.5871
results408.txt | 9309 NAANTALINSAL400.00 | -0.1029 | 381.4129 | 2245 | 1863.5871
results409.txt | PTI INTERACTIVE POWER SYSTEM SIMULATOR--PSS(R)E MON, MAY 29 2023 | 16:32 | -135.3746 | 2000 | 1864.6254
results409.txt | SENSITIVITY FACTORS ARE CALCULATED WITH AC | NETWORK | -135.3746 | 2000 | 1864.6254
results409.txt | SUBSYSTEM 'RESERV' IS USED FOR OPPOSING SYSTEM FOR MW POWER | DISPATCH | -135.3746 | 2000 | 1864.6254
results409.txt | SENSITIVITY FACTORS OF BRANCH FLOW (MVA) ON 6638 LINDBACKA220220.00 TO 6639 LINDBACKA400400.00 1 MORE THAN | 0.10000 | -135.3746 | 2000 | 1864.6254
results409.txt | <--------- BUS NAME --------> | MW-SENS | -135.3746 | 2000 | 1864.6254
results409.txt | 6638 LINDBACKA220220.00 | -0.6984 | -135.3746 | 2000 | 1864.6254
results409.txt | 6643 FINNSLATTEN 220.00 | -0.2887 | -135.3746 | 2000 | 1864.6254
results409.txt | 6644 HIMMETA 220.00 | -0.4364 | -135.3746 | 2000 | 1864.6254
results409.txt | 6645 AROSVERKET 220.00 | -0.4356 | -135.3746 | 2000 | 1864.6254
results409.txt | 8845 JOINT 220.00 | -0.4016 | -135.3746 | 2000 | 1864.6254
results410.txt | PTI INTERACTIVE POWER SYSTEM SIMULATOR--PSS(R)E MON, MAY 29 2023 | 16:32 | -376.6784 | 2245 | 1868.3216
results410.txt | SENSITIVITY FACTORS ARE CALCULATED WITH AC | NETWORK | -376.6784 | 2245 | 1868.3216
results410.txt | SUBSYSTEM 'RESERV' IS USED FOR OPPOSING SYSTEM FOR MW POWER | DISPATCH | -376.6784 | 2245 | 1868.3216
results410.txt | SENSITIVITY FACTORS OF BRANCH FLOW (MVA) ON 6929 TUGGEN 400.00 TO 6932 VAGFORS 400.00 3 MORE THAN | 0.10000 | -376.6784 | 2245 | 1868.3216
results410.txt | <--------- BUS NAME --------> | MW-SENS | -376.6784 | 2245 | 1868.3216
results410.txt | 6571 VISULAHTI 400.00 | 0.1072 | -376.6784 | 2245 | 1868.3216
results410.txt | 6545 HUITTINEN 400.00 | 0.1089 | -376.6784 | 2245 | 1868.3216
results410.txt | 6572 KYMI 400.00 | 0.1080 | -376.6784 | 2245 | 1868.3216
results410.txt | 6546 SALO 400.00 | 0.1087 | -376.6784 | 2245 | 1868.3216
results410.txt | 6547 FORSSA 400.00 | 0.1087 | -376.6784 | 2245 | 1868.3216
results410.txt | 6548 KANGASALA 400.00 | 0.1083 | -376.6784 | 2245 | 1868.3216
results410.txt | 6549 LAVIANVOURI 400.00 | 0.1082 | -376.6784 | 2245 | 1868.3216
results410.txt | 6550 KOPULA 400.00 | 0.1081 | -376.6784 | 2245 | 1868.3216
results410.txt | 6551 HIKIÄ 400.00 | 0.1082 | -376.6784 | 2245 | 1868.3216
results410.txt | 6552 TAMMISTO 400.00 | 0.1084 | -376.6784 | 2245 | 1868.3216
results410.txt | 6553 NURMIJÄRVI 400.00 | 0.1082 | -376.6784 | 2245 | 1868.3216
results410.txt | 6554 LÄNSISALMI 400.00 | 0.1084 | -376.6784 | 2245 | 1868.3216
results410.txt | 6555 INKOO 400.00 | 0.1085 | -376.6784 | 2245 | 1868.3216
results410.txt | 6556 ESPOO 400.00 | 0.1084 | -376.6784 | 2245 | 1868.3216
results410.txt | 6567 ANTTILA 400.00 | 0.1083 | -376.6784 | 2245 | 1868.3216
results410.txt | 6569 KORIA 400.00 | 0.1080 | -376.6784 | 2245 | 1868.3216
results410.txt | 6570 LOVIISA 400.00 | 0.1085 | -376.6784 | 2245 | 1868.3216
results410.txt | 6573 YLLIKKÄLÄ 400.00 | 0.1074 | -376.6784 | 2245 | 1868.3216
results410.txt | 6615 TAHKOLUOTO 400.00 | 0.1093 | -376.6784 | 2245 | 1868.3216
results410.txt | 6617 OLKILUOTO 400.00 | 0.1094 | -376.6784 | 2245 | 1868.3216
results410.txt | 6618 RAUMA 400.00 | 0.1095 | -376.6784 | 2245 | 1868.3216
results410.txt | 6619 ULVILA 400.00 | 0.1090 | -376.6784 | 2245 | 1868.3216
results410.txt | 6621 LIETO 400.00 | 0.1089 | -376.6784 | 2245 | 1868.3216
results410.txt | 6778 HIRVISUO 400.00 | 0.1079 | -376.6784 | 2245 | 1868.3216
results410.txt | 6779 UUSNIVALA 400.00 | 0.1071 | -376.6784 | 2245 | 1868.3216
results410.txt | 6780 ALAJÄRVI 400.00 | 0.1076 | -376.6784 | 2245 | 1868.3216
results410.txt | 6781 SEINÄJOKI 400.00 | 0.1082 | -376.6784 | 2245 | 1868.3216
results410.txt | 6783 PETÄJÄV400 400.00 | 0.1078 | -376.6784 | 2245 | 1868.3216
results410.txt | 6782 PETÄJÄV220 220.00 | 0.1078 | -376.6784 | 2245 | 1868.3216
results410.txt | 6784 JÄMSÄ 220.00 | 0.1075 | -376.6784 | 2245 | 1868.3216
results410.txt | 6785 TOIVILA 400.00 | 0.1080 | -376.6784 | 2245 | 1868.3216
results410.txt | 6786 HAAPAVESI 220.00 | 0.1083 | -376.6784 | 2245 | 1868.3216
results410.txt | 6787 VUOLIJOKI 400.00 | 0.1071 | -376.6784 | 2245 | 1868.3216
results410.txt | 6788 ALAPITKÄ 400.00 | 0.1071 | -376.6784 | 2245 | 1868.3216
results410.txt | 6789 VIHTAVUORI 400.00 | 0.1074 | -376.6784 | 2245 | 1868.3216
results410.txt | 6790 HUUTOKOSKI 400.00 | 0.1071 | -376.6784 | 2245 | 1868.3216
results410.txt | 6810 TUOVILA 400.00 | 0.1084 | -376.6784 | 2245 | 1868.3216
results410.txt | 6811 KRSITINESTAD400.00 | 0.1088 | -376.6784 | 2245 | 1868.3216
results410.txt | 6903 SEITENOIKEA 220.00 | 0.1093 | -376.6784 | 2245 | 1868.3216
results410.txt | 6908 KEMINMAA 220.00 | 0.1076 | -376.6784 | 2245 | 1868.3216
results410.txt | 6909 ISOHAARA 400.00 | 0.1046 | -376.6784 | 2245 | 1868.3216
results410.txt | 6910 SUBSTATION 400.00 | 0.1046 | -376.6784 | 2245 | 1868.3216
results410.txt | 6911 JYLKKÄ 400.00 | 0.1076 | -376.6784 | 2245 | 1868.3216
results410.txt | 6912 VALAJASKO 220.00 | 0.1072 | -376.6784 | 2245 | 1868.3216
results410.txt | 6913 VANTTAUSKOSK220.00 | 0.1073 | -376.6784 | 2245 | 1868.3216
results410.txt | 6915 PIRITTIK400 400.00 | 0.1072 | -376.6784 | 2245 | 1868.3216
results410.txt | 6914 PIRITTK220 220.00 | 0.1072 | -376.6784 | 2245 | 1868.3216
results410.txt | 6916 SEITAKORVA 220.00 | 0.1074 | -376.6784 | 2245 | 1868.3216
results410.txt | 6917 ISOKANGAS 400.00 | 0.1074 | -376.6784 | 2245 | 1868.3216
results410.txt | 6918 PIKKARALA 400.00 | 0.1072 | -376.6784 | 2245 | 1868.3216
results410.txt | 6920 PYHÄNSEL400 400.00 | 0.1074 | -376.6784 | 2245 | 1868.3216
results410.txt | 6919 PYHÄNSEL220 220.00 | 0.1074 | -376.6784 | 2245 | 1868.3216
results410.txt | 6921 PYHÄKOSI 220.00 | 0.1081 | -376.6784 | 2245 | 1868.3216
results410.txt | 6922 UTANEN 220.00 | 0.1084 | -376.6784 | 2245 | 1868.3216
results410.txt | 6923 NUOJA 220.00 | 0.1088 | -376.6784 | 2245 | 1868.3216
results410.txt | 6929 TUGGEN 400.00 | -0.3801 | -376.6784 | 2245 | 1868.3216
results410.txt | 6930 LETSI 400.00 | 0.1151 | -376.6784 | 2245 | 1868.3216
results410.txt | 6932 VAGFORS 400.00 | 0.4835 | -376.6784 | 2245 | 1868.3216
results410.txt | 6990 ISONIEMI 220.00 | 0.1051 | -376.6784 | 2245 | 1868.3216
results410.txt | 6992 IVALO 220.00 | 0.1025 | -376.6784 | 2245 | 1868.3216
results410.txt | 6993 KUOLAJÄRVI 220.00 | 0.1048 | -376.6784 | 2245 | 1868.3216
results410.txt | 6994 VAJUKOSKI 220.00 | 0.1047 | -376.6784 | 2245 | 1868.3216
results410.txt | 6995 KOKKOSNIVA 220.00 | 0.1052 | -376.6784 | 2245 | 1868.3216
results410.txt | 7001 SEITEVARE 400.00 | 0.1414 | -376.6784 | 2245 | 1868.3216
results410.txt | 7002 PORJUS 400.00 | 0.1172 | -376.6784 | 2245 | 1868.3216
results410.txt | 7003 HARSPÅNGET 400.00 | 0.1279 | -376.6784 | 2245 | 1868.3216
results410.txt | 7004 LIGGA 400.00 | 0.1414 | -376.6784 | 2245 | 1868.3216
results410.txt | 7005 MESSAURE 400.00 | 0.1253 | -376.6784 | 2245 | 1868.3216
results410.txt | 7010 VARANGERBOT 220.00 | 0.1006 | -376.6784 | 2245 | 1868.3216
results410.txt | 7018 UTSJOKI 220.00 | 0.1010 | -376.6784 | 2245 | 1868.3216
results410.txt | 7054 OSSAUSKOSKI 220.00 | 0.1075 | -376.6784 | 2245 | 1868.3216
results410.txt | 7056 PETÄJÄSKO 400.00 | 0.1072 | -376.6784 | 2245 | 1868.3216
results410.txt | 7055 PETÄJÄSKO 220.00 | 0.1073 | -376.6784 | 2245 | 1868.3216
results410.txt | 8579 JOINT 220.00 | 0.1084 | -376.6784 | 2245 | 1868.3216
results410.txt | 7140 JOINT 220.00 | 0.1010 | -376.6784 | 2245 | 1868.3216
results410.txt | 8256 JOINT 400.00 | 0.1414 | -376.6784 | 2245 | 1868.3216
results410.txt | 9408 HÄLLBERGET 400.00 | 0.1124 | -376.6784 | 2245 | 1868.3216
results410.txt | 9301 KEMIJÄRVI 220.00 | 0.1068 | -376.6784 | 2245 | 1868.3216
results410.txt | 9302 KEMINMAA 400.00 | 0.1109 | -376.6784 | 2245 | 1868.3216
results410.txt | 9304 LUMIJÄRVI 400.00 | 0.1076 | -376.6784 | 2245 | 1868.3216
results410.txt | 9303 MUSALA 400.00 | 0.1082 | -376.6784 | 2245 | 1868.3216
results410.txt | 9305 KÄRPPIÖN 400.00 | 0.1087 | -376.6784 | 2245 | 1868.3216
results410.txt | 9306 HONKAJOEN 400.00 | 0.1089 | -376.6784 | 2245 | 1868.3216
results410.txt | 9307 KONTIOLAHTI 400.00 | 0.1073 | -376.6784 | 2245 | 1868.3216
results410.txt | 9308 ORIMATTILAN 400.00 | 0.1082 | -376.6784 | 2245 | 1868.3216
results410.txt | 9309 NAANTALINSAL400.00 | 0.1089 | -376.6784 | 2245 | 1868.3216
results411.txt | PTI INTERACTIVE POWER SYSTEM SIMULATOR--PSS(R)E MON, MAY 29 2023 | 16:32 | 375.3295 | 2245 | 1869.6705
results411.txt | SENSITIVITY FACTORS ARE CALCULATED WITH AC | NETWORK | 375.3295 | 2245 | 1869.6705
results411.txt | SUBSYSTEM 'RESERV' IS USED FOR OPPOSING SYSTEM FOR MW POWER | DISPATCH | 375.3295 | 2245 | 1869.6705
results411.txt | SENSITIVITY FACTORS OF BRANCH FLOW (MVA) ON 6552 TAMMISTO 400.00 TO 6554 LÄNSISALMI 400.00 1 MORE THAN | 0.10000 | 375.3295 | 2245 | 1869.6705
results411.txt | <--------- BUS NAME --------> | MW-SENS | 375.3295 | 2245 | 1869.6705
results411.txt | 6545 HUITTINEN 400.00 | 0.1056 | 375.3295 | 2245 | 1869.6705
results411.txt | 6572 KYMI 400.00 | -0.2158 | 375.3295 | 2245 | 1869.6705
results411.txt | 6546 SALO 400.00 | 0.1979 | 375.3295 | 2245 | 1869.6705
results411.txt | 6547 FORSSA 400.00 | 0.1369 | 375.3295 | 2245 | 1869.6705
results411.txt | 6550 KOPULA 400.00 | 0.2043 | 375.3295 | 2245 | 1869.6705
results411.txt | 6552 TAMMISTO 400.00 | 0.4032 | 375.3295 | 2245 | 1869.6705
results411.txt | 6553 NURMIJÄRVI 400.00 | -0.1710 | 375.3295 | 2245 | 1869.6705
results411.txt | 6554 LÄNSISALMI 400.00 | -0.4966 | 375.3295 | 2245 | 1869.6705
results411.txt | 6555 INKOO 400.00 | 0.2654 | 375.3295 | 2245 | 1869.6705
results411.txt | 6556 ESPOO 400.00 | 0.3183 | 375.3295 | 2245 | 1869.6705
results411.txt | 6567 ANTTILA 400.00 | -0.3250 | 375.3295 | 2245 | 1869.6705
results411.txt | 6569 KORIA 400.00 | -0.1828 | 375.3295 | 2245 | 1869.6705
results411.txt | 6570 LOVIISA 400.00 | -0.2671 | 375.3295 | 2245 | 1869.6705
results411.txt | 6573 YLLIKKÄLÄ 400.00 | -0.1267 | 375.3295 | 2245 | 1869.6705
results411.txt | 6617 OLKILUOTO 400.00 | 0.1041 | 375.3295 | 2245 | 1869.6705
results411.txt | 6618 RAUMA 400.00 | 0.1076 | 375.3295 | 2245 | 1869.6705
results411.txt | 6621 LIETO 400.00 | 0.1649 | 375.3295 | 2245 | 1869.6705
results411.txt | 9309 NAANTALINSAL400.00 | 0.1649 | 375.3295 | 2245 | 1869.6705
results412.txt | PTI INTERACTIVE POWER SYSTEM SIMULATOR--PSS(R)E MON, MAY 29 2023 | 16:32 | -374.8599 | 2245 | 1870.1401
results412.txt | SENSITIVITY FACTORS ARE CALCULATED WITH AC | NETWORK | -374.8599 | 2245 | 1870.1401
results412.txt | SUBSYSTEM 'RESERV' IS USED FOR OPPOSING SYSTEM FOR MW POWER | DISPATCH | -374.8599 | 2245 | 1870.1401
results412.txt | SENSITIVITY FACTORS OF BRANCH FLOW (MVA) ON 6655 SAMNAGER300 400.00 TO 6743 KOLLSNES 400.00 4 MORE THAN | 0.10000 | -374.8599 | 2245 | 1870.1401
results412.txt | <--------- BUS NAME --------> | MW-SENS | -374.8599 | 2245 | 1870.1401
results412.txt | 6743 KOLLSNES 400.00 | 0.3458 | -374.8599 | 2245 | 1870.1401
results412.txt | 6745 SUBSTATION 400.00 | 0.2669 | -374.8599 | 2245 | 1870.1401
results412.txt | 6744 LINDÅS 400.00 | 0.2669 | -374.8599 | 2245 | 1870.1401
results412.txt | 6746 NYGARD 400.00 | 0.1998 | -374.8599 | 2245 | 1870.1401
results412.txt | 6747 ARNA 400.00 | 0.1095 | -374.8599 | 2245 | 1870.1401
results412.txt | 6748 BERGEN 400.00 | 0.1216 | -374.8599 | 2245 | 1870.1401
results412.txt | 9010 HAUGSVAER 400.00 | 0.1812 | -374.8599 | 2245 | 1870.1401
results412.txt | 9011 STEINSLAND 400.00 | 0.1127 | -374.8599 | 2245 | 1870.1401
results413.txt | PTI INTERACTIVE POWER SYSTEM SIMULATOR--PSS(R)E MON, MAY 29 2023 | 16:32 | 371.9925 | 2245 | 1873.0075
results413.txt | SENSITIVITY FACTORS ARE CALCULATED WITH AC | NETWORK | 371.9925 | 2245 | 1873.0075
results413.txt | SUBSYSTEM 'RESERV' IS USED FOR OPPOSING SYSTEM FOR MW POWER | DISPATCH | 371.9925 | 2245 | 1873.0075
results413.txt | SENSITIVITY FACTORS OF BRANCH FLOW (MVA) ON 6802 HJÄLTA 400.00 TO 6929 TUGGEN 400.00 2 MORE THAN | 0.10000 | 371.9925 | 2245 | 1873.0075
results413.txt | <--------- BUS NAME --------> | MW-SENS | 371.9925 | 2245 | 1873.0075
results413.txt | 5624 HERSLEV 400.00 | 0.1107 | 371.9925 | 2245 | 1873.0075
results413.txt | 5642 HOVEGARD 400.00 | 0.1105 | 371.9925 | 2245 | 1873.0075
results413.txt | 5646 BJAEVERSKOV4400.00 | 0.1104 | 371.9925 | 2245 | 1873.0075
results413.txt | 5645 BJAEVERSKOV2220.00 | 0.1102 | 371.9925 | 2245 | 1873.0075
results413.txt | 5657 ISHOJ400 400.00 | 0.1105 | 371.9925 | 2245 | 1873.0075
results413.txt | 5656 ISHOJ220 220.00 | 0.1108 | 371.9925 | 2245 | 1873.0075
results413.txt | 5660 AVEDOREVERK 400.00 | 0.1106 | 371.9925 | 2245 | 1873.0075
results413.txt | 5662 ORSTEDSVERKE400.00 | 0.1108 | 371.9925 | 2245 | 1873.0075
results413.txt | 5671 SEGE 400.00 | 0.1096 | 371.9925 | 2245 | 1873.0075
results413.txt | 5672 ARRIE 400.00 | 0.1096 | 371.9925 | 2245 | 1873.0075
results413.txt | 5673 KRUSEBERG 400.00 | 0.1096 | 371.9925 | 2245 | 1873.0075
results413.txt | 5676 WIND FARM 220.00 | 0.1075 | 371.9925 | 2245 | 1873.0075
results413.txt | 5845 ASNAESVERK 400.00 | 0.1106 | 371.9925 | 2245 | 1873.0075
results413.txt | 6319 KYNDBYVERKER400.00 | 0.1104 | 371.9925 | 2245 | 1873.0075
results413.txt | 6324 GORLOSEGARD 400.00 | 0.1098 | 371.9925 | 2245 | 1873.0075
results413.txt | 6330 GELNTEGARD2 400.00 | 0.1112 | 371.9925 | 2245 | 1873.0075
results413.txt | 6334 GLENTEGARD 400.00 | 0.1115 | 371.9925 | 2245 | 1873.0075
results413.txt | 6335 SODERASEN 400.00 | 0.1079 | 371.9925 | 2245 | 1873.0075
results413.txt | 6337 BARSEBACK 400.00 | 0.1095 | 371.9925 | 2245 | 1873.0075
results413.txt | 6338 HURVA 400.00 | 0.1105 | 371.9925 | 2245 | 1873.0075
results413.txt | 6340 MOHOLM 220.00 | 0.1140 | 371.9925 | 2245 | 1873.0075
results413.txt | 6341 KOLSTAD 400.00 | 0.1128 | 371.9925 | 2245 | 1873.0075
results413.txt | 6342 TENHULT 400.00 | 0.1065 | 371.9925 | 2245 | 1873.0075
results413.txt | 6343 BARKERYD 400.00 | 0.1095 | 371.9925 | 2245 | 1873.0075
results413.txt | 6345 GLAN 400.00 | 0.1146 | 371.9925 | 2245 | 1873.0075
results413.txt | 6346 KIMSTAD 400.00 | 0.1130 | 371.9925 | 2245 | 1873.0075
results413.txt | 6348 OSKARSHAMN 400.00 | 0.1127 | 371.9925 | 2245 | 1873.0075
results413.txt | 6349 ALVESTA 400.00 | 0.1114 | 371.9925 | 2245 | 1873.0075
results413.txt | 6350 HEMSJO 400.00 | 0.1130 | 371.9925 | 2245 | 1873.0075
results413.txt | 6351 KARLSHAMN 400.00 | 0.1129 | 371.9925 | 2245 | 1873.0075
results413.txt | 6354 NYBRO 400.00 | 0.1141 | 371.9925 | 2245 | 1873.0075
results413.txt | 6580 SODERALA 220.00 | 0.1220 | 371.9925 | 2245 | 1873.0075
results413.txt | 6581 ANGSBERG 400.00 | 0.1194 | 371.9925 | 2245 | 1873.0075
results413.txt | 6583 STACKBO400 400.00 | 0.1203 | 371.9925 | 2245 | 1873.0075
results413.txt | 6582 STACKBO220 220.00 | 0.1184 | 371.9925 | 2245 | 1873.0075
results413.txt | 6584 VALBO 220.00 | 0.1187 | 371.9925 | 2245 | 1873.0075
results413.txt | 6585 FINNBOLEHVDC400.00 | 0.1200 | 371.9925 | 2245 | 1873.0075
results413.txt | 6586 FINNBOLEHVDC400.00 | 0.1202 | 371.9925 | 2245 | 1873.0075
results413.txt | 6588 UNTRA 220.00 | 0.1180 | 371.9925 | 2245 | 1873.0075
results413.txt | 6589 DANNEBO 400.00 | 0.1172 | 371.9925 | 2245 | 1873.0075
results413.txt | 6591 FORSMARK 400.00 | 0.1167 | 371.9925 | 2245 | 1873.0075
results413.txt | 6592 STARFORS 220.00 | 0.1201 | 371.9925 | 2245 | 1873.0075
results413.txt | 6594 HAMRA400 400.00 | 0.1176 | 371.9925 | 2245 | 1873.0075
results413.txt | 6593 HAMRA220 220.00 | 0.1179 | 371.9925 | 2245 | 1873.0075
results413.txt | 6595 BREDAKER 220.00 | 0.1204 | 371.9925 | 2245 | 1873.0075
results413.txt | 6597 TUNA400 400.00 | 0.1195 | 371.9925 | 2245 | 1873.0075
results413.txt | 6596 TUNA220 220.00 | 0.1209 | 371.9925 | 2245 | 1873.0075
results413.txt | 6598 BOLANDERNA 220.00 | 0.1220 | 371.9925 | 2245 | 1873.0075
results413.txt | 6599 PLENNINGE 220.00 | 0.1215 | 371.9925 | 2245 | 1873.0075
results413.txt | 6600 AKER 400.00 | 0.1174 | 371.9925 | 2245 | 1873.0075
results413.txt | 6602 KOLBOTTEN400400.00 | 0.1187 | 371.9925 | 2245 | 1873.0075
results413.txt | 6601 KOLBOTTEN220220.00 | 0.1185 | 371.9925 | 2245 | 1873.0075
results413.txt | 6603 ODENSALA 400.00 | 0.1192 | 371.9925 | 2245 | 1873.0075
results413.txt | 6605 STOCKHOLM400400.00 | 0.1194 | 371.9925 | 2245 | 1873.0075
results413.txt | 6604 STOCKHOLM220220.00 | 0.1183 | 371.9925 | 2245 | 1873.0075
results413.txt | 6606 HALL 400.00 | 0.1186 | 371.9925 | 2245 | 1873.0075
results413.txt | 6608 EKUDDEN400 400.00 | 0.1186 | 371.9925 | 2245 | 1873.0075
results413.txt | 6607 EKUDDEN220 220.00 | 0.1181 | 371.9925 | 2245 | 1873.0075
results413.txt | 6609 SOLBERGA 220.00 | 0.1182 | 371.9925 | 2245 | 1873.0075
results413.txt | 6610 GRASKA 220.00 | 0.1228 | 371.9925 | 2245 | 1873.0075
results413.txt | 6611 HALLSTAVIK 220.00 | 0.1227 | 371.9925 | 2245 | 1873.0075
results413.txt | 6613 MALSTA 220.00 | 0.1235 | 371.9925 | 2245 | 1873.0075
results413.txt | 6614 VALLENTUNA 220.00 | 0.1195 | 371.9925 | 2245 | 1873.0075
results413.txt | 6631 BASNA 400.00 | 0.1034 | 371.9925 | 2245 | 1873.0075
results413.txt | 6632 REPBACKEN 400.00 | 0.1033 | 371.9925 | 2245 | 1873.0075
results413.txt | 6633 DÖNJE 220.00 | 0.1245 | 371.9925 | 2245 | 1873.0075
results413.txt | 6634 OCKELBO 220.00 | 0.1178 | 371.9925 | 2245 | 1873.0075
results413.txt | 6635 HOFORS 220.00 | 0.1144 | 371.9925 | 2245 | 1873.0075
results413.txt | 6636 HORNDAL 220.00 | 0.1164 | 371.9925 | 2245 | 1873.0075
results413.txt | 6637 MORGARDSH 400.00 | 0.1021 | 371.9925 | 2245 | 1873.0075
results413.txt | 6639 LINDBACKA400400.00 | 0.1058 | 371.9925 | 2245 | 1873.0075
results413.txt | 6638 LINDBACKA220220.00 | 0.1087 | 371.9925 | 2245 | 1873.0075
results413.txt | 6641 HALLSBERG400400.00 | 0.1061 | 371.9925 | 2245 | 1873.0075
results413.txt | 6640 HALLSBERG220220.00 | 0.1061 | 371.9925 | 2245 | 1873.0075
results413.txt | 6642 OSTANSJO 400.00 | 0.1064 | 371.9925 | 2245 | 1873.0075
results413.txt | 6643 FINNSLATTEN 220.00 | 0.1135 | 371.9925 | 2245 | 1873.0075
results413.txt | 6644 HIMMETA 220.00 | 0.1131 | 371.9925 | 2245 | 1873.0075
results413.txt | 6645 AROSVERKET 220.00 | 0.1131 | 371.9925 | 2245 | 1873.0075
results413.txt | 6646 HEDENLUNDA 400.00 | 0.1164 | 371.9925 | 2245 | 1873.0075
results413.txt | 6802 HJÄLTA 400.00 | 0.1400 | 371.9925 | 2245 | 1873.0075
results413.txt | 6805 NYSATER 400.00 | 0.1395 | 371.9925 | 2245 | 1873.0075
results413.txt | 6807 BANDSJO 400.00 | 0.1394 | 371.9925 | 2245 | 1873.0075
results413.txt | 6854 LJUSDAL 220.00 | 0.1279 | 371.9925 | 2245 | 1873.0075
results413.txt | 6929 TUGGEN 400.00 | -0.5213 | 371.9925 | 2245 | 1873.0075
results413.txt | 6932 VAGFORS 400.00 | -0.3900 | 371.9925 | 2245 | 1873.0075
results413.txt | 8861 JOINT 400.00 | 0.1186 | 371.9925 | 2245 | 1873.0075
results413.txt | 7429 JOINT 220.00 | 0.1078 | 371.9925 | 2245 | 1873.0075
results413.txt | 8845 JOINT 220.00 | 0.1132 | 371.9925 | 2245 | 1873.0075
results413.txt | 1051 SUBSTATION 400.00 | 0.1167 | 371.9925 | 2245 | 1873.0075
results413.txt | 1052 BREARED 400.00 | 0.1001 | 371.9925 | 2245 | 1873.0075
results413.txt | 1053 HÄRADSBO 400.00 | 0.1014 | 371.9925 | 2245 | 1873.0075
results413.txt | 9401 HAGESKRUV 400.00 | 0.1119 | 371.9925 | 2245 | 1873.0075
results413.txt | 9404 GÄDDTJÄRN 400.00 | 0.1009 | 371.9925 | 2245 | 1873.0075
results413.txt | 9405 GRÖNVIKEN 400.00 | 0.1214 | 371.9925 | 2245 | 1873.0075
results413.txt | 9410 HORNDAL 400.00 | 0.1144 | 371.9925 | 2245 | 1873.0075
results413.txt | 9411 MUNGA 400.00 | 0.1164 | 371.9925 | 2245 | 1873.0075
results413.txt | 9412 FALLVIKEN 400.00 | 0.1120 | 371.9925 | 2245 | 1873.0075
results414.txt | PTI INTERACTIVE POWER SYSTEM SIMULATOR--PSS(R)E MON, MAY 29 2023 | 16:32 | 370.1985 | 2245 | 1874.8015
results414.txt | SENSITIVITY FACTORS ARE CALCULATED WITH AC | NETWORK | 370.1985 | 2245 | 1874.8015
results414.txt | SUBSYSTEM 'RESERV' IS USED FOR OPPOSING SYSTEM FOR MW POWER | DISPATCH | 370.1985 | 2245 | 1874.8015
results414.txt | SENSITIVITY FACTORS OF BRANCH FLOW (MVA) ON 6811 KRSITINESTAD400.00 TO 9305 KÄRPPIÖN 400.00 1 MORE THAN | 0.10000 | 370.1985 | 2245 | 1874.8015
results414.txt | <--------- BUS NAME --------> | MW-SENS | 370.1985 | 2245 | 1874.8015
results414.txt | 6545 HUITTINEN 400.00 | 0.1591 | 370.1985 | 2245 | 1874.8015
results414.txt | 6572 KYMI 400.00 | 0.1131 | 370.1985 | 2245 | 1874.8015
results414.txt | 6546 SALO 400.00 | 0.1486 | 370.1985 | 2245 | 1874.8015
results414.txt | 6547 FORSSA 400.00 | 0.1476 | 370.1985 | 2245 | 1874.8015
results414.txt | 6548 KANGASALA 400.00 | 0.1218 | 370.1985 | 2245 | 1874.8015
results414.txt | 6549 LAVIANVOURI 400.00 | 0.1227 | 370.1985 | 2245 | 1874.8015
results414.txt | 6550 KOPULA 400.00 | 0.1313 | 370.1985 | 2245 | 1874.8015
results414.txt | 6551 HIKIÄ 400.00 | 0.1243 | 370.1985 | 2245 | 1874.8015
results414.txt | 6552 TAMMISTO 400.00 | 0.1322 | 370.1985 | 2245 | 1874.8015
results414.txt | 6553 NURMIJÄRVI 400.00 | 0.1238 | 370.1985 | 2245 | 1874.8015
results414.txt | 6554 LÄNSISALMI 400.00 | 0.1286 | 370.1985 | 2245 | 1874.8015
results414.txt | 6555 INKOO 400.00 | 0.1406 | 370.1985 | 2245 | 1874.8015
results414.txt | 6556 ESPOO 400.00 | 0.1338 | 370.1985 | 2245 | 1874.8015
results414.txt | 6567 ANTTILA 400.00 | 0.1231 | 370.1985 | 2245 | 1874.8015
results414.txt | 6569 KORIA 400.00 | 0.1100 | 370.1985 | 2245 | 1874.8015
results414.txt | 6570 LOVIISA 400.00 | 0.1166 | 370.1985 | 2245 | 1874.8015
results414.txt | 6615 TAHKOLUOTO 400.00 | 0.1848 | 370.1985 | 2245 | 1874.8015
results414.txt | 6617 OLKILUOTO 400.00 | 0.1694 | 370.1985 | 2245 | 1874.8015
results414.txt | 6618 RAUMA 400.00 | 0.1679 | 370.1985 | 2245 | 1874.8015
results414.txt | 6619 ULVILA 400.00 | 0.1863 | 370.1985 | 2245 | 1874.8015
results414.txt | 6621 LIETO 400.00 | 0.1521 | 370.1985 | 2245 | 1874.8015
results414.txt | 6778 HIRVISUO 400.00 | -0.1054 | 370.1985 | 2245 | 1874.8015
results414.txt | 6810 TUOVILA 400.00 | -0.1966 | 370.1985 | 2245 | 1874.8015
results414.txt | 6811 KRSITINESTAD400.00 | 0.4756 | 370.1985 | 2245 | 1874.8015
results414.txt | 9303 MUSALA 400.00 | -0.1509 | 370.1985 | 2245 | 1874.8015
results414.txt | 9305 KÄRPPIÖN 400.00 | -0.4250 | 370.1985 | 2245 | 1874.8015
results414.txt | 9306 HONKAJOEN 400.00 | 0.1342 | 370.1985 | 2245 | 1874.8015
results414.txt | 9308 ORIMATTILAN 400.00 | 0.1168 | 370.1985 | 2245 | 1874.8015
results414.txt | 9309 NAANTALINSAL400.00 | 0.1521 | 370.1985 | 2245 | 1874.8015
results415.txt | PTI INTERACTIVE POWER SYSTEM SIMULATOR--PSS(R)E MON, MAY 29 2023 | 16:32 | -112.7688 | 2000 | 1887.2312
results415.txt | SENSITIVITY FACTORS ARE CALCULATED WITH AC | NETWORK | -112.7688 | 2000 | 1887.2312
results415.txt | SUBSYSTEM 'RESERV' IS USED FOR OPPOSING SYSTEM FOR MW POWER | DISPATCH | -112.7688 | 2000 | 1887.2312
results415.txt | SENSITIVITY FACTORS OF BRANCH FLOW (MVA) ON 5656 ISHOJ220 220.00 TO 5657 ISHOJ400 400.00 1 MORE THAN | 0.10000 | -112.7688 | 2000 | 1887.2312
results415.txt | <--------- BUS NAME --------> | MW-SENS | -112.7688 | 2000 | 1887.2312
results415.txt | 5645 BJAEVERSKOV2220.00 | 0.3848 | -112.7688 | 2000 | 1887.2312
results415.txt | 5656 ISHOJ220 220.00 | 0.6498 | -112.7688 | 2000 | 1887.2312
results415.txt | 5676 WIND FARM 220.00 | 0.3790 | -112.7688 | 2000 | 1887.2312
results415.txt | 7429 JOINT 220.00 | 0.3795 | -112.7688 | 2000 | 1887.2312
results416.txt | PTI INTERACTIVE POWER SYSTEM SIMULATOR--PSS(R)E MON, MAY 29 2023 | 16:32 | -356.5351 | 2245 | 1888.4649
results416.txt | SENSITIVITY FACTORS ARE CALCULATED WITH AC | NETWORK | -356.5351 | 2245 | 1888.4649
results416.txt | SUBSYSTEM 'RESERV' IS USED FOR OPPOSING SYSTEM FOR MW POWER | DISPATCH | -356.5351 | 2245 | 1888.4649
results416.txt | SENSITIVITY FACTORS OF BRANCH FLOW (MVA) ON 5624 HERSLEV 400.00 TO 5646 BJAEVERSKOV4400.00 1 MORE THAN | 0.10000 | -356.5351 | 2245 | 1888.4649
results416.txt | <--------- BUS NAME --------> | MW-SENS | -356.5351 | 2245 | 1888.4649
results416.txt | 5624 HERSLEV 400.00 | -0.9966 | -356.5351 | 2245 | 1888.4649
results416.txt | 5845 ASNAESVERK 400.00 | -0.9960 | -356.5351 | 2245 | 1888.4649
results417.txt | PTI INTERACTIVE POWER SYSTEM SIMULATOR--PSS(R)E MON, MAY 29 2023 | 16:32 | 354.9409 | 2245 | 1890.0591
results417.txt | SENSITIVITY FACTORS ARE CALCULATED WITH AC | NETWORK | 354.9409 | 2245 | 1890.0591
results417.txt | SUBSYSTEM 'RESERV' IS USED FOR OPPOSING SYSTEM FOR MW POWER | DISPATCH | 354.9409 | 2245 | 1890.0591
results417.txt | SENSITIVITY FACTORS OF BRANCH FLOW (MVA) ON 6862 SURNA 400.00 TO 9007 TJELDBERGO 400.00 2 MORE THAN | 0.10000 | 354.9409 | 2245 | 1890.0591
results417.txt | <--------- BUS NAME --------> | MW-SENS | 354.9409 | 2245 | 1890.0591
results417.txt | 6861 SNILLDAL 400.00 | -0.2451 | 354.9409 | 2245 | 1890.0591
results417.txt | 6863 HOFSTAD 400.00 | -0.1605 | 354.9409 | 2245 | 1890.0591
results417.txt | 6864 ÅFJORD 400.00 | -0.2024 | 354.9409 | 2245 | 1890.0591
results417.txt | 9007 TJELDBERGO 400.00 | -0.5977 | 354.9409 | 2245 | 1890.0591
results418.txt | PTI INTERACTIVE POWER SYSTEM SIMULATOR--PSS(R)E MON, MAY 29 2023 | 16:32 | -354.6576 | 2245 | 1890.3424
results418.txt | SENSITIVITY FACTORS ARE CALCULATED WITH AC | NETWORK | -354.6576 | 2245 | 1890.3424
results418.txt | SUBSYSTEM 'RESERV' IS USED FOR OPPOSING SYSTEM FOR MW POWER | DISPATCH | -354.6576 | 2245 | 1890.3424
results418.txt | SENSITIVITY FACTORS OF BRANCH FLOW (MVA) ON 6937 MARKA 400.00 TO 6940 NAMSKOGEN 400.00 2 MORE THAN | 0.10000 | -354.6576 | 2245 | 1890.3424
results418.txt | <--------- BUS NAME --------> | MW-SENS | -354.6576 | 2245 | 1890.3424
results418.txt | 6936 NEDRERÖS400 400.00 | -0.1679 | -354.6576 | 2245 | 1890.3424
results418.txt | 6935 NEDRERÖS300 400.00 | -0.1699 | -354.6576 | 2245 | 1890.3424
results418.txt | 6934 NEDRERÖS220 220.00 | -0.1462 | -354.6576 | 2245 | 1890.3424
results418.txt | 6937 MARKA 400.00 | -0.3236 | -354.6576 | 2245 | 1890.3424
results418.txt | 6938 NAMSOS 400.00 | 0.1096 | -354.6576 | 2245 | 1890.3424
results418.txt | 6939 KOLSVIK 400.00 | 0.2855 | -354.6576 | 2245 | 1890.3424
results418.txt | 6940 NAMSKOGEN 400.00 | 0.2860 | -354.6576 | 2245 | 1890.3424
results418.txt | 6942 TUNNSJO400 400.00 | 0.1267 | -354.6576 | 2245 | 1890.3424
results418.txt | 6941 TUNNSJO300 400.00 | 0.1267 | -354.6576 | 2245 | 1890.3424
results418.txt | 6944 RANA 400.00 | -0.1633 | -354.6576 | 2245 | 1890.3424
results418.txt | 6945 GEJMÅN 220.00 | -0.1127 | -354.6576 | 2245 | 1890.3424
results418.txt | 6996 OFOTEN 400.00 | -0.1158 | -354.6576 | 2245 | 1890.3424
results418.txt | 6997 NARVIK 400.00 | -0.1163 | -354.6576 | 2245 | 1890.3424
results418.txt | 7006 SVARTISEN 400.00 | -0.1547 | -354.6576 | 2245 | 1890.3424
results418.txt | 7007 KOBBELV 400.00 | -0.1301 | -354.6576 | 2245 | 1890.3424
results418.txt | 7008 SALTEN 400.00 | -0.1359 | -354.6576 | 2245 | 1890.3424
results418.txt | 7017 HAMMERFEST 400.00 | -0.1194 | -354.6576 | 2245 | 1890.3424
results418.txt | 7019 BALSFJORD 400.00 | -0.1173 | -354.6576 | 2245 | 1890.3424
results418.txt | 7020 BARDUFOSS 400.00 | -0.1171 | -354.6576 | 2245 | 1890.3424
results418.txt | 7799 JOINT 220.00 | -0.1128 | -354.6576 | 2245 | 1890.3424
results418.txt | 9001 SEIDAFJELL 400.00 | -0.1192 | -354.6576 | 2245 | 1890.3424
results418.txt | 9002 LEBSESBY 400.00 | -0.1193 | -354.6576 | 2245 | 1890.3424
results418.txt | 9003 HAMMERF 400.00 | -0.1194 | -354.6576 | 2245 | 1890.3424
results418.txt | 9004 ALTA 400.00 | -0.1187 | -354.6576 | 2245 | 1890.3424
results418.txt | 9005 BERGHEIM 400.00 | -0.1180 | -354.6576 | 2245 | 1890.3424
results419.txt | PTI INTERACTIVE POWER SYSTEM SIMULATOR--PSS(R)E MON, MAY 29 2023 | 16:32 | -353.1631 | 2245 | 1891.8369
results419.txt | SENSITIVITY FACTORS ARE CALCULATED WITH AC | NETWORK | -353.1631 | 2245 | 1891.8369
results419.txt | SUBSYSTEM 'RESERV' IS USED FOR OPPOSING SYSTEM FOR MW POWER | DISPATCH | -353.1631 | 2245 | 1891.8369
results419.txt | SENSITIVITY FACTORS OF BRANCH FLOW (MVA) ON 6338 HURVA 400.00 TO 6349 ALVESTA 400.00 2 MORE THAN | 0.10000 | -353.1631 | 2245 | 1891.8369
results419.txt | <--------- BUS NAME --------> | MW-SENS | -353.1631 | 2245 | 1891.8369
results419.txt | 5624 HERSLEV 400.00 | -0.1409 | -353.1631 | 2245 | 1891.8369
results419.txt | 5642 HOVEGARD 400.00 | -0.1408 | -353.1631 | 2245 | 1891.8369
results419.txt | 5646 BJAEVERSKOV4400.00 | -0.1407 | -353.1631 | 2245 | 1891.8369
results419.txt | 5645 BJAEVERSKOV2220.00 | -0.1405 | -353.1631 | 2245 | 1891.8369
results419.txt | 5657 ISHOJ400 400.00 | -0.1408 | -353.1631 | 2245 | 1891.8369
results419.txt | 5656 ISHOJ220 220.00 | -0.1410 | -353.1631 | 2245 | 1891.8369
results419.txt | 5660 AVEDOREVERK 400.00 | -0.1409 | -353.1631 | 2245 | 1891.8369
results419.txt | 5662 ORSTEDSVERKE400.00 | -0.1410 | -353.1631 | 2245 | 1891.8369
results419.txt | 5671 SEGE 400.00 | -0.1976 | -353.1631 | 2245 | 1891.8369
results419.txt | 5672 ARRIE 400.00 | -0.1975 | -353.1631 | 2245 | 1891.8369
results419.txt | 5673 KRUSEBERG 400.00 | -0.1975 | -353.1631 | 2245 | 1891.8369
results419.txt | 5676 WIND FARM 220.00 | -0.1382 | -353.1631 | 2245 | 1891.8369
results419.txt | 5845 ASNAESVERK 400.00 | -0.1409 | -353.1631 | 2245 | 1891.8369
results419.txt | 6319 KYNDBYVERKER400.00 | -0.1407 | -353.1631 | 2245 | 1891.8369
results419.txt | 6324 GORLOSEGARD 400.00 | -0.1402 | -353.1631 | 2245 | 1891.8369
results419.txt | 6330 GELNTEGARD2 400.00 | -0.1414 | -353.1631 | 2245 | 1891.8369
results419.txt | 6334 GLENTEGARD 400.00 | -0.1416 | -353.1631 | 2245 | 1891.8369
results419.txt | 6335 SODERASEN 400.00 | -0.1386 | -353.1631 | 2245 | 1891.8369
results419.txt | 6337 BARSEBACK 400.00 | -0.1897 | -353.1631 | 2245 | 1891.8369
results419.txt | 6338 HURVA 400.00 | -0.2163 | -353.1631 | 2245 | 1891.8369
results419.txt | 6349 ALVESTA 400.00 | 0.1388 | -353.1631 | 2245 | 1891.8369
results419.txt | 7429 JOINT 220.00 | -0.1384 | -353.1631 | 2245 | 1891.8369
results420.txt | PTI INTERACTIVE POWER SYSTEM SIMULATOR--PSS(R)E MON, MAY 29 2023 | 16:32 | 351.7365 | 2245 | 1893.2635
results420.txt | SENSITIVITY FACTORS ARE CALCULATED WITH AC | NETWORK | 351.7365 | 2245 | 1893.2635
results420.txt | SUBSYSTEM 'RESERV' IS USED FOR OPPOSING SYSTEM FOR MW POWER | DISPATCH | 351.7365 | 2245 | 1893.2635
results420.txt | SENSITIVITY FACTORS OF BRANCH FLOW (MVA) ON 6917 ISOKANGAS 400.00 TO 6920 PYHÄNSEL400 400.00 6 MORE THAN | 0.10000 | 351.7365 | 2245 | 1893.2635
results420.txt | <--------- BUS NAME --------> | MW-SENS | 351.7365 | 2245 | 1893.2635
results420.txt | 6571 VISULAHTI 400.00 | -0.2374 | 351.7365 | 2245 | 1893.2635
results420.txt | 6545 HUITTINEN 400.00 | -0.2228 | 351.7365 | 2245 | 1893.2635
results420.txt | 6572 KYMI 400.00 | -0.2300 | 351.7365 | 2245 | 1893.2635
results420.txt | 6546 SALO 400.00 | -0.2243 | 351.7365 | 2245 | 1893.2635
results420.txt | 6547 FORSSA 400.00 | -0.2243 | 351.7365 | 2245 | 1893.2635
results420.txt | 6548 KANGASALA 400.00 | -0.2269 | 351.7365 | 2245 | 1893.2635
results420.txt | 6549 LAVIANVOURI 400.00 | -0.2275 | 351.7365 | 2245 | 1893.2635
results420.txt | 6550 KOPULA 400.00 | -0.2286 | 351.7365 | 2245 | 1893.2635
results420.txt | 6551 HIKIÄ 400.00 | -0.2282 | 351.7365 | 2245 | 1893.2635
results420.txt | 6552 TAMMISTO 400.00 | -0.2264 | 351.7365 | 2245 | 1893.2635
results420.txt | 6553 NURMIJÄRVI 400.00 | -0.2283 | 351.7365 | 2245 | 1893.2635
results420.txt | 6554 LÄNSISALMI 400.00 | -0.2268 | 351.7365 | 2245 | 1893.2635
results420.txt | 6555 INKOO 400.00 | -0.2261 | 351.7365 | 2245 | 1893.2635
results420.txt | 6556 ESPOO 400.00 | -0.2268 | 351.7365 | 2245 | 1893.2635
results420.txt | 6567 ANTTILA 400.00 | -0.2279 | 351.7365 | 2245 | 1893.2635
results420.txt | 6569 KORIA 400.00 | -0.2304 | 351.7365 | 2245 | 1893.2635
results420.txt | 6570 LOVIISA 400.00 | -0.2261 | 351.7365 | 2245 | 1893.2635
results420.txt | 6573 YLLIKKÄLÄ 400.00 | -0.2354 | 351.7365 | 2245 | 1893.2635
results420.txt | 6615 TAHKOLUOTO 400.00 | -0.2194 | 351.7365 | 2245 | 1893.2635
results420.txt | 6617 OLKILUOTO 400.00 | -0.2188 | 351.7365 | 2245 | 1893.2635
results420.txt | 6618 RAUMA 400.00 | -0.2185 | 351.7365 | 2245 | 1893.2635
results420.txt | 6619 ULVILA 400.00 | -0.2211 | 351.7365 | 2245 | 1893.2635
results420.txt | 6621 LIETO 400.00 | -0.2229 | 351.7365 | 2245 | 1893.2635
results420.txt | 6778 HIRVISUO 400.00 | -0.2260 | 351.7365 | 2245 | 1893.2635
results420.txt | 6779 UUSNIVALA 400.00 | -0.2207 | 351.7365 | 2245 | 1893.2635
results420.txt | 6780 ALAJÄRVI 400.00 | -0.2280 | 351.7365 | 2245 | 1893.2635
results420.txt | 6781 SEINÄJOKI 400.00 | -0.2252 | 351.7365 | 2245 | 1893.2635
results420.txt | 6783 PETÄJÄV400 400.00 | -0.2330 | 351.7365 | 2245 | 1893.2635
results420.txt | 6782 PETÄJÄV220 220.00 | -0.2330 | 351.7365 | 2245 | 1893.2635
results420.txt | 6784 JÄMSÄ 220.00 | -0.2349 | 351.7365 | 2245 | 1893.2635
results420.txt | 6785 TOIVILA 400.00 | -0.2302 | 351.7365 | 2245 | 1893.2635
results420.txt | 6786 HAAPAVESI 220.00 | -0.2369 | 351.7365 | 2245 | 1893.2635
results420.txt | 6787 VUOLIJOKI 400.00 | -0.2428 | 351.7365 | 2245 | 1893.2635
results420.txt | 6788 ALAPITKÄ 400.00 | -0.2409 | 351.7365 | 2245 | 1893.2635
results420.txt | 6789 VIHTAVUORI 400.00 | -0.2341 | 351.7365 | 2245 | 1893.2635
results420.txt | 6790 HUUTOKOSKI 400.00 | -0.2390 | 351.7365 | 2245 | 1893.2635
results420.txt | 6810 TUOVILA 400.00 | -0.2235 | 351.7365 | 2245 | 1893.2635
results420.txt | 6811 KRSITINESTAD400.00 | -0.2220 | 351.7365 | 2245 | 1893.2635
results420.txt | 6903 SEITENOIKEA 220.00 | -0.2300 | 351.7365 | 2245 | 1893.2635
results420.txt | 6908 KEMINMAA 220.00 | 0.1311 | 351.7365 | 2245 | 1893.2635
results420.txt | 6911 JYLKKÄ 400.00 | -0.2275 | 351.7365 | 2245 | 1893.2635
results420.txt | 6912 VALAJASKO 220.00 | 0.1300 | 351.7365 | 2245 | 1893.2635
results420.txt | 6917 ISOKANGAS 400.00 | 0.6009 | 351.7365 | 2245 | 1893.2635
results420.txt | 6918 PIKKARALA 400.00 | -0.2101 | 351.7365 | 2245 | 1893.2635
results420.txt | 6920 PYHÄNSEL400 400.00 | -0.2433 | 351.7365 | 2245 | 1893.2635
results420.txt | 6919 PYHÄNSEL220 220.00 | -0.2433 | 351.7365 | 2245 | 1893.2635
results420.txt | 6921 PYHÄKOSI 220.00 | -0.2386 | 351.7365 | 2245 | 1893.2635
results420.txt | 6922 UTANEN 220.00 | -0.2363 | 351.7365 | 2245 | 1893.2635
results420.txt | 6923 NUOJA 220.00 | -0.2338 | 351.7365 | 2245 | 1893.2635
results420.txt | 6990 ISONIEMI 220.00 | 0.1043 | 351.7365 | 2245 | 1893.2635
results420.txt | 7054 OSSAUSKOSKI 220.00 | 0.1313 | 351.7365 | 2245 | 1893.2635
results420.txt | 7056 PETÄJÄSKO 400.00 | 0.1442 | 351.7365 | 2245 | 1893.2635
results420.txt | 7055 PETÄJÄSKO 220.00 | 0.1322 | 351.7365 | 2245 | 1893.2635
results420.txt | 8579 JOINT 220.00 | -0.2364 | 351.7365 | 2245 | 1893.2635
results420.txt | 9302 KEMINMAA 400.00 | -0.1358 | 351.7365 | 2245 | 1893.2635
results420.txt | 9304 LUMIJÄRVI 400.00 | -0.2301 | 351.7365 | 2245 | 1893.2635
results420.txt | 9303 MUSALA 400.00 | -0.2244 | 351.7365 | 2245 | 1893.2635
results420.txt | 9305 KÄRPPIÖN 400.00 | -0.2222 | 351.7365 | 2245 | 1893.2635
results420.txt | 9306 HONKAJOEN 400.00 | -0.2219 | 351.7365 | 2245 | 1893.2635
results420.txt | 9307 KONTIOLAHTI 400.00 | -0.2387 | 351.7365 | 2245 | 1893.2635
results420.txt | 9308 ORIMATTILAN 400.00 | -0.2287 | 351.7365 | 2245 | 1893.2635
results420.txt | 9309 NAANTALINSAL400.00 | -0.2229 | 351.7365 | 2245 | 1893.2635
results421.txt | PTI INTERACTIVE POWER SYSTEM SIMULATOR--PSS(R)E MON, MAY 29 2023 | 16:32 | 348.5175 | 2245 | 1896.4825
results421.txt | SENSITIVITY FACTORS ARE CALCULATED WITH AC | NETWORK | 348.5175 | 2245 | 1896.4825
results421.txt | SUBSYSTEM 'RESERV' IS USED FOR OPPOSING SYSTEM FOR MW POWER | DISPATCH | 348.5175 | 2245 | 1896.4825
results421.txt | SENSITIVITY FACTORS OF BRANCH FLOW (MVA) ON 6727 ROD400 400.00 TO 6728 GRENLAND 400.00 1 MORE THAN | 0.10000 | 348.5175 | 2245 | 1896.4825
results421.txt | <--------- BUS NAME --------> | MW-SENS | 348.5175 | 2245 | 1896.4825
results421.txt | 6356 BJERKREIM 400.00 | -0.1918 | 348.5175 | 2245 | 1896.4825
results421.txt | 6358 TONSTAD400 400.00 | -0.2237 | 348.5175 | 2245 | 1896.4825
results421.txt | 6357 TONSTAD300 400.00 | -0.2237 | 348.5175 | 2245 | 1896.4825
results421.txt | 6360 KJELLAND 400.00 | -0.2097 | 348.5175 | 2245 | 1896.4825
results421.txt | 6363 FEDA400 400.00 | -0.2248 | 348.5175 | 2245 | 1896.4825
results421.txt | 6362 FEDA300 400.00 | -0.2246 | 348.5175 | 2245 | 1896.4825
results421.txt | 6364 LISTAWIND 400.00 | -0.2245 | 348.5175 | 2245 | 1896.4825
results421.txt | 6365 KRISTIANSAND400.00 | -0.2592 | 348.5175 | 2245 | 1896.4825
results421.txt | 6373 ARENDAL400 400.00 | -0.3805 | 348.5175 | 2245 | 1896.4825
results421.txt | 6372 ARENDAL300 400.00 | -0.3805 | 348.5175 | 2245 | 1896.4825
results421.txt | 6688 STOKKELAND 400.00 | -0.1716 | 348.5175 | 2245 | 1896.4825
results421.txt | 6690 HOG-JAERN400400.00 | -0.1709 | 348.5175 | 2245 | 1896.4825
results421.txt | 6689 HOG-JAERN300400.00 | -0.1716 | 348.5175 | 2245 | 1896.4825
results421.txt | 6699 DUGE 301.00 | -0.1625 | 348.5175 | 2245 | 1896.4825
results421.txt | 6706 ROSKREPP 301.00 | -0.1671 | 348.5175 | 2245 | 1896.4825
results421.txt | 6707 KVINEN 301.00 | -0.1714 | 348.5175 | 2245 | 1896.4825
results421.txt | 6708 SOLHOLM300 400.00 | -0.2491 | 348.5175 | 2245 | 1896.4825
results421.txt | 6710 HEKNI 400.00 | -0.1188 | 348.5175 | 2245 | 1896.4825
results421.txt | 6727 ROD400 400.00 | 0.1852 | 348.5175 | 2245 | 1896.4825
results421.txt | 6726 ROD300 400.00 | 0.1811 | 348.5175 | 2245 | 1896.4825
results421.txt | 6728 GRENLAND 400.00 | -0.5787 | 348.5175 | 2245 | 1896.4825
results421.txt | 6730 BAMBLE400 400.00 | -0.5037 | 348.5175 | 2245 | 1896.4825
results421.txt | 6729 BAMBLE300 400.00 | -0.5037 | 348.5175 | 2245 | 1896.4825
results421.txt | 6754 STOLAHELA 400.00 | -0.1716 | 348.5175 | 2245 | 1896.4825
results421.txt | 9012 BAMBLE 400.00 | -0.4809 | 348.5175 | 2245 | 1896.4825
results421.txt | 9014 HONNA 400.00 | -0.2865 | 348.5175 | 2245 | 1896.4825
results421.txt | 9020 LYSE 301.00 | -0.1512 | 348.5175 | 2245 | 1896.4825
results421.txt | 9021 FJOTLAND 301.00 | -0.1876 | 348.5175 | 2245 | 1896.4825
results422.txt | PTI INTERACTIVE POWER SYSTEM SIMULATOR--PSS(R)E MON, MAY 29 2023 | 16:32 | -348.1904 | 2245 | 1897.3868
results422.txt | SENSITIVITY FACTORS ARE CALCULATED WITH AC | NETWORK | -348.1904 | 2245 | 1897.3868
results422.txt | SUBSYSTEM 'RESERV' IS USED FOR OPPOSING SYSTEM FOR MW POWER | DISPATCH | -348.1904 | 2245 | 1897.3868
results422.txt | SENSITIVITY FACTORS OF BRANCH FLOW (MVA) ON 6935 NEDRERÖS300 400.00 TO 6936 NEDRERÖS400 400.00 5 MORE THAN | 0.10000 | -348.1904 | 2245 | 1897.3868
results422.txt | <--------- BUS NAME --------> | MW-SENS | -348.1904 | 2245 | 1897.3868
results422.txt | 6935 NEDRERÖS300 400.00 | -0.4124 | -348.1904 | 2245 | 1897.3868
results422.txt | 6937 MARKA 400.00 | -0.3359 | -348.1904 | 2245 | 1897.3868
results422.txt | 6939 KOLSVIK 400.00 | -0.1475 | -348.1904 | 2245 | 1897.3868
results422.txt | 6940 NAMSKOGEN 400.00 | -0.1477 | -348.1904 | 2245 | 1897.3868
results423.txt | PTI INTERACTIVE POWER SYSTEM SIMULATOR--PSS(R)E MON, MAY 29 2023 | 16:32 | -348.1904 | 2245 | 1897.3868
results423.txt | SENSITIVITY FACTORS ARE CALCULATED WITH AC | NETWORK | -348.1904 | 2245 | 1897.3868
results423.txt | SUBSYSTEM 'RESERV' IS USED FOR OPPOSING SYSTEM FOR MW POWER | DISPATCH | -348.1904 | 2245 | 1897.3868
results423.txt | SENSITIVITY FACTORS OF BRANCH FLOW (MVA) ON 6935 NEDRERÖS300 400.00 TO 6936 NEDRERÖS400 400.00 6 MORE THAN | 0.10000 | -348.1904 | 2245 | 1897.3868
results423.txt | <--------- BUS NAME --------> | MW-SENS | -348.1904 | 2245 | 1897.3868
results423.txt | 6935 NEDRERÖS300 400.00 | -0.4124 | -348.1904 | 2245 | 1897.3868
results423.txt | 6937 MARKA 400.00 | -0.3359 | -348.1904 | 2245 | 1897.3868
results423.txt | 6939 KOLSVIK 400.00 | -0.1475 | -348.1904 | 2245 | 1897.3868
results423.txt | 6940 NAMSKOGEN 400.00 | -0.1477 | -348.1904 | 2245 | 1897.3868
results424.txt | PTI INTERACTIVE POWER SYSTEM SIMULATOR--PSS(R)E MON, MAY 29 2023 | 16:32 | -347.3994 | 2245 | 1897.6006
results424.txt | SENSITIVITY FACTORS ARE CALCULATED WITH AC | NETWORK | -347.3994 | 2245 | 1897.6006
results424.txt | SUBSYSTEM 'RESERV' IS USED FOR OPPOSING SYSTEM FOR MW POWER | DISPATCH | -347.3994 | 2245 | 1897.6006
results424.txt | SENSITIVITY FACTORS OF BRANCH FLOW (MVA) ON 6779 UUSNIVALA 400.00 TO 6780 ALAJÄRVI 400.00 1 MORE THAN | 0.10000 | -347.3994 | 2245 | 1897.6006
results424.txt | <--------- BUS NAME --------> | MW-SENS | -347.3994 | 2245 | 1897.6006
results424.txt | 6571 VISULAHTI 400.00 | 0.1343 | -347.3994 | 2245 | 1897.6006
results424.txt | 6545 HUITTINEN 400.00 | 0.1700 | -347.3994 | 2245 | 1897.6006
results424.txt | 6572 KYMI 400.00 | 0.1568 | -347.3994 | 2245 | 1897.6006
results424.txt | 6546 SALO 400.00 | 0.1670 | -347.3994 | 2245 | 1897.6006
results424.txt | 6547 FORSSA 400.00 | 0.1676 | -347.3994 | 2245 | 1897.6006
results424.txt | 6548 KANGASALA 400.00 | 0.1759 | -347.3994 | 2245 | 1897.6006
results424.txt | 6549 LAVIANVOURI 400.00 | 0.1728 | -347.3994 | 2245 | 1897.6006
results424.txt | 6550 KOPULA 400.00 | 0.1656 | -347.3994 | 2245 | 1897.6006
results424.txt | 6551 HIKIÄ 400.00 | 0.1646 | -347.3994 | 2245 | 1897.6006
results424.txt | 6552 TAMMISTO 400.00 | 0.1637 | -347.3994 | 2245 | 1897.6006
results424.txt | 6553 NURMIJÄRVI 400.00 | 0.1631 | -347.3994 | 2245 | 1897.6006
results424.txt | 6554 LÄNSISALMI 400.00 | 0.1626 | -347.3994 | 2245 | 1897.6006
results424.txt | 6555 INKOO 400.00 | 0.1660 | -347.3994 | 2245 | 1897.6006
results424.txt | 6556 ESPOO 400.00 | 0.1646 | -347.3994 | 2245 | 1897.6006
results424.txt | 6567 ANTTILA 400.00 | 0.1612 | -347.3994 | 2245 | 1897.6006
results424.txt | 6569 KORIA 400.00 | 0.1554 | -347.3994 | 2245 | 1897.6006
results424.txt | 6570 LOVIISA 400.00 | 0.1571 | -347.3994 | 2245 | 1897.6006
results424.txt | 6573 YLLIKKÄLÄ 400.00 | 0.1421 | -347.3994 | 2245 | 1897.6006
results424.txt | 6615 TAHKOLUOTO 400.00 | 0.1706 | -347.3994 | 2245 | 1897.6006
results424.txt | 6617 OLKILUOTO 400.00 | 0.1681 | -347.3994 | 2245 | 1897.6006
results424.txt | 6618 RAUMA 400.00 | 0.1676 | -347.3994 | 2245 | 1897.6006
results424.txt | 6619 ULVILA 400.00 | 0.1719 | -347.3994 | 2245 | 1897.6006
results424.txt | 6621 LIETO 400.00 | 0.1671 | -347.3994 | 2245 | 1897.6006
results424.txt | 6778 HIRVISUO 400.00 | 0.1144 | -347.3994 | 2245 | 1897.6006
results424.txt | 6779 UUSNIVALA 400.00 | -0.3633 | -347.3994 | 2245 | 1897.6006
results424.txt | 6780 ALAJÄRVI 400.00 | 0.2615 | -347.3994 | 2245 | 1897.6006
results424.txt | 6781 SEINÄJOKI 400.00 | 0.1982 | -347.3994 | 2245 | 1897.6006
results424.txt | 6783 PETÄJÄV400 400.00 | 0.1414 | -347.3994 | 2245 | 1897.6006
results424.txt | 6782 PETÄJÄV220 220.00 | 0.1414 | -347.3994 | 2245 | 1897.6006
results424.txt | 6784 JÄMSÄ 220.00 | 0.1426 | -347.3994 | 2245 | 1897.6006
results424.txt | 6785 TOIVILA 400.00 | 0.1565 | -347.3994 | 2245 | 1897.6006
results424.txt | 6789 VIHTAVUORI 400.00 | 0.1699 | -347.3994 | 2245 | 1897.6006
results424.txt | 6790 HUUTOKOSKI 400.00 | 0.1243 | -347.3994 | 2245 | 1897.6006
results424.txt | 6810 TUOVILA 400.00 | 0.1723 | -347.3994 | 2245 | 1897.6006
results424.txt | 6811 KRSITINESTAD400.00 | 0.1719 | -347.3994 | 2245 | 1897.6006
results424.txt | 9303 MUSALA 400.00 | 0.1433 | -347.3994 | 2245 | 1897.6006
results424.txt | 9305 KÄRPPIÖN 400.00 | 0.1718 | -347.3994 | 2245 | 1897.6006
results424.txt | 9306 HONKAJOEN 400.00 | 0.1771 | -347.3994 | 2245 | 1897.6006
results424.txt | 9307 KONTIOLAHTI 400.00 | 0.1083 | -347.3994 | 2245 | 1897.6006
results424.txt | 9308 ORIMATTILAN 400.00 | 0.1596 | -347.3994 | 2245 | 1897.6006
results424.txt | 9309 NAANTALINSAL400.00 | 0.1671 | -347.3994 | 2245 | 1897.6006
results425.txt | PTI INTERACTIVE POWER SYSTEM SIMULATOR--PSS(R)E MON, MAY 29 2023 | 16:32 | -347.0517 | 2245 | 1897.9483
results425.txt | SENSITIVITY FACTORS ARE CALCULATED WITH AC | NETWORK | -347.0517 | 2245 | 1897.9483
results425.txt | SUBSYSTEM 'RESERV' IS USED FOR OPPOSING SYSTEM FOR MW POWER | DISPATCH | -347.0517 | 2245 | 1897.9483
results425.txt | SENSITIVITY FACTORS OF BRANCH FLOW (MVA) ON 6779 UUSNIVALA 400.00 TO 6918 PIKKARALA 400.00 2 MORE THAN | 0.10000 | -347.0517 | 2245 | 1897.9483
results425.txt | <--------- BUS NAME --------> | MW-SENS | -347.0517 | 2245 | 1897.9483
results425.txt | 6571 VISULAHTI 400.00 | -0.1272 | -347.0517 | 2245 | 1897.9483
results425.txt | 6545 HUITTINEN 400.00 | -0.1610 | -347.0517 | 2245 | 1897.9483
results425.txt | 6572 KYMI 400.00 | -0.1485 | -347.0517 | 2245 | 1897.9483
results425.txt | 6546 SALO 400.00 | -0.1581 | -347.0517 | 2245 | 1897.9483
results425.txt | 6547 FORSSA 400.00 | -0.1587 | -347.0517 | 2245 | 1897.9483
results425.txt | 6548 KANGASALA 400.00 | -0.1666 | -347.0517 | 2245 | 1897.9483
results425.txt | 6549 LAVIANVOURI 400.00 | -0.1636 | -347.0517 | 2245 | 1897.9483
results425.txt | 6550 KOPULA 400.00 | -0.1568 | -347.0517 | 2245 | 1897.9483
results425.txt | 6551 HIKIÄ 400.00 | -0.1559 | -347.0517 | 2245 | 1897.9483
results425.txt | 6552 TAMMISTO 400.00 | -0.1550 | -347.0517 | 2245 | 1897.9483
results425.txt | 6553 NURMIJÄRVI 400.00 | -0.1544 | -347.0517 | 2245 | 1897.9483
results425.txt | 6554 LÄNSISALMI 400.00 | -0.1539 | -347.0517 | 2245 | 1897.9483
results425.txt | 6555 INKOO 400.00 | -0.1571 | -347.0517 | 2245 | 1897.9483
results425.txt | 6556 ESPOO 400.00 | -0.1559 | -347.0517 | 2245 | 1897.9483
results425.txt | 6567 ANTTILA 400.00 | -0.1526 | -347.0517 | 2245 | 1897.9483
results425.txt | 6569 KORIA 400.00 | -0.1472 | -347.0517 | 2245 | 1897.9483
results425.txt | 6570 LOVIISA 400.00 | -0.1487 | -347.0517 | 2245 | 1897.9483
results425.txt | 6573 YLLIKKÄLÄ 400.00 | -0.1346 | -347.0517 | 2245 | 1897.9483
results425.txt | 6615 TAHKOLUOTO 400.00 | -0.1615 | -347.0517 | 2245 | 1897.9483
results425.txt | 6617 OLKILUOTO 400.00 | -0.1592 | -347.0517 | 2245 | 1897.9483
results425.txt | 6618 RAUMA 400.00 | -0.1587 | -347.0517 | 2245 | 1897.9483
results425.txt | 6619 ULVILA 400.00 | -0.1628 | -347.0517 | 2245 | 1897.9483
results425.txt | 6621 LIETO 400.00 | -0.1582 | -347.0517 | 2245 | 1897.9483
results425.txt | 6778 HIRVISUO 400.00 | -0.1084 | -347.0517 | 2245 | 1897.9483
results425.txt | 6779 UUSNIVALA 400.00 | -0.5979 | -347.0517 | 2245 | 1897.9483
results425.txt | 6780 ALAJÄRVI 400.00 | -0.2477 | -347.0517 | 2245 | 1897.9483
results425.txt | 6781 SEINÄJOKI 400.00 | -0.1877 | -347.0517 | 2245 | 1897.9483
results425.txt | 6783 PETÄJÄV400 400.00 | -0.1339 | -347.0517 | 2245 | 1897.9483
results425.txt | 6782 PETÄJÄV220 220.00 | -0.1339 | -347.0517 | 2245 | 1897.9483
results425.txt | 6784 JÄMSÄ 220.00 | -0.1350 | -347.0517 | 2245 | 1897.9483
results425.txt | 6785 TOIVILA 400.00 | -0.1482 | -347.0517 | 2245 | 1897.9483
results425.txt | 6789 VIHTAVUORI 400.00 | -0.1608 | -347.0517 | 2245 | 1897.9483
results425.txt | 6790 HUUTOKOSKI 400.00 | -0.1177 | -347.0517 | 2245 | 1897.9483
results425.txt | 6810 TUOVILA 400.00 | -0.1632 | -347.0517 | 2245 | 1897.9483
results425.txt | 6811 KRSITINESTAD400.00 | -0.1628 | -347.0517 | 2245 | 1897.9483
results425.txt | 9303 MUSALA 400.00 | -0.1357 | -347.0517 | 2245 | 1897.9483
results425.txt | 9305 KÄRPPIÖN 400.00 | -0.1627 | -347.0517 | 2245 | 1897.9483
results425.txt | 9306 HONKAJOEN 400.00 | -0.1677 | -347.0517 | 2245 | 1897.9483
results425.txt | 9307 KONTIOLAHTI 400.00 | -0.1026 | -347.0517 | 2245 | 1897.9483
results425.txt | 9308 ORIMATTILAN 400.00 | -0.1511 | -347.0517 | 2245 | 1897.9483
results425.txt | 9309 NAANTALINSAL400.00 | -0.1582 | -347.0517 | 2245 | 1897.9483
results426.txt | PTI INTERACTIVE POWER SYSTEM SIMULATOR--PSS(R)E MON, MAY 29 2023 | 16:32 | 345.6153 | 2245 | 1899.3847
results426.txt | SENSITIVITY FACTORS ARE CALCULATED WITH AC | NETWORK | 345.6153 | 2245 | 1899.3847
results426.txt | SUBSYSTEM 'RESERV' IS USED FOR OPPOSING SYSTEM FOR MW POWER | DISPATCH | 345.6153 | 2245 | 1899.3847
results426.txt | SENSITIVITY FACTORS OF BRANCH FLOW (MVA) ON 6548 KANGASALA 400.00 TO 6549 LAVIANVOURI 400.00 1 MORE THAN | 0.10000 | 345.6153 | 2245 | 1899.3847
results426.txt | <--------- BUS NAME --------> | MW-SENS | 345.6153 | 2245 | 1899.3847
results426.txt | 6572 KYMI 400.00 | -0.1891 | 345.6153 | 2245 | 1899.3847
results426.txt | 6548 KANGASALA 400.00 | 0.1701 | 345.6153 | 2245 | 1899.3847
results426.txt | 6549 LAVIANVOURI 400.00 | -0.6630 | 345.6153 | 2245 | 1899.3847
results426.txt | 6550 KOPULA 400.00 | -0.2001 | 345.6153 | 2245 | 1899.3847
results426.txt | 6551 HIKIÄ 400.00 | -0.2563 | 345.6153 | 2245 | 1899.3847
results426.txt | 6552 TAMMISTO 400.00 | -0.1662 | 345.6153 | 2245 | 1899.3847
results426.txt | 6553 NURMIJÄRVI 400.00 | -0.2258 | 345.6153 | 2245 | 1899.3847
results426.txt | 6554 LÄNSISALMI 400.00 | -0.1769 | 345.6153 | 2245 | 1899.3847
results426.txt | 6555 INKOO 400.00 | -0.1381 | 345.6153 | 2245 | 1899.3847
results426.txt | 6556 ESPOO 400.00 | -0.1689 | 345.6153 | 2245 | 1899.3847
results426.txt | 6567 ANTTILA 400.00 | -0.1949 | 345.6153 | 2245 | 1899.3847
results426.txt | 6569 KORIA 400.00 | -0.1872 | 345.6153 | 2245 | 1899.3847
results426.txt | 6570 LOVIISA 400.00 | -0.1896 | 345.6153 | 2245 | 1899.3847
results426.txt | 6573 YLLIKKÄLÄ 400.00 | -0.1289 | 345.6153 | 2245 | 1899.3847
results426.txt | 9308 ORIMATTILAN 400.00 | -0.2212 | 345.6153 | 2245 | 1899.3847
results427.txt | PTI INTERACTIVE POWER SYSTEM SIMULATOR--PSS(R)E MON, MAY 29 2023 | 16:32 | -345.5996 | 2245 | 1899.4004
results427.txt | SENSITIVITY FACTORS ARE CALCULATED WITH AC | NETWORK | -345.5996 | 2245 | 1899.4004
results427.txt | SUBSYSTEM 'RESERV' IS USED FOR OPPOSING SYSTEM FOR MW POWER | DISPATCH | -345.5996 | 2245 | 1899.4004
results427.txt | SENSITIVITY FACTORS OF BRANCH FLOW (MVA) ON 6718 FÅBERG 400.00 TO 6720 VARDAL 400.00 3 MORE THAN | 0.10000 | -345.5996 | 2245 | 1899.4004
results427.txt | <--------- BUS NAME --------> | MW-SENS | -345.5996 | 2245 | 1899.4004
results427.txt | 6712 OVREVINSTRA 400.00 | -0.2712 | -345.5996 | 2245 | 1899.4004
results427.txt | 6713 NEDREVINSTRA400.00 | -0.3332 | -345.5996 | 2245 | 1899.4004
results427.txt | 6717 NEDREVINSTRA400.00 | -0.3332 | -345.5996 | 2245 | 1899.4004
results427.txt | 6718 FÅBERG 400.00 | -0.3357 | -345.5996 | 2245 | 1899.4004
results427.txt | 6720 VARDAL 400.00 | 0.4790 | -345.5996 | 2245 | 1899.4004
results427.txt | 6721 VANG 400.00 | -0.1937 | -345.5996 | 2245 | 1899.4004
results427.txt | 6872 AURA2300 400.00 | -0.1312 | -345.5996 | 2245 | 1899.4004
results427.txt | 6855 FRAERNA 400.00 | -0.1225 | -345.5996 | 2245 | 1899.4004
results427.txt | 6858 ISTAD 400.00 | -0.1225 | -345.5996 | 2245 | 1899.4004
results427.txt | 6859 AURA1 400.00 | -0.1283 | -345.5996 | 2245 | 1899.4004
results427.txt | 6860 GRYTTEN 400.00 | -0.1155 | -345.5996 | 2245 | 1899.4004
results427.txt | 6861 SNILLDAL 400.00 | -0.1169 | -345.5996 | 2245 | 1899.4004
results427.txt | 6862 SURNA 400.00 | -0.1215 | -345.5996 | 2245 | 1899.4004
results427.txt | 6863 HOFSTAD 400.00 | -0.1009 | -345.5996 | 2245 | 1899.4004
results427.txt | 6864 ÅFJORD 400.00 | -0.1088 | -345.5996 | 2245 | 1899.4004
results427.txt | 6866 ORKDAL400 400.00 | -0.1053 | -345.5996 | 2245 | 1899.4004
results427.txt | 6865 ORKDAL300 400.00 | -0.1053 | -345.5996 | 2245 | 1899.4004
results427.txt | 6874 VÅGÅMO 400.00 | -0.2251 | -345.5996 | 2245 | 1899.4004
results427.txt | 6875 RENDALEN 301.00 | -0.2289 | -345.5996 | 2245 | 1899.4004
results427.txt | 9007 TJELDBERGO 400.00 | -0.1193 | -345.5996 | 2245 | 1899.4004
results427.txt | 9016 FÅBER300 301.00 | -0.2319 | -345.5996 | 2245 | 1899.4004
results428.txt | PTI INTERACTIVE POWER SYSTEM SIMULATOR--PSS(R)E MON, MAY 29 2023 | 16:32 | 344.5067 | 2245 | 1900.4933
results428.txt | SENSITIVITY FACTORS ARE CALCULATED WITH AC | NETWORK | 344.5067 | 2245 | 1900.4933
results428.txt | SUBSYSTEM 'RESERV' IS USED FOR OPPOSING SYSTEM FOR MW POWER | DISPATCH | 344.5067 | 2245 | 1900.4933
results428.txt | SENSITIVITY FACTORS OF BRANCH FLOW (MVA) ON 6869 KLAEBU400 400.00 TO 6871 EIDUM400 400.00 3 MORE THAN | 0.10000 | 344.5067 | 2245 | 1900.4933
results428.txt | <--------- BUS NAME --------> | MW-SENS | 344.5067 | 2245 | 1900.4933
results428.txt | 6812 OGNDAL 400.00 | -0.2906 | 344.5067 | 2245 | 1900.4933
results428.txt | 6814 VERDAL400 400.00 | -0.3274 | 344.5067 | 2245 | 1900.4933
results428.txt | 6813 VERDAL300 400.00 | -0.3274 | 344.5067 | 2245 | 1900.4933
results428.txt | 6863 HOFSTAD 400.00 | -0.1180 | 344.5067 | 2245 | 1900.4933
results428.txt | 6869 KLAEBU400 400.00 | 0.1083 | 344.5067 | 2245 | 1900.4933
results428.txt | 6868 KLAEBU300 400.00 | 0.1083 | 344.5067 | 2245 | 1900.4933
results428.txt | 6871 EIDUM400 400.00 | -0.4022 | 344.5067 | 2245 | 1900.4933
results428.txt | 6870 EIDUM300 400.00 | -0.4021 | 344.5067 | 2245 | 1900.4933
results428.txt | 6936 NEDRERÖS400 400.00 | -0.1598 | 344.5067 | 2245 | 1900.4933
results428.txt | 6935 NEDRERÖS300 400.00 | -0.1599 | 344.5067 | 2245 | 1900.4933
results428.txt | 6934 NEDRERÖS220 220.00 | -0.1388 | 344.5067 | 2245 | 1900.4933
results428.txt | 6937 MARKA 400.00 | -0.1668 | 344.5067 | 2245 | 1900.4933
results428.txt | 6938 NAMSOS 400.00 | -0.2015 | 344.5067 | 2245 | 1900.4933
results428.txt | 6939 KOLSVIK 400.00 | -0.1812 | 344.5067 | 2245 | 1900.4933
results428.txt | 6940 NAMSKOGEN 400.00 | -0.1814 | 344.5067 | 2245 | 1900.4933
results428.txt | 6942 TUNNSJO400 400.00 | -0.1869 | 344.5067 | 2245 | 1900.4933
results428.txt | 6941 TUNNSJO300 400.00 | -0.1869 | 344.5067 | 2245 | 1900.4933
results428.txt | 6944 RANA 400.00 | -0.1554 | 344.5067 | 2245 | 1900.4933
results428.txt | 6945 GEJMÅN 220.00 | -0.1062 | 344.5067 | 2245 | 1900.4933
results428.txt | 6996 OFOTEN 400.00 | -0.1093 | 344.5067 | 2245 | 1900.4933
results428.txt | 6997 NARVIK 400.00 | -0.1097 | 344.5067 | 2245 | 1900.4933
results428.txt | 7006 SVARTISEN 400.00 | -0.1471 | 344.5067 | 2245 | 1900.4933
results428.txt | 7007 KOBBELV 400.00 | -0.1232 | 344.5067 | 2245 | 1900.4933
results428.txt | 7008 SALTEN 400.00 | -0.1288 | 344.5067 | 2245 | 1900.4933
results428.txt | 7017 HAMMERFEST 400.00 | -0.1128 | 344.5067 | 2245 | 1900.4933
results428.txt | 7019 BALSFJORD 400.00 | -0.1108 | 344.5067 | 2245 | 1900.4933
results428.txt | 7020 BARDUFOSS 400.00 | -0.1106 | 344.5067 | 2245 | 1900.4933
results428.txt | 7799 JOINT 220.00 | -0.1063 | 344.5067 | 2245 | 1900.4933
results428.txt | 9001 SEIDAFJELL 400.00 | -0.1126 | 344.5067 | 2245 | 1900.4933
results428.txt | 9002 LEBSESBY 400.00 | -0.1127 | 344.5067 | 2245 | 1900.4933
results428.txt | 9003 HAMMERF 400.00 | -0.1128 | 344.5067 | 2245 | 1900.4933
results428.txt | 9004 ALTA 400.00 | -0.1121 | 344.5067 | 2245 | 1900.4933
results428.txt | 9005 BERGHEIM 400.00 | -0.1114 | 344.5067 | 2245 | 1900.4933
results428.txt | 9006 TROFORS 400.00 | -0.1712 | 344.5067 | 2245 | 1900.4933
results429.txt | PTI INTERACTIVE POWER SYSTEM SIMULATOR--PSS(R)E MON, MAY 29 2023 | 16:32 | 343.3641 | 2245 | 1901.6359
results429.txt | SENSITIVITY FACTORS ARE CALCULATED WITH AC | NETWORK | 343.3641 | 2245 | 1901.6359
results429.txt | SUBSYSTEM 'RESERV' IS USED FOR OPPOSING SYSTEM FOR MW POWER | DISPATCH | 343.3641 | 2245 | 1901.6359
results429.txt | SENSITIVITY FACTORS OF BRANCH FLOW (MVA) ON 6346 KIMSTAD 400.00 TO 6348 OSKARSHAMN 400.00 3 MORE THAN | 0.10000 | 343.3641 | 2245 | 1901.6359
results429.txt | <--------- BUS NAME --------> | MW-SENS | 343.3641 | 2245 | 1901.6359
results429.txt | 5624 HERSLEV 400.00 | -0.1245 | 343.3641 | 2245 | 1901.6359
results429.txt | 5642 HOVEGARD 400.00 | -0.1244 | 343.3641 | 2245 | 1901.6359
results429.txt | 5646 BJAEVERSKOV4400.00 | -0.1243 | 343.3641 | 2245 | 1901.6359
results429.txt | 5645 BJAEVERSKOV2220.00 | -0.1241 | 343.3641 | 2245 | 1901.6359
results429.txt | 5657 ISHOJ400 400.00 | -0.1244 | 343.3641 | 2245 | 1901.6359
results429.txt | 5656 ISHOJ220 220.00 | -0.1246 | 343.3641 | 2245 | 1901.6359
results429.txt | 5660 AVEDOREVERK 400.00 | -0.1244 | 343.3641 | 2245 | 1901.6359
results429.txt | 5662 ORSTEDSVERKE400.00 | -0.1246 | 343.3641 | 2245 | 1901.6359
results429.txt | 5671 SEGE 400.00 | -0.1544 | 343.3641 | 2245 | 1901.6359
results429.txt | 5672 ARRIE 400.00 | -0.1544 | 343.3641 | 2245 | 1901.6359
results429.txt | 5673 KRUSEBERG 400.00 | -0.1544 | 343.3641 | 2245 | 1901.6359
results429.txt | 5676 WIND FARM 220.00 | -0.1220 | 343.3641 | 2245 | 1901.6359
results429.txt | 5845 ASNAESVERK 400.00 | -0.1244 | 343.3641 | 2245 | 1901.6359
results429.txt | 6319 KYNDBYVERKER400.00 | -0.1243 | 343.3641 | 2245 | 1901.6359
results429.txt | 6324 GORLOSEGARD 400.00 | -0.1238 | 343.3641 | 2245 | 1901.6359
results429.txt | 6330 GELNTEGARD2 400.00 | -0.1249 | 343.3641 | 2245 | 1901.6359
results429.txt | 6334 GLENTEGARD 400.00 | -0.1251 | 343.3641 | 2245 | 1901.6359
results429.txt | 6335 SODERASEN 400.00 | -0.1223 | 343.3641 | 2245 | 1901.6359
results429.txt | 6337 BARSEBACK 400.00 | -0.1501 | 343.3641 | 2245 | 1901.6359
results429.txt | 6338 HURVA 400.00 | -0.1648 | 343.3641 | 2245 | 1901.6359
results429.txt | 6346 KIMSTAD 400.00 | 0.1252 | 343.3641 | 2245 | 1901.6359
results429.txt | 6348 OSKARSHAMN 400.00 | -0.2960 | 343.3641 | 2245 | 1901.6359
results429.txt | 6349 ALVESTA 400.00 | -0.1824 | 343.3641 | 2245 | 1901.6359
results429.txt | 6350 HEMSJO 400.00 | -0.2122 | 343.3641 | 2245 | 1901.6359
results429.txt | 6351 KARLSHAMN 400.00 | -0.2121 | 343.3641 | 2245 | 1901.6359
results429.txt | 6354 NYBRO 400.00 | -0.2436 | 343.3641 | 2245 | 1901.6359
results429.txt | 7429 JOINT 220.00 | -0.1222 | 343.3641 | 2245 | 1901.6359
results429.txt | 9401 HAGESKRUV 400.00 | -0.2390 | 343.3641 | 2245 | 1901.6359
results430.txt | PTI INTERACTIVE POWER SYSTEM SIMULATOR--PSS(R)E MON, MAY 29 2023 | 16:32 | 339.9748 | 2245 | 1905.0252
results430.txt | SENSITIVITY FACTORS ARE CALCULATED WITH AC | NETWORK | 339.9748 | 2245 | 1905.0252
results430.txt | SUBSYSTEM 'RESERV' IS USED FOR OPPOSING SYSTEM FOR MW POWER | DISPATCH | 339.9748 | 2245 | 1905.0252
results430.txt | SENSITIVITY FACTORS OF BRANCH FLOW (MVA) ON 6677 BLÅFALL 400.00 TO 6750 HÅVIK 400.00 6 MORE THAN | 0.10000 | 339.9748 | 2245 | 1905.0252
results430.txt | <--------- BUS NAME --------> | MW-SENS | 339.9748 | 2245 | 1905.0252
results430.txt | 6749 STORD 400.00 | -0.1041 | 339.9748 | 2245 | 1905.0252
results430.txt | 6751 SUBSTATION 301.00 | -0.2684 | 339.9748 | 2245 | 1905.0252
results430.txt | 6750 HÅVIK 400.00 | -0.3719 | 339.9748 | 2245 | 1905.0252
results430.txt | 6752 SPANNE 400.00 | -0.2359 | 339.9748 | 2245 | 1905.0252
results430.txt | 6753 KÅRSTO 400.00 | -0.3726 | 339.9748 | 2245 | 1905.0252
results430.txt | 8611 JOINT 400.00 | -0.3725 | 339.9748 | 2245 | 1905.0252
results430.txt | 9019 SAUDA 301.00 | -0.1291 | 339.9748 | 2245 | 1905.0252
results431.txt | PTI INTERACTIVE POWER SYSTEM SIMULATOR--PSS(R)E MON, MAY 29 2023 | 16:32 | -339.1527 | 2245 | 1905.8473
results431.txt | SENSITIVITY FACTORS ARE CALCULATED WITH AC | NETWORK | -339.1527 | 2245 | 1905.8473
results431.txt | SUBSYSTEM 'RESERV' IS USED FOR OPPOSING SYSTEM FOR MW POWER | DISPATCH | -339.1527 | 2245 | 1905.8473
results431.txt | SENSITIVITY FACTORS OF BRANCH FLOW (MVA) ON 6555 INKOO 400.00 TO 6556 ESPOO 400.00 2 MORE THAN | 0.10000 | -339.1527 | 2245 | 1905.8473
results431.txt | <--------- BUS NAME --------> | MW-SENS | -339.1527 | 2245 | 1905.8473
results431.txt | 6546 SALO 400.00 | 0.3416 | -339.1527 | 2245 | 1905.8473
results431.txt | 6550 KOPULA 400.00 | -0.1450 | -339.1527 | 2245 | 1905.8473
results431.txt | 6552 TAMMISTO 400.00 | -0.1330 | -339.1527 | 2245 | 1905.8473
results431.txt | 6554 LÄNSISALMI 400.00 | -0.1162 | -339.1527 | 2245 | 1905.8473
results431.txt | 6555 INKOO 400.00 | 0.6007 | -339.1527 | 2245 | 1905.8473
results431.txt | 6556 ESPOO 400.00 | -0.1960 | -339.1527 | 2245 | 1905.8473
results431.txt | 6621 LIETO 400.00 | 0.2162 | -339.1527 | 2245 | 1905.8473
results431.txt | 9309 NAANTALINSAL400.00 | 0.2162 | -339.1527 | 2245 | 1905.8473
results432.txt | PTI INTERACTIVE POWER SYSTEM SIMULATOR--PSS(R)E MON, MAY 29 2023 | 16:32 | 333.3393 | 2245 | 1911.6607
results432.txt | SENSITIVITY FACTORS ARE CALCULATED WITH AC | NETWORK | 333.3393 | 2245 | 1911.6607
results432.txt | SUBSYSTEM 'RESERV' IS USED FOR OPPOSING SYSTEM FOR MW POWER | DISPATCH | 333.3393 | 2245 | 1911.6607
results432.txt | SENSITIVITY FACTORS OF BRANCH FLOW (MVA) ON 6674 HUSNES 400.00 TO 6749 STORD 400.00 2 MORE THAN | 0.10000 | 333.3393 | 2245 | 1911.6607
results432.txt | <--------- BUS NAME --------> | MW-SENS | 333.3393 | 2245 | 1911.6607
results432.txt | 6749 STORD 400.00 | -0.7395 | 333.3393 | 2245 | 1911.6607
results432.txt | 6751 SUBSTATION 301.00 | -0.2352 | 333.3393 | 2245 | 1911.6607
results432.txt | 6750 HÅVIK 400.00 | -0.3259 | 333.3393 | 2245 | 1911.6607
results432.txt | 6752 SPANNE 400.00 | -0.5367 | 333.3393 | 2245 | 1911.6607
results432.txt | 6753 KÅRSTO 400.00 | -0.3265 | 333.3393 | 2245 | 1911.6607
results432.txt | 8611 JOINT 400.00 | -0.3264 | 333.3393 | 2245 | 1911.6607
results432.txt | 9019 SAUDA 301.00 | -0.1131 | 333.3393 | 2245 | 1911.6607
results433.txt | PTI INTERACTIVE POWER SYSTEM SIMULATOR--PSS(R)E MON, MAY 29 2023 | 16:32 | 332.4359 | 2245 | 1912.5641
results433.txt | SENSITIVITY FACTORS ARE CALCULATED WITH AC | NETWORK | 332.4359 | 2245 | 1912.5641
results433.txt | SUBSYSTEM 'RESERV' IS USED FOR OPPOSING SYSTEM FOR MW POWER | DISPATCH | 332.4359 | 2245 | 1912.5641
results433.txt | SENSITIVITY FACTORS OF BRANCH FLOW (MVA) ON 6749 STORD 400.00 TO 6752 SPANNE 400.00 1 MORE THAN | 0.10000 | 332.4359 | 2245 | 1912.5641
results433.txt | <--------- BUS NAME --------> | MW-SENS | 332.4359 | 2245 | 1912.5641
results433.txt | 6749 STORD 400.00 | 0.2671 | 332.4359 | 2245 | 1912.5641
results433.txt | 6751 SUBSTATION 301.00 | -0.2346 | 332.4359 | 2245 | 1912.5641
results433.txt | 6750 HÅVIK 400.00 | -0.3250 | 332.4359 | 2245 | 1912.5641
results433.txt | 6752 SPANNE 400.00 | -0.5353 | 332.4359 | 2245 | 1912.5641
results433.txt | 6753 KÅRSTO 400.00 | -0.3256 | 332.4359 | 2245 | 1912.5641
results433.txt | 8611 JOINT 400.00 | -0.3255 | 332.4359 | 2245 | 1912.5641
results433.txt | 9019 SAUDA 301.00 | -0.1128 | 332.4359 | 2245 | 1912.5641
results434.txt | PTI INTERACTIVE POWER SYSTEM SIMULATOR--PSS(R)E MON, MAY 29 2023 | 16:32 | -86.9669 | 2000 | 1913.0331
results434.txt | SENSITIVITY FACTORS ARE CALCULATED WITH AC | NETWORK | -86.9669 | 2000 | 1913.0331
results434.txt | SUBSYSTEM 'RESERV' IS USED FOR OPPOSING SYSTEM FOR MW POWER | DISPATCH | -86.9669 | 2000 | 1913.0331
results434.txt | SENSITIVITY FACTORS OF BRANCH FLOW (MVA) ON 6914 PIRITTK220 220.00 TO 6915 PIRITTIK400 400.00 1 MORE THAN | 0.10000 | -86.9669 | 2000 | 1913.0331
results434.txt | <--------- BUS NAME --------> | MW-SENS | -86.9669 | 2000 | 1913.0331
results434.txt | 6908 KEMINMAA 220.00 | 0.1054 | -86.9669 | 2000 | 1913.0331
results434.txt | 6912 VALAJASKO 220.00 | 0.1281 | -86.9669 | 2000 | 1913.0331
results434.txt | 6913 VANTTAUSKOSK220.00 | 0.8658 | -86.9669 | 2000 | 1913.0331
results434.txt | 6914 PIRITTK220 220.00 | 0.8677 | -86.9669 | 2000 | 1913.0331
results434.txt | 6916 SEITAKORVA 220.00 | 0.8632 | -86.9669 | 2000 | 1913.0331
results434.txt | 6990 ISONIEMI 220.00 | 0.4247 | -86.9669 | 2000 | 1913.0331
results434.txt | 6992 IVALO 220.00 | 0.6290 | -86.9669 | 2000 | 1913.0331
results434.txt | 6993 KUOLAJÄRVI 220.00 | 0.5280 | -86.9669 | 2000 | 1913.0331
results434.txt | 6994 VAJUKOSKI 220.00 | 0.5944 | -86.9669 | 2000 | 1913.0331
results434.txt | 6995 KOKKOSNIVA 220.00 | 0.6861 | -86.9669 | 2000 | 1913.0331
results434.txt | 7010 VARANGERBOT 220.00 | 0.6605 | -86.9669 | 2000 | 1913.0331
results434.txt | 7018 UTSJOKI 220.00 | 0.6545 | -86.9669 | 2000 | 1913.0331
results434.txt | 7054 OSSAUSKOSKI 220.00 | 0.1056 | -86.9669 | 2000 | 1913.0331
results434.txt | 7055 PETÄJÄSKO 220.00 | 0.1063 | -86.9669 | 2000 | 1913.0331
results434.txt | 7140 JOINT 220.00 | 0.6539 | -86.9669 | 2000 | 1913.0331
results434.txt | 9301 KEMIJÄRVI 220.00 | 0.8276 | -86.9669 | 2000 | 1913.0331
results435.txt | PTI INTERACTIVE POWER SYSTEM SIMULATOR--PSS(R)E MON, MAY 29 2023 | 16:32 | -85.0774 | 2000 | 1914.9226
results435.txt | SENSITIVITY FACTORS ARE CALCULATED WITH AC | NETWORK | -85.0774 | 2000 | 1914.9226
results435.txt | SUBSYSTEM 'RESERV' IS USED FOR OPPOSING SYSTEM FOR MW POWER | DISPATCH | -85.0774 | 2000 | 1914.9226
results435.txt | SENSITIVITY FACTORS OF BRANCH FLOW (MVA) ON 6604 STOCKHOLM220220.00 TO 6605 STOCKHOLM400400.00 1 MORE THAN | 0.10000 | -85.0774 | 2000 | 1914.9226
results435.txt | <--------- BUS NAME --------> | MW-SENS | -85.0774 | 2000 | 1914.9226
results435.txt | 6593 HAMRA220 220.00 | -0.1543 | -85.0774 | 2000 | 1914.9226
results435.txt | 6598 BOLANDERNA 220.00 | -0.1426 | -85.0774 | 2000 | 1914.9226
results435.txt | 6599 PLENNINGE 220.00 | -0.1422 | -85.0774 | 2000 | 1914.9226
results435.txt | 6601 KOLBOTTEN220220.00 | -0.2091 | -85.0774 | 2000 | 1914.9226
results435.txt | 6604 STOCKHOLM220220.00 | -0.2571 | -85.0774 | 2000 | 1914.9226
results435.txt | 6607 EKUDDEN220 220.00 | -0.2327 | -85.0774 | 2000 | 1914.9226
results435.txt | 6609 SOLBERGA 220.00 | -0.2328 | -85.0774 | 2000 | 1914.9226
results435.txt | 6614 VALLENTUNA 220.00 | -0.2589 | -85.0774 | 2000 | 1914.9226
results436.txt | PTI INTERACTIVE POWER SYSTEM SIMULATOR--PSS(R)E MON, MAY 29 2023 | 16:32 | -325.1552 | 2245 | 1919.8448
results436.txt | SENSITIVITY FACTORS ARE CALCULATED WITH AC | NETWORK | -325.1552 | 2245 | 1919.8448
results436.txt | SUBSYSTEM 'RESERV' IS USED FOR OPPOSING SYSTEM FOR MW POWER | DISPATCH | -325.1552 | 2245 | 1919.8448
results436.txt | SENSITIVITY FACTORS OF BRANCH FLOW (MVA) ON 6910 SUBSTATION 400.00 TO 6918 PIKKARALA 400.00 3 MORE THAN | 0.10000 | -325.1552 | 2245 | 1919.8448
results436.txt | <--------- BUS NAME --------> | MW-SENS | -325.1552 | 2245 | 1919.8448
results436.txt | 6571 VISULAHTI 400.00 | 0.2634 | -325.1552 | 2245 | 1919.8448
results436.txt | 6545 HUITTINEN 400.00 | 0.2528 | -325.1552 | 2245 | 1919.8448
results436.txt | 6572 KYMI 400.00 | 0.2584 | -325.1552 | 2245 | 1919.8448
results436.txt | 6546 SALO 400.00 | 0.2540 | -325.1552 | 2245 | 1919.8448
results436.txt | 6547 FORSSA 400.00 | 0.2541 | -325.1552 | 2245 | 1919.8448
results436.txt | 6548 KANGASALA 400.00 | 0.2571 | -325.1552 | 2245 | 1919.8448
results436.txt | 6549 LAVIANVOURI 400.00 | 0.2575 | -325.1552 | 2245 | 1919.8448
results436.txt | 6550 KOPULA 400.00 | 0.2581 | -325.1552 | 2245 | 1919.8448
results436.txt | 6551 HIKIÄ 400.00 | 0.2574 | -325.1552 | 2245 | 1919.8448
results436.txt | 6552 TAMMISTO 400.00 | 0.2557 | -325.1552 | 2245 | 1919.8448
results436.txt | 6553 NURMIJÄRVI 400.00 | 0.2574 | -325.1552 | 2245 | 1919.8448
results436.txt | 6554 LÄNSISALMI 400.00 | 0.2558 | -325.1552 | 2245 | 1919.8448
results436.txt | 6555 INKOO 400.00 | 0.2556 | -325.1552 | 2245 | 1919.8448
results436.txt | 6556 ESPOO 400.00 | 0.2562 | -325.1552 | 2245 | 1919.8448
results436.txt | 6567 ANTTILA 400.00 | 0.2568 | -325.1552 | 2245 | 1919.8448
results436.txt | 6569 KORIA 400.00 | 0.2587 | -325.1552 | 2245 | 1919.8448
results436.txt | 6570 LOVIISA 400.00 | 0.2545 | -325.1552 | 2245 | 1919.8448
results436.txt | 6573 YLLIKKÄLÄ 400.00 | 0.2622 | -325.1552 | 2245 | 1919.8448
results436.txt | 6615 TAHKOLUOTO 400.00 | 0.2498 | -325.1552 | 2245 | 1919.8448
results436.txt | 6617 OLKILUOTO 400.00 | 0.2487 | -325.1552 | 2245 | 1919.8448
results436.txt | 6618 RAUMA 400.00 | 0.2483 | -325.1552 | 2245 | 1919.8448
results436.txt | 6619 ULVILA 400.00 | 0.2517 | -325.1552 | 2245 | 1919.8448
results436.txt | 6621 LIETO 400.00 | 0.2526 | -325.1552 | 2245 | 1919.8448
results436.txt | 6778 HIRVISUO 400.00 | 0.2619 | -325.1552 | 2245 | 1919.8448
results436.txt | 6779 UUSNIVALA 400.00 | 0.2748 | -325.1552 | 2245 | 1919.8448
results436.txt | 6780 ALAJÄRVI 400.00 | 0.2645 | -325.1552 | 2245 | 1919.8448
results436.txt | 6781 SEINÄJOKI 400.00 | 0.2594 | -325.1552 | 2245 | 1919.8448
results436.txt | 6783 PETÄJÄV400 400.00 | 0.2595 | -325.1552 | 2245 | 1919.8448
results436.txt | 6782 PETÄJÄV220 220.00 | 0.2595 | -325.1552 | 2245 | 1919.8448
results436.txt | 6784 JÄMSÄ 220.00 | 0.2616 | -325.1552 | 2245 | 1919.8448
results436.txt | 6785 TOIVILA 400.00 | 0.2584 | -325.1552 | 2245 | 1919.8448
results436.txt | 6786 HAAPAVESI 220.00 | 0.2504 | -325.1552 | 2245 | 1919.8448
results436.txt | 6787 VUOLIJOKI 400.00 | 0.2608 | -325.1552 | 2245 | 1919.8448
results436.txt | 6788 ALAPITKÄ 400.00 | 0.2628 | -325.1552 | 2245 | 1919.8448
results436.txt | 6789 VIHTAVUORI 400.00 | 0.2630 | -325.1552 | 2245 | 1919.8448
results436.txt | 6790 HUUTOKOSKI 400.00 | 0.2639 | -325.1552 | 2245 | 1919.8448
results436.txt | 6810 TUOVILA 400.00 | 0.2574 | -325.1552 | 2245 | 1919.8448
results436.txt | 6811 KRSITINESTAD400.00 | 0.2540 | -325.1552 | 2245 | 1919.8448
results436.txt | 6903 SEITENOIKEA 220.00 | 0.2433 | -325.1552 | 2245 | 1919.8448
results436.txt | 6909 ISOHAARA 400.00 | -0.1496 | -325.1552 | 2245 | 1919.8448
results436.txt | 6910 SUBSTATION 400.00 | -0.1496 | -325.1552 | 2245 | 1919.8448
results436.txt | 6911 JYLKKÄ 400.00 | 0.2650 | -325.1552 | 2245 | 1919.8448
results436.txt | 6915 PIRITTIK400 400.00 | 0.1039 | -325.1552 | 2245 | 1919.8448
results436.txt | 6917 ISOKANGAS 400.00 | 0.1955 | -325.1552 | 2245 | 1919.8448
results436.txt | 6918 PIKKARALA 400.00 | 0.2802 | -325.1552 | 2245 | 1919.8448
results436.txt | 6920 PYHÄNSEL400 400.00 | 0.2571 | -325.1552 | 2245 | 1919.8448
results436.txt | 6919 PYHÄNSEL220 220.00 | 0.2571 | -325.1552 | 2245 | 1919.8448
results436.txt | 6921 PYHÄKOSI 220.00 | 0.2523 | -325.1552 | 2245 | 1919.8448
results436.txt | 6922 UTANEN 220.00 | 0.2498 | -325.1552 | 2245 | 1919.8448
results436.txt | 6923 NUOJA 220.00 | 0.2472 | -325.1552 | 2245 | 1919.8448
results436.txt | 8579 JOINT 220.00 | 0.2499 | -325.1552 | 2245 | 1919.8448
results436.txt | 9302 KEMINMAA 400.00 | 0.1471 | -325.1552 | 2245 | 1919.8448
results436.txt | 9304 LUMIJÄRVI 400.00 | 0.2637 | -325.1552 | 2245 | 1919.8448
results436.txt | 9303 MUSALA 400.00 | 0.2593 | -325.1552 | 2245 | 1919.8448
results436.txt | 9305 KÄRPPIÖN 400.00 | 0.2548 | -325.1552 | 2245 | 1919.8448
results436.txt | 9306 HONKAJOEN 400.00 | 0.2532 | -325.1552 | 2245 | 1919.8448
results436.txt | 9307 KONTIOLAHTI 400.00 | 0.2619 | -325.1552 | 2245 | 1919.8448
results436.txt | 9308 ORIMATTILAN 400.00 | 0.2574 | -325.1552 | 2245 | 1919.8448
results436.txt | 9309 NAANTALINSAL400.00 | 0.2526 | -325.1552 | 2245 | 1919.8448
results437.txt | PTI INTERACTIVE POWER SYSTEM SIMULATOR--PSS(R)E MON, MAY 29 2023 | 16:32 | -317.3361 | 2245 | 1927.6639
results437.txt | SENSITIVITY FACTORS ARE CALCULATED WITH AC | NETWORK | -317.3361 | 2245 | 1927.6639
results437.txt | SUBSYSTEM 'RESERV' IS USED FOR OPPOSING SYSTEM FOR MW POWER | DISPATCH | -317.3361 | 2245 | 1927.6639
results437.txt | SENSITIVITY FACTORS OF BRANCH FLOW (MVA) ON 6583 STACKBO400 400.00 TO 9405 GRÖNVIKEN 400.00 12 MORE THAN | 0.10000 | -317.3361 | 2245 | 1927.6639
results437.txt | <--------- BUS NAME --------> | MW-SENS | -317.3361 | 2245 | 1927.6639
results437.txt | 6580 SODERALA 220.00 | -0.1651 | -317.3361 | 2245 | 1927.6639
results437.txt | 6581 ANGSBERG 400.00 | -0.2366 | -317.3361 | 2245 | 1927.6639
results437.txt | 6583 STACKBO400 400.00 | -0.2496 | -317.3361 | 2245 | 1927.6639
results437.txt | 6582 STACKBO220 220.00 | -0.1779 | -317.3361 | 2245 | 1927.6639
results437.txt | 6584 VALBO 220.00 | -0.1620 | -317.3361 | 2245 | 1927.6639
results437.txt | 6585 FINNBOLEHVDC400.00 | -0.2266 | -317.3361 | 2245 | 1927.6639
results437.txt | 6586 FINNBOLEHVDC400.00 | -0.2179 | -317.3361 | 2245 | 1927.6639
results437.txt | 6588 UNTRA 220.00 | -0.1144 | -317.3361 | 2245 | 1927.6639
results437.txt | 6589 DANNEBO 400.00 | -0.1373 | -317.3361 | 2245 | 1927.6639
results437.txt | 6591 FORSMARK 400.00 | -0.1369 | -317.3361 | 2245 | 1927.6639
results437.txt | 6595 BREDAKER 220.00 | -0.1047 | -317.3361 | 2245 | 1927.6639
results437.txt | 6597 TUNA400 400.00 | -0.1137 | -317.3361 | 2245 | 1927.6639
results437.txt | 6596 TUNA220 220.00 | -0.1084 | -317.3361 | 2245 | 1927.6639
results437.txt | 6610 GRASKA 220.00 | -0.1095 | -317.3361 | 2245 | 1927.6639
results437.txt | 6611 HALLSTAVIK 220.00 | -0.1095 | -317.3361 | 2245 | 1927.6639
results437.txt | 6613 MALSTA 220.00 | -0.1099 | -317.3361 | 2245 | 1927.6639
results437.txt | 6633 DÖNJE 220.00 | -0.1673 | -317.3361 | 2245 | 1927.6639
results437.txt | 6803 MOLIDEN 400.00 | -0.1083 | -317.3361 | 2245 | 1927.6639
results437.txt | 6854 LJUSDAL 220.00 | -0.1703 | -317.3361 | 2245 | 1927.6639
results437.txt | 1051 SUBSTATION 400.00 | -0.1369 | -317.3361 | 2245 | 1927.6639
results438.txt | PTI INTERACTIVE POWER SYSTEM SIMULATOR--PSS(R)E MON, MAY 29 2023 | 16:32 | -317.3361 | 2245 | 1927.6639
results438.txt | SENSITIVITY FACTORS ARE CALCULATED WITH AC | NETWORK | -317.3361 | 2245 | 1927.6639
results438.txt | SUBSYSTEM 'RESERV' IS USED FOR OPPOSING SYSTEM FOR MW POWER | DISPATCH | -317.3361 | 2245 | 1927.6639
results438.txt | SENSITIVITY FACTORS OF BRANCH FLOW (MVA) ON 6583 STACKBO400 400.00 TO 9405 GRÖNVIKEN 400.00 9 MORE THAN | 0.10000 | -317.3361 | 2245 | 1927.6639
results438.txt | <--------- BUS NAME --------> | MW-SENS | -317.3361 | 2245 | 1927.6639
results438.txt | 6580 SODERALA 220.00 | -0.1651 | -317.3361 | 2245 | 1927.6639
results438.txt | 6581 ANGSBERG 400.00 | -0.2366 | -317.3361 | 2245 | 1927.6639
results438.txt | 6583 STACKBO400 400.00 | -0.2496 | -317.3361 | 2245 | 1927.6639
results438.txt | 6582 STACKBO220 220.00 | -0.1779 | -317.3361 | 2245 | 1927.6639
results438.txt | 6584 VALBO 220.00 | -0.1620 | -317.3361 | 2245 | 1927.6639
results438.txt | 6585 FINNBOLEHVDC400.00 | -0.2266 | -317.3361 | 2245 | 1927.6639
results438.txt | 6586 FINNBOLEHVDC400.00 | -0.2179 | -317.3361 | 2245 | 1927.6639
results438.txt | 6588 UNTRA 220.00 | -0.1144 | -317.3361 | 2245 | 1927.6639
results438.txt | 6589 DANNEBO 400.00 | -0.1373 | -317.3361 | 2245 | 1927.6639
results438.txt | 6591 FORSMARK 400.00 | -0.1369 | -317.3361 | 2245 | 1927.6639
results438.txt | 6595 BREDAKER 220.00 | -0.1047 | -317.3361 | 2245 | 1927.6639
results438.txt | 6597 TUNA400 400.00 | -0.1137 | -317.3361 | 2245 | 1927.6639
results438.txt | 6596 TUNA220 220.00 | -0.1084 | -317.3361 | 2245 | 1927.6639
results438.txt | 6610 GRASKA 220.00 | -0.1095 | -317.3361 | 2245 | 1927.6639
results438.txt | 6611 HALLSTAVIK 220.00 | -0.1095 | -317.3361 | 2245 | 1927.6639
results438.txt | 6613 MALSTA 220.00 | -0.1099 | -317.3361 | 2245 | 1927.6639
results438.txt | 6633 DÖNJE 220.00 | -0.1673 | -317.3361 | 2245 | 1927.6639
results438.txt | 6803 MOLIDEN 400.00 | -0.1083 | -317.3361 | 2245 | 1927.6639
results438.txt | 6854 LJUSDAL 220.00 | -0.1703 | -317.3361 | 2245 | 1927.6639
results438.txt | 1051 SUBSTATION 400.00 | -0.1369 | -317.3361 | 2245 | 1927.6639
results439.txt | PTI INTERACTIVE POWER SYSTEM SIMULATOR--PSS(R)E MON, MAY 29 2023 | 16:32 | -315.3847 | 2245 | 1929.6153
results439.txt | SENSITIVITY FACTORS ARE CALCULATED WITH AC | NETWORK | -315.3847 | 2245 | 1929.6153
results439.txt | SUBSYSTEM 'RESERV' IS USED FOR OPPOSING SYSTEM FOR MW POWER | DISPATCH | -315.3847 | 2245 | 1929.6153
results439.txt | SENSITIVITY FACTORS OF BRANCH FLOW (MVA) ON 6920 PYHÄNSEL400 400.00 TO 9304 LUMIJÄRVI 400.00 8 MORE THAN | 0.10000 | -315.3847 | 2245 | 1929.6153
results439.txt | <--------- BUS NAME --------> | MW-SENS | -315.3847 | 2245 | 1929.6153
results439.txt | 6571 VISULAHTI 400.00 | 0.1257 | -315.3847 | 2245 | 1929.6153
results439.txt | 6545 HUITTINEN 400.00 | 0.1921 | -315.3847 | 2245 | 1929.6153
results439.txt | 6572 KYMI 400.00 | 0.1634 | -315.3847 | 2245 | 1929.6153
results439.txt | 6546 SALO 400.00 | 0.1856 | -315.3847 | 2245 | 1929.6153
results439.txt | 6547 FORSSA 400.00 | 0.1858 | -315.3847 | 2245 | 1929.6153
results439.txt | 6548 KANGASALA 400.00 | 0.1860 | -315.3847 | 2245 | 1929.6153
results439.txt | 6549 LAVIANVOURI 400.00 | 0.1829 | -315.3847 | 2245 | 1929.6153
results439.txt | 6550 KOPULA 400.00 | 0.1781 | -315.3847 | 2245 | 1929.6153
results439.txt | 6551 HIKIÄ 400.00 | 0.1750 | -315.3847 | 2245 | 1929.6153
results439.txt | 6552 TAMMISTO 400.00 | 0.1768 | -315.3847 | 2245 | 1929.6153
results439.txt | 6553 NURMIJÄRVI 400.00 | 0.1733 | -315.3847 | 2245 | 1929.6153
results439.txt | 6554 LÄNSISALMI 400.00 | 0.1745 | -315.3847 | 2245 | 1929.6153
results439.txt | 6555 INKOO 400.00 | 0.1818 | -315.3847 | 2245 | 1929.6153
results439.txt | 6556 ESPOO 400.00 | 0.1782 | -315.3847 | 2245 | 1929.6153
results439.txt | 6567 ANTTILA 400.00 | 0.1712 | -315.3847 | 2245 | 1929.6153
results439.txt | 6569 KORIA 400.00 | 0.1609 | -315.3847 | 2245 | 1929.6153
results439.txt | 6570 LOVIISA 400.00 | 0.1652 | -315.3847 | 2245 | 1929.6153
results439.txt | 6573 YLLIKKÄLÄ 400.00 | 0.1384 | -315.3847 | 2245 | 1929.6153
results439.txt | 6615 TAHKOLUOTO 400.00 | 0.2012 | -315.3847 | 2245 | 1929.6153
results439.txt | 6617 OLKILUOTO 400.00 | 0.1939 | -315.3847 | 2245 | 1929.6153
results439.txt | 6618 RAUMA 400.00 | 0.1930 | -315.3847 | 2245 | 1929.6153
results439.txt | 6619 ULVILA 400.00 | 0.2028 | -315.3847 | 2245 | 1929.6153
results439.txt | 6621 LIETO 400.00 | 0.1869 | -315.3847 | 2245 | 1929.6153
results439.txt | 6778 HIRVISUO 400.00 | 0.3802 | -315.3847 | 2245 | 1929.6153
results439.txt | 6779 UUSNIVALA 400.00 | 0.1303 | -315.3847 | 2245 | 1929.6153
results439.txt | 6780 ALAJÄRVI 400.00 | 0.2360 | -315.3847 | 2245 | 1929.6153
results439.txt | 6781 SEINÄJOKI 400.00 | 0.2526 | -315.3847 | 2245 | 1929.6153
results439.txt | 6783 PETÄJÄV400 400.00 | 0.1334 | -315.3847 | 2245 | 1929.6153
results439.txt | 6782 PETÄJÄV220 220.00 | 0.1334 | -315.3847 | 2245 | 1929.6153
results439.txt | 6784 JÄMSÄ 220.00 | 0.1345 | -315.3847 | 2245 | 1929.6153
results439.txt | 6785 TOIVILA 400.00 | 0.1576 | -315.3847 | 2245 | 1929.6153
results439.txt | 6789 VIHTAVUORI 400.00 | 0.1545 | -315.3847 | 2245 | 1929.6153
results439.txt | 6790 HUUTOKOSKI 400.00 | 0.1095 | -315.3847 | 2245 | 1929.6153
results439.txt | 6810 TUOVILA 400.00 | 0.2749 | -315.3847 | 2245 | 1929.6153
results439.txt | 6811 KRSITINESTAD400.00 | 0.2356 | -315.3847 | 2245 | 1929.6153
results439.txt | 6911 JYLKKÄ 400.00 | 0.4609 | -315.3847 | 2245 | 1929.6153
results439.txt | 9304 LUMIJÄRVI 400.00 | 0.5319 | -315.3847 | 2245 | 1929.6153
results439.txt | 9303 MUSALA 400.00 | 0.3269 | -315.3847 | 2245 | 1929.6153
results439.txt | 9305 KÄRPPIÖN 400.00 | 0.2475 | -315.3847 | 2245 | 1929.6153
results439.txt | 9306 HONKAJOEN 400.00 | 0.2126 | -315.3847 | 2245 | 1929.6153
results439.txt | 9308 ORIMATTILAN 400.00 | 0.1675 | -315.3847 | 2245 | 1929.6153
results439.txt | 9309 NAANTALINSAL400.00 | 0.1869 | -315.3847 | 2245 | 1929.6153
results440.txt | PTI INTERACTIVE POWER SYSTEM SIMULATOR--PSS(R)E MON, MAY 29 2023 | 16:32 | -314.2843 | 2245 | 1930.7156
results440.txt | SENSITIVITY FACTORS ARE CALCULATED WITH AC | NETWORK | -314.2843 | 2245 | 1930.7156
results440.txt | SUBSYSTEM 'RESERV' IS USED FOR OPPOSING SYSTEM FOR MW POWER | DISPATCH | -314.2843 | 2245 | 1930.7156
results440.txt | SENSITIVITY FACTORS OF BRANCH FLOW (MVA) ON 6732 FLESAKER 400.00 TO 9013 HOF 400.00 7 MORE THAN | 0.10000 | -314.2843 | 2245 | 1930.7156
results440.txt | <--------- BUS NAME --------> | MW-SENS | -314.2843 | 2245 | 1930.7156
results440.txt | 6365 KRISTIANSAND400.00 | -0.1053 | -314.2843 | 2245 | 1930.7156
results440.txt | 6373 ARENDAL400 400.00 | -0.1316 | -314.2843 | 2245 | 1930.7156
results440.txt | 6372 ARENDAL300 400.00 | -0.1316 | -314.2843 | 2245 | 1930.7156
results440.txt | 6727 ROD400 400.00 | -0.1360 | -314.2843 | 2245 | 1930.7156
results440.txt | 6726 ROD300 400.00 | -0.1364 | -314.2843 | 2245 | 1930.7156
results440.txt | 6728 GRENLAND 400.00 | -0.1583 | -314.2843 | 2245 | 1930.7156
results440.txt | 6730 BAMBLE400 400.00 | -0.1597 | -314.2843 | 2245 | 1930.7156
results440.txt | 6729 BAMBLE300 400.00 | -0.1597 | -314.2843 | 2245 | 1930.7156
results440.txt | 6738 TVEITEN 400.00 | -0.2665 | -314.2843 | 2245 | 1930.7156
results440.txt | 9012 BAMBLE 400.00 | -0.1730 | -314.2843 | 2245 | 1930.7156
results440.txt | 9013 HOF 400.00 | -0.5934 | -314.2843 | 2245 | 1930.7156
results440.txt | 9014 HONNA 400.00 | -0.1082 | -314.2843 | 2245 | 1930.7156
results441.txt | PTI INTERACTIVE POWER SYSTEM SIMULATOR--PSS(R)E MON, MAY 29 2023 | 16:32 | -311.4162 | 2245 | 1933.5838
results441.txt | SENSITIVITY FACTORS ARE CALCULATED WITH AC | NETWORK | -311.4162 | 2245 | 1933.5838
results441.txt | SUBSYSTEM 'RESERV' IS USED FOR OPPOSING SYSTEM FOR MW POWER | DISPATCH | -311.4162 | 2245 | 1933.5838
results441.txt | SENSITIVITY FACTORS OF BRANCH FLOW (MVA) ON 6553 NURMIJÄRVI 400.00 TO 6567 ANTTILA 400.00 3 MORE THAN | 0.10000 | -311.4162 | 2245 | 1933.5838
results441.txt | <--------- BUS NAME --------> | MW-SENS | -311.4162 | 2245 | 1933.5838
results441.txt | 6572 KYMI 400.00 | 0.1907 | -311.4162 | 2245 | 1933.5838
results441.txt | 6551 HIKIÄ 400.00 | -0.1151 | -311.4162 | 2245 | 1933.5838
results441.txt | 6552 TAMMISTO 400.00 | 0.1612 | -311.4162 | 2245 | 1933.5838
results441.txt | 6553 NURMIJÄRVI 400.00 | -0.3908 | -311.4162 | 2245 | 1933.5838
results441.txt | 6554 LÄNSISALMI 400.00 | 0.2276 | -311.4162 | 2245 | 1933.5838
results441.txt | 6556 ESPOO 400.00 | 0.1072 | -311.4162 | 2245 | 1933.5838
results441.txt | 6567 ANTTILA 400.00 | 0.3365 | -311.4162 | 2245 | 1933.5838
results441.txt | 6569 KORIA 400.00 | 0.1467 | -311.4162 | 2245 | 1933.5838
results441.txt | 6570 LOVIISA 400.00 | 0.2603 | -311.4162 | 2245 | 1933.5838
results442.txt | PTI INTERACTIVE POWER SYSTEM SIMULATOR--PSS(R)E MON, MAY 29 2023 | 16:32 | 308.6198 | 2245 | 1936.3802
results442.txt | SENSITIVITY FACTORS ARE CALCULATED WITH AC | NETWORK | 308.6198 | 2245 | 1936.3802
results442.txt | SUBSYSTEM 'RESERV' IS USED FOR OPPOSING SYSTEM FOR MW POWER | DISPATCH | 308.6198 | 2245 | 1936.3802
results442.txt | SENSITIVITY FACTORS OF BRANCH FLOW (MVA) ON 6551 HIKIÄ 400.00 TO 6785 TOIVILA 400.00 6 MORE THAN | 0.10000 | 308.6198 | 2245 | 1936.3802
results442.txt | <--------- BUS NAME --------> | MW-SENS | 308.6198 | 2245 | 1936.3802
results442.txt | 6545 HUITTINEN 400.00 | 0.1063 | 308.6198 | 2245 | 1936.3802
results442.txt | 6572 KYMI 400.00 | 0.1735 | 308.6198 | 2245 | 1936.3802
results442.txt | 6546 SALO 400.00 | 0.1451 | 308.6198 | 2245 | 1936.3802
results442.txt | 6547 FORSSA 400.00 | 0.1437 | 308.6198 | 2245 | 1936.3802
results442.txt | 6550 KOPULA 400.00 | 0.1956 | 308.6198 | 2245 | 1936.3802
results442.txt | 6551 HIKIÄ 400.00 | 0.2253 | 308.6198 | 2245 | 1936.3802
results442.txt | 6552 TAMMISTO 400.00 | 0.1757 | 308.6198 | 2245 | 1936.3802
results442.txt | 6553 NURMIJÄRVI 400.00 | 0.2058 | 308.6198 | 2245 | 1936.3802
results442.txt | 6554 LÄNSISALMI 400.00 | 0.1793 | 308.6198 | 2245 | 1936.3802
results442.txt | 6555 INKOO 400.00 | 0.1639 | 308.6198 | 2245 | 1936.3802
results442.txt | 6556 ESPOO 400.00 | 0.1782 | 308.6198 | 2245 | 1936.3802
results442.txt | 6567 ANTTILA 400.00 | 0.1859 | 308.6198 | 2245 | 1936.3802
results442.txt | 6569 KORIA 400.00 | 0.1696 | 308.6198 | 2245 | 1936.3802
results442.txt | 6570 LOVIISA 400.00 | 0.1775 | 308.6198 | 2245 | 1936.3802
results442.txt | 6573 YLLIKKÄLÄ 400.00 | 0.1105 | 308.6198 | 2245 | 1936.3802
results442.txt | 6618 RAUMA 400.00 | 0.1011 | 308.6198 | 2245 | 1936.3802
results442.txt | 6621 LIETO 400.00 | 0.1358 | 308.6198 | 2245 | 1936.3802
results442.txt | 6783 PETÄJÄV400 400.00 | -0.1084 | 308.6198 | 2245 | 1936.3802
results442.txt | 6782 PETÄJÄV220 220.00 | -0.1084 | 308.6198 | 2245 | 1936.3802
results442.txt | 6784 JÄMSÄ 220.00 | -0.1093 | 308.6198 | 2245 | 1936.3802
results442.txt | 6785 TOIVILA 400.00 | -0.1733 | 308.6198 | 2245 | 1936.3802
results442.txt | 9308 ORIMATTILAN 400.00 | 0.1970 | 308.6198 | 2245 | 1936.3802
results442.txt | 9309 NAANTALINSAL400.00 | 0.1358 | 308.6198 | 2245 | 1936.3802
results443.txt | PTI INTERACTIVE POWER SYSTEM SIMULATOR--PSS(R)E MON, MAY 29 2023 | 16:32 | 307.0105 | 2245 | 1937.9895
results443.txt | SENSITIVITY FACTORS ARE CALCULATED WITH AC | NETWORK | 307.0105 | 2245 | 1937.9895
results443.txt | SUBSYSTEM 'RESERV' IS USED FOR OPPOSING SYSTEM FOR MW POWER | DISPATCH | 307.0105 | 2245 | 1937.9895
results443.txt | SENSITIVITY FACTORS OF BRANCH FLOW (MVA) ON 6780 ALAJÄRVI 400.00 TO 6789 VIHTAVUORI 400.00 2 MORE THAN | 0.10000 | 307.0105 | 2245 | 1937.9895
results443.txt | <--------- BUS NAME --------> | MW-SENS | 307.0105 | 2245 | 1937.9895
results443.txt | 6571 VISULAHTI 400.00 | -0.1431 | 307.0105 | 2245 | 1937.9895
results443.txt | 6573 YLLIKKÄLÄ 400.00 | -0.1170 | 307.0105 | 2245 | 1937.9895
results443.txt | 6780 ALAJÄRVI 400.00 | 0.1945 | 307.0105 | 2245 | 1937.9895
results443.txt | 6783 PETÄJÄV400 400.00 | -0.1423 | 307.0105 | 2245 | 1937.9895
results443.txt | 6782 PETÄJÄV220 220.00 | -0.1423 | 307.0105 | 2245 | 1937.9895
results443.txt | 6784 JÄMSÄ 220.00 | -0.1435 | 307.0105 | 2245 | 1937.9895
results443.txt | 6788 ALAPITKÄ 400.00 | -0.1287 | 307.0105 | 2245 | 1937.9895
results443.txt | 6789 VIHTAVUORI 400.00 | -0.3345 | 307.0105 | 2245 | 1937.9895
results443.txt | 6790 HUUTOKOSKI 400.00 | -0.1747 | 307.0105 | 2245 | 1937.9895
results443.txt | 9307 KONTIOLAHTI 400.00 | -0.1509 | 307.0105 | 2245 | 1937.9895
results444.txt | PTI INTERACTIVE POWER SYSTEM SIMULATOR--PSS(R)E MON, MAY 29 2023 | 16:32 | 304.871 | 2245 | 1940.129
results444.txt | SENSITIVITY FACTORS ARE CALCULATED WITH AC | NETWORK | 304.871 | 2245 | 1940.129
results444.txt | SUBSYSTEM 'RESERV' IS USED FOR OPPOSING SYSTEM FOR MW POWER | DISPATCH | 304.871 | 2245 | 1940.129
results444.txt | SENSITIVITY FACTORS OF BRANCH FLOW (MVA) ON 6918 PIKKARALA 400.00 TO 6920 PYHÄNSEL400 400.00 4 MORE THAN | 0.10000 | 304.871 | 2245 | 1940.129
results444.txt | <--------- BUS NAME --------> | MW-SENS | 304.871 | 2245 | 1940.129
results444.txt | 6571 VISULAHTI 400.00 | -0.2151 | 304.871 | 2245 | 1940.129
results444.txt | 6545 HUITTINEN 400.00 | -0.1243 | 304.871 | 2245 | 1940.129
results444.txt | 6572 KYMI 400.00 | -0.1634 | 304.871 | 2245 | 1940.129
results444.txt | 6546 SALO 400.00 | -0.1331 | 304.871 | 2245 | 1940.129
results444.txt | 6547 FORSSA 400.00 | -0.1325 | 304.871 | 2245 | 1940.129
results444.txt | 6548 KANGASALA 400.00 | -0.1308 | 304.871 | 2245 | 1940.129
results444.txt | 6549 LAVIANVOURI 400.00 | -0.1360 | 304.871 | 2245 | 1940.129
results444.txt | 6550 KOPULA 400.00 | -0.1458 | 304.871 | 2245 | 1940.129
results444.txt | 6551 HIKIÄ 400.00 | -0.1478 | 304.871 | 2245 | 1940.129
results444.txt | 6552 TAMMISTO 400.00 | -0.1444 | 304.871 | 2245 | 1940.129
results444.txt | 6553 NURMIJÄRVI 400.00 | -0.1501 | 304.871 | 2245 | 1940.129
results444.txt | 6554 LÄNSISALMI 400.00 | -0.1472 | 304.871 | 2245 | 1940.129
results444.txt | 6555 INKOO 400.00 | -0.1391 | 304.871 | 2245 | 1940.129
results444.txt | 6556 ESPOO 400.00 | -0.1435 | 304.871 | 2245 | 1940.129
results444.txt | 6567 ANTTILA 400.00 | -0.1521 | 304.871 | 2245 | 1940.129
results444.txt | 6569 KORIA 400.00 | -0.1668 | 304.871 | 2245 | 1940.129
results444.txt | 6570 LOVIISA 400.00 | -0.1559 | 304.871 | 2245 | 1940.129
results444.txt | 6573 YLLIKKÄLÄ 400.00 | -0.1984 | 304.871 | 2245 | 1940.129
results444.txt | 6615 TAHKOLUOTO 400.00 | -0.1127 | 304.871 | 2245 | 1940.129
results444.txt | 6617 OLKILUOTO 400.00 | -0.1180 | 304.871 | 2245 | 1940.129
results444.txt | 6618 RAUMA 400.00 | -0.1184 | 304.871 | 2245 | 1940.129
results444.txt | 6619 ULVILA 400.00 | -0.1135 | 304.871 | 2245 | 1940.129
results444.txt | 6621 LIETO 400.00 | -0.1299 | 304.871 | 2245 | 1940.129
results444.txt | 6779 UUSNIVALA 400.00 | 0.2273 | 304.871 | 2245 | 1940.129
results444.txt | 6783 PETÄJÄV400 400.00 | -0.1982 | 304.871 | 2245 | 1940.129
results444.txt | 6782 PETÄJÄV220 220.00 | -0.1982 | 304.871 | 2245 | 1940.129
results444.txt | 6784 JÄMSÄ 220.00 | -0.1998 | 304.871 | 2245 | 1940.129
results444.txt | 6785 TOIVILA 400.00 | -0.1677 | 304.871 | 2245 | 1940.129
results444.txt | 6786 HAAPAVESI 220.00 | -0.3940 | 304.871 | 2245 | 1940.129
results444.txt | 6787 VUOLIJOKI 400.00 | -0.3420 | 304.871 | 2245 | 1940.129
results444.txt | 6788 ALAPITKÄ 400.00 | -0.2823 | 304.871 | 2245 | 1940.129
results444.txt | 6789 VIHTAVUORI 400.00 | -0.1670 | 304.871 | 2245 | 1940.129
results444.txt | 6790 HUUTOKOSKI 400.00 | -0.2351 | 304.871 | 2245 | 1940.129
results444.txt | 6903 SEITENOIKEA 220.00 | -0.3827 | 304.871 | 2245 | 1940.129
results444.txt | 6909 ISOHAARA 400.00 | 0.1651 | 304.871 | 2245 | 1940.129
results444.txt | 6910 SUBSTATION 400.00 | 0.1651 | 304.871 | 2245 | 1940.129
results444.txt | 6913 VANTTAUSKOSK220.00 | 0.1797 | 304.871 | 2245 | 1940.129
results444.txt | 6915 PIRITTIK400 400.00 | 0.1941 | 304.871 | 2245 | 1940.129
results444.txt | 6914 PIRITTK220 220.00 | 0.1801 | 304.871 | 2245 | 1940.129
results444.txt | 6916 SEITAKORVA 220.00 | 0.1791 | 304.871 | 2245 | 1940.129
results444.txt | 6917 ISOKANGAS 400.00 | -0.2830 | 304.871 | 2245 | 1940.129
results444.txt | 6918 PIKKARALA 400.00 | 0.4820 | 304.871 | 2245 | 1940.129
results444.txt | 6920 PYHÄNSEL400 400.00 | -0.4046 | 304.871 | 2245 | 1940.129
results444.txt | 6919 PYHÄNSEL220 220.00 | -0.4046 | 304.871 | 2245 | 1940.129
results444.txt | 6921 PYHÄKOSI 220.00 | -0.3969 | 304.871 | 2245 | 1940.129
results444.txt | 6922 UTANEN 220.00 | -0.3930 | 304.871 | 2245 | 1940.129
results444.txt | 6923 NUOJA 220.00 | -0.3889 | 304.871 | 2245 | 1940.129
results444.txt | 6990 ISONIEMI 220.00 | 0.1226 | 304.871 | 2245 | 1940.129
results444.txt | 6992 IVALO 220.00 | 0.1558 | 304.871 | 2245 | 1940.129
results444.txt | 6993 KUOLAJÄRVI 220.00 | 0.1376 | 304.871 | 2245 | 1940.129
results444.txt | 6994 VAJUKOSKI 220.00 | 0.1470 | 304.871 | 2245 | 1940.129
results444.txt | 6995 KOKKOSNIVA 220.00 | 0.1586 | 304.871 | 2245 | 1940.129
results444.txt | 7010 VARANGERBOT 220.00 | 0.1639 | 304.871 | 2245 | 1940.129
results444.txt | 7018 UTSJOKI 220.00 | 0.1624 | 304.871 | 2245 | 1940.129
results444.txt | 8579 JOINT 220.00 | -0.3932 | 304.871 | 2245 | 1940.129
results444.txt | 7140 JOINT 220.00 | 0.1622 | 304.871 | 2245 | 1940.129
results444.txt | 9301 KEMIJÄRVI 220.00 | 0.1753 | 304.871 | 2245 | 1940.129
results444.txt | 9302 KEMINMAA 400.00 | -0.2295 | 304.871 | 2245 | 1940.129
results444.txt | 9306 HONKAJOEN 400.00 | -0.1048 | 304.871 | 2245 | 1940.129
results444.txt | 9307 KONTIOLAHTI 400.00 | -0.2573 | 304.871 | 2245 | 1940.129
results444.txt | 9308 ORIMATTILAN 400.00 | -0.1568 | 304.871 | 2245 | 1940.129
results444.txt | 9309 NAANTALINSAL400.00 | -0.1298 | 304.871 | 2245 | 1940.129
results445.txt | PTI INTERACTIVE POWER SYSTEM SIMULATOR--PSS(R)E MON, MAY 29 2023 | 16:32 | 304.2486 | 2245 | 1940.7514
results445.txt | SENSITIVITY FACTORS ARE CALCULATED WITH AC | NETWORK | 304.2486 | 2245 | 1940.7514
results445.txt | SUBSYSTEM 'RESERV' IS USED FOR OPPOSING SYSTEM FOR MW POWER | DISPATCH | 304.2486 | 2245 | 1940.7514
results445.txt | SENSITIVITY FACTORS OF BRANCH FLOW (MVA) ON 6360 KJELLAND 400.00 TO 6362 FEDA300 400.00 2 MORE THAN | 0.10000 | 304.2486 | 2245 | 1940.7514
results445.txt | <--------- BUS NAME --------> | MW-SENS | 304.2486 | 2245 | 1940.7514
results445.txt | 6356 BJERKREIM 400.00 | 0.4287 | 304.2486 | 2245 | 1940.7514
results445.txt | 6360 KJELLAND 400.00 | 0.6507 | 304.2486 | 2245 | 1940.7514
results445.txt | 6363 FEDA400 400.00 | -0.1728 | 304.2486 | 2245 | 1940.7514
results445.txt | 6362 FEDA300 400.00 | -0.1759 | 304.2486 | 2245 | 1940.7514
results445.txt | 6364 LISTAWIND 400.00 | -0.1759 | 304.2486 | 2245 | 1940.7514
results445.txt | 6688 STOKKELAND 400.00 | 0.1921 | 304.2486 | 2245 | 1940.7514
results445.txt | 6690 HOG-JAERN400400.00 | 0.1911 | 304.2486 | 2245 | 1940.7514
results445.txt | 6689 HOG-JAERN300400.00 | 0.1921 | 304.2486 | 2245 | 1940.7514
results445.txt | 6754 STOLAHELA 400.00 | 0.1921 | 304.2486 | 2245 | 1940.7514
results446.txt | PTI INTERACTIVE POWER SYSTEM SIMULATOR--PSS(R)E MON, MAY 29 2023 | 16:32 | 304.1748 | 2245 | 1940.8252
results446.txt | SENSITIVITY FACTORS ARE CALCULATED WITH AC | NETWORK | 304.1748 | 2245 | 1940.8252
results446.txt | SUBSYSTEM 'RESERV' IS USED FOR OPPOSING SYSTEM FOR MW POWER | DISPATCH | 304.1748 | 2245 | 1940.8252
results446.txt | SENSITIVITY FACTORS OF BRANCH FLOW (MVA) ON 6867 STRINDA 400.00 TO 6871 EIDUM400 400.00 4 MORE THAN | 0.10000 | 304.1748 | 2245 | 1940.8252
results446.txt | <--------- BUS NAME --------> | MW-SENS | 304.1748 | 2245 | 1940.8252
results446.txt | 6812 OGNDAL 400.00 | -0.2447 | 304.1748 | 2245 | 1940.8252
results446.txt | 6814 VERDAL400 400.00 | -0.2757 | 304.1748 | 2245 | 1940.8252
results446.txt | 6813 VERDAL300 400.00 | -0.2757 | 304.1748 | 2245 | 1940.8252
results446.txt | 6867 STRINDA 400.00 | 0.2737 | 304.1748 | 2245 | 1940.8252
results446.txt | 6871 EIDUM400 400.00 | -0.3386 | 304.1748 | 2245 | 1940.8252
results446.txt | 6870 EIDUM300 400.00 | -0.3386 | 304.1748 | 2245 | 1940.8252
results446.txt | 6936 NEDRERÖS400 400.00 | -0.1345 | 304.1748 | 2245 | 1940.8252
results446.txt | 6935 NEDRERÖS300 400.00 | -0.1346 | 304.1748 | 2245 | 1940.8252
results446.txt | 6934 NEDRERÖS220 220.00 | -0.1169 | 304.1748 | 2245 | 1940.8252
results446.txt | 6937 MARKA 400.00 | -0.1404 | 304.1748 | 2245 | 1940.8252
results446.txt | 6938 NAMSOS 400.00 | -0.1696 | 304.1748 | 2245 | 1940.8252
results446.txt | 6939 KOLSVIK 400.00 | -0.1526 | 304.1748 | 2245 | 1940.8252
results446.txt | 6940 NAMSKOGEN 400.00 | -0.1527 | 304.1748 | 2245 | 1940.8252
results446.txt | 6942 TUNNSJO400 400.00 | -0.1574 | 304.1748 | 2245 | 1940.8252
results446.txt | 6941 TUNNSJO300 400.00 | -0.1574 | 304.1748 | 2245 | 1940.8252
results446.txt | 6944 RANA 400.00 | -0.1309 | 304.1748 | 2245 | 1940.8252
results446.txt | 7006 SVARTISEN 400.00 | -0.1238 | 304.1748 | 2245 | 1940.8252
results446.txt | 7007 KOBBELV 400.00 | -0.1037 | 304.1748 | 2245 | 1940.8252
results446.txt | 7008 SALTEN 400.00 | -0.1084 | 304.1748 | 2245 | 1940.8252
results446.txt | 9006 TROFORS 400.00 | -0.1442 | 304.1748 | 2245 | 1940.8252
results447.txt | PTI INTERACTIVE POWER SYSTEM SIMULATOR--PSS(R)E MON, MAY 29 2023 | 16:32 | 302.9754 | 2245 | 1942.0246
results447.txt | SENSITIVITY FACTORS ARE CALCULATED WITH AC | NETWORK | 302.9754 | 2245 | 1942.0246
results447.txt | SUBSYSTEM 'RESERV' IS USED FOR OPPOSING SYSTEM FOR MW POWER | DISPATCH | 302.9754 | 2245 | 1942.0246
results447.txt | SENSITIVITY FACTORS OF BRANCH FLOW (MVA) ON 6345 GLAN 400.00 TO 6348 OSKARSHAMN 400.00 2 MORE THAN | 0.10000 | 302.9754 | 2245 | 1942.0246
results447.txt | <--------- BUS NAME --------> | MW-SENS | 302.9754 | 2245 | 1942.0246
results447.txt | 5624 HERSLEV 400.00 | -0.1167 | 302.9754 | 2245 | 1942.0246
results447.txt | 5642 HOVEGARD 400.00 | -0.1165 | 302.9754 | 2245 | 1942.0246
results447.txt | 5646 BJAEVERSKOV4400.00 | -0.1164 | 302.9754 | 2245 | 1942.0246
results447.txt | 5645 BJAEVERSKOV2220.00 | -0.1162 | 302.9754 | 2245 | 1942.0246
results447.txt | 5657 ISHOJ400 400.00 | -0.1165 | 302.9754 | 2245 | 1942.0246
results447.txt | 5656 ISHOJ220 220.00 | -0.1167 | 302.9754 | 2245 | 1942.0246
results447.txt | 5660 AVEDOREVERK 400.00 | -0.1166 | 302.9754 | 2245 | 1942.0246
results447.txt | 5662 ORSTEDSVERKE400.00 | -0.1167 | 302.9754 | 2245 | 1942.0246
results447.txt | 5671 SEGE 400.00 | -0.1440 | 302.9754 | 2245 | 1942.0246
results447.txt | 5672 ARRIE 400.00 | -0.1439 | 302.9754 | 2245 | 1942.0246
results447.txt | 5673 KRUSEBERG 400.00 | -0.1439 | 302.9754 | 2245 | 1942.0246
results447.txt | 5676 WIND FARM 220.00 | -0.1143 | 302.9754 | 2245 | 1942.0246
results447.txt | 5845 ASNAESVERK 400.00 | -0.1166 | 302.9754 | 2245 | 1942.0246
results447.txt | 6319 KYNDBYVERKER400.00 | -0.1164 | 302.9754 | 2245 | 1942.0246
results447.txt | 6324 GORLOSEGARD 400.00 | -0.1160 | 302.9754 | 2245 | 1942.0246
results447.txt | 6330 GELNTEGARD2 400.00 | -0.1170 | 302.9754 | 2245 | 1942.0246
results447.txt | 6334 GLENTEGARD 400.00 | -0.1172 | 302.9754 | 2245 | 1942.0246
results447.txt | 6335 SODERASEN 400.00 | -0.1146 | 302.9754 | 2245 | 1942.0246
results447.txt | 6337 BARSEBACK 400.00 | -0.1400 | 302.9754 | 2245 | 1942.0246
results447.txt | 6338 HURVA 400.00 | -0.1534 | 302.9754 | 2245 | 1942.0246
results447.txt | 6348 OSKARSHAMN 400.00 | -0.2762 | 302.9754 | 2245 | 1942.0246
results447.txt | 6349 ALVESTA 400.00 | -0.1689 | 302.9754 | 2245 | 1942.0246
results447.txt | 6350 HEMSJO 400.00 | -0.1974 | 302.9754 | 2245 | 1942.0246
results447.txt | 6351 KARLSHAMN 400.00 | -0.1973 | 302.9754 | 2245 | 1942.0246
results447.txt | 6354 NYBRO 400.00 | -0.2269 | 302.9754 | 2245 | 1942.0246
results447.txt | 7429 JOINT 220.00 | -0.1145 | 302.9754 | 2245 | 1942.0246
results447.txt | 9401 HAGESKRUV 400.00 | -0.2224 | 302.9754 | 2245 | 1942.0246
results448.txt | PTI INTERACTIVE POWER SYSTEM SIMULATOR--PSS(R)E MON, MAY 29 2023 | 16:32 | -55.4986 | 2000 | 1944.5014
results448.txt | SENSITIVITY FACTORS ARE CALCULATED WITH AC | NETWORK | -55.4986 | 2000 | 1944.5014
results448.txt | SUBSYSTEM 'RESERV' IS USED FOR OPPOSING SYSTEM FOR MW POWER | DISPATCH | -55.4986 | 2000 | 1944.5014
results448.txt | SENSITIVITY FACTORS OF BRANCH FLOW (MVA) ON 6593 HAMRA220 220.00 TO 6594 HAMRA400 400.00 1 MORE THAN | 0.10000 | -55.4986 | 2000 | 1944.5014
results448.txt | <--------- BUS NAME --------> | MW-SENS | -55.4986 | 2000 | 1944.5014
results448.txt | 6593 HAMRA220 220.00 | -0.5079 | -55.4986 | 2000 | 1944.5014
results448.txt | 6598 BOLANDERNA 220.00 | -0.1097 | -55.4986 | 2000 | 1944.5014
results448.txt | 6599 PLENNINGE 220.00 | -0.1095 | -55.4986 | 2000 | 1944.5014
results448.txt | 6601 KOLBOTTEN220220.00 | -0.1464 | -55.4986 | 2000 | 1944.5014
results448.txt | 6604 STOCKHOLM220220.00 | -0.1775 | -55.4986 | 2000 | 1944.5014
results448.txt | 6607 EKUDDEN220 220.00 | -0.1615 | -55.4986 | 2000 | 1944.5014
results448.txt | 6609 SOLBERGA 220.00 | -0.1616 | -55.4986 | 2000 | 1944.5014
results448.txt | 6614 VALLENTUNA 220.00 | -0.1787 | -55.4986 | 2000 | 1944.5014
results449.txt | PTI INTERACTIVE POWER SYSTEM SIMULATOR--PSS(R)E MON, MAY 29 2023 | 16:32 | 300.4572 | 2245 | 1944.5428
results449.txt | SENSITIVITY FACTORS ARE CALCULATED WITH AC | NETWORK | 300.4572 | 2245 | 1944.5428
results449.txt | SUBSYSTEM 'RESERV' IS USED FOR OPPOSING SYSTEM FOR MW POWER | DISPATCH | 300.4572 | 2245 | 1944.5428
results449.txt | SENSITIVITY FACTORS OF BRANCH FLOW (MVA) ON 6594 HAMRA400 400.00 TO 8861 JOINT 400.00 3 MORE THAN | 0.10000 | 300.4572 | 2245 | 1944.5428
results449.txt | <--------- BUS NAME --------> | MW-SENS | 300.4572 | 2245 | 1944.5428
results449.txt | 6589 DANNEBO 400.00 | -0.1359 | 300.4572 | 2245 | 1944.5428
results449.txt | 6591 FORSMARK 400.00 | -0.1355 | 300.4572 | 2245 | 1944.5428
results449.txt | 6594 HAMRA400 400.00 | 0.1369 | 300.4572 | 2245 | 1944.5428
results449.txt | 6595 BREDAKER 220.00 | -0.1061 | 300.4572 | 2245 | 1944.5428
results449.txt | 6597 TUNA400 400.00 | -0.1531 | 300.4572 | 2245 | 1944.5428
results449.txt | 6596 TUNA220 220.00 | -0.1235 | 300.4572 | 2245 | 1944.5428
results449.txt | 6598 BOLANDERNA 220.00 | -0.1243 | 300.4572 | 2245 | 1944.5428
results449.txt | 6599 PLENNINGE 220.00 | -0.1240 | 300.4572 | 2245 | 1944.5428
results449.txt | 6602 KOLBOTTEN400400.00 | -0.2742 | 300.4572 | 2245 | 1944.5428
results449.txt | 6601 KOLBOTTEN220220.00 | -0.1785 | 300.4572 | 2245 | 1944.5428
results449.txt | 6603 ODENSALA 400.00 | -0.1979 | 300.4572 | 2245 | 1944.5428
results449.txt | 6605 STOCKHOLM400400.00 | -0.1871 | 300.4572 | 2245 | 1944.5428
results449.txt | 6604 STOCKHOLM220220.00 | -0.1550 | 300.4572 | 2245 | 1944.5428
results449.txt | 6606 HALL 400.00 | -0.2500 | 300.4572 | 2245 | 1944.5428
results449.txt | 6608 EKUDDEN400 400.00 | -0.2441 | 300.4572 | 2245 | 1944.5428
results449.txt | 6607 EKUDDEN220 220.00 | -0.1644 | 300.4572 | 2245 | 1944.5428
results449.txt | 6609 SOLBERGA 220.00 | -0.1645 | 300.4572 | 2245 | 1944.5428
results449.txt | 6610 GRASKA 220.00 | -0.1248 | 300.4572 | 2245 | 1944.5428
results449.txt | 6611 HALLSTAVIK 220.00 | -0.1247 | 300.4572 | 2245 | 1944.5428
results449.txt | 6613 MALSTA 220.00 | -0.1253 | 300.4572 | 2245 | 1944.5428
results449.txt | 6614 VALLENTUNA 220.00 | -0.1561 | 300.4572 | 2245 | 1944.5428
results449.txt | 8861 JOINT 400.00 | -0.3107 | 300.4572 | 2245 | 1944.5428
results449.txt | 1051 SUBSTATION 400.00 | -0.1355 | 300.4572 | 2245 | 1944.5428
results450.txt | PTI INTERACTIVE POWER SYSTEM SIMULATOR--PSS(R)E MON, MAY 29 2023 | 16:32 | 300.1775 | 2245 | 1944.8225
results450.txt | SENSITIVITY FACTORS ARE CALCULATED WITH AC | NETWORK | 300.1775 | 2245 | 1944.8225
results450.txt | SUBSYSTEM 'RESERV' IS USED FOR OPPOSING SYSTEM FOR MW POWER | DISPATCH | 300.1775 | 2245 | 1944.8225
results450.txt | SENSITIVITY FACTORS OF BRANCH FLOW (MVA) ON 5671 SEGE 400.00 TO 6337 BARSEBACK 400.00 2 MORE THAN | 0.10000 | 300.1775 | 2245 | 1944.8225
results450.txt | <--------- BUS NAME --------> | MW-SENS | 300.1775 | 2245 | 1944.8225
results450.txt | 5624 HERSLEV 400.00 | -0.1740 | 300.1775 | 2245 | 1944.8225
results450.txt | 5642 HOVEGARD 400.00 | -0.1738 | 300.1775 | 2245 | 1944.8225
results450.txt | 5646 BJAEVERSKOV4400.00 | -0.1737 | 300.1775 | 2245 | 1944.8225
results450.txt | 5645 BJAEVERSKOV2220.00 | -0.1734 | 300.1775 | 2245 | 1944.8225
results450.txt | 5657 ISHOJ400 400.00 | -0.1738 | 300.1775 | 2245 | 1944.8225
results450.txt | 5656 ISHOJ220 220.00 | -0.1741 | 300.1775 | 2245 | 1944.8225
results450.txt | 5660 AVEDOREVERK 400.00 | -0.1739 | 300.1775 | 2245 | 1944.8225
results450.txt | 5662 ORSTEDSVERKE400.00 | -0.1741 | 300.1775 | 2245 | 1944.8225
results450.txt | 5671 SEGE 400.00 | 0.5856 | 300.1775 | 2245 | 1944.8225
results450.txt | 5672 ARRIE 400.00 | 0.5855 | 300.1775 | 2245 | 1944.8225
results450.txt | 5673 KRUSEBERG 400.00 | 0.5855 | 300.1775 | 2245 | 1944.8225
results450.txt | 5676 WIND FARM 220.00 | -0.1707 | 300.1775 | 2245 | 1944.8225
results450.txt | 5845 ASNAESVERK 400.00 | -0.1739 | 300.1775 | 2245 | 1944.8225
results450.txt | 6319 KYNDBYVERKER400.00 | -0.1737 | 300.1775 | 2245 | 1944.8225
results450.txt | 6324 GORLOSEGARD 400.00 | -0.1731 | 300.1775 | 2245 | 1944.8225
results450.txt | 6330 GELNTEGARD2 400.00 | -0.1746 | 300.1775 | 2245 | 1944.8225
results450.txt | 6334 GLENTEGARD 400.00 | -0.1748 | 300.1775 | 2245 | 1944.8225
results450.txt | 6335 SODERASEN 400.00 | -0.1711 | 300.1775 | 2245 | 1944.8225
results450.txt | 6337 BARSEBACK 400.00 | -0.2306 | 300.1775 | 2245 | 1944.8225
results450.txt | 6338 HURVA 400.00 | 0.1930 | 300.1775 | 2245 | 1944.8225
results450.txt | 6349 ALVESTA 400.00 | 0.1103 | 300.1775 | 2245 | 1944.8225
results450.txt | 6350 HEMSJO 400.00 | 0.1273 | 300.1775 | 2245 | 1944.8225
results450.txt | 6351 KARLSHAMN 400.00 | 0.1272 | 300.1775 | 2245 | 1944.8225
results450.txt | 6354 NYBRO 400.00 | 0.1136 | 300.1775 | 2245 | 1944.8225
results450.txt | 7429 JOINT 220.00 | -0.1709 | 300.1775 | 2245 | 1944.8225
results450.txt | 1052 BREARED 400.00 | -0.1078 | 300.1775 | 2245 | 1944.8225
results450.txt | 1053 HÄRADSBO 400.00 | -0.1051 | 300.1775 | 2245 | 1944.8225
results451.txt | PTI INTERACTIVE POWER SYSTEM SIMULATOR--PSS(R)E MON, MAY 29 2023 | 16:32 | 299.7435 | 2245 | 1945.2565
results451.txt | SENSITIVITY FACTORS ARE CALCULATED WITH AC | NETWORK | 299.7435 | 2245 | 1945.2565
results451.txt | SUBSYSTEM 'RESERV' IS USED FOR OPPOSING SYSTEM FOR MW POWER | DISPATCH | 299.7435 | 2245 | 1945.2565
results451.txt | SENSITIVITY FACTORS OF BRANCH FLOW (MVA) ON 6345 GLAN 400.00 TO 6346 KIMSTAD 400.00 1 MORE THAN | 0.10000 | 299.7435 | 2245 | 1945.2565
results451.txt | <--------- BUS NAME --------> | MW-SENS | 299.7435 | 2245 | 1945.2565
results451.txt | 6340 MOHOLM 220.00 | 0.1197 | 299.7435 | 2245 | 1945.2565
results451.txt | 6341 KOLSTAD 400.00 | -0.1317 | 299.7435 | 2245 | 1945.2565
results451.txt | 6345 GLAN 400.00 | -0.2704 | 299.7435 | 2245 | 1945.2565
results451.txt | 6346 KIMSTAD 400.00 | 0.5263 | 299.7435 | 2245 | 1945.2565
results451.txt | 6600 AKER 400.00 | -0.1427 | 299.7435 | 2245 | 1945.2565
results451.txt | 6641 HALLSBERG400400.00 | 0.1140 | 299.7435 | 2245 | 1945.2565
results451.txt | 6640 HALLSBERG220220.00 | 0.1140 | 299.7435 | 2245 | 1945.2565
results451.txt | 6646 HEDENLUNDA 400.00 | -0.2005 | 299.7435 | 2245 | 1945.2565
results452.txt | PTI INTERACTIVE POWER SYSTEM SIMULATOR--PSS(R)E MON, MAY 29 2023 | 16:32 | -299.6169 | 2245 | 1945.3831
results452.txt | SENSITIVITY FACTORS ARE CALCULATED WITH AC | NETWORK | -299.6169 | 2245 | 1945.3831
results452.txt | SUBSYSTEM 'RESERV' IS USED FOR OPPOSING SYSTEM FOR MW POWER | DISPATCH | -299.6169 | 2245 | 1945.3831
results452.txt | SENSITIVITY FACTORS OF BRANCH FLOW (MVA) ON 6787 VUOLIJOKI 400.00 TO 6920 PYHÄNSEL400 400.00 1 MORE THAN | 0.10000 | -299.6169 | 2245 | 1945.3831
results452.txt | <--------- BUS NAME --------> | MW-SENS | -299.6169 | 2245 | 1945.3831
results452.txt | 6571 VISULAHTI 400.00 | -0.2213 | -299.6169 | 2245 | 1945.3831
results452.txt | 6545 HUITTINEN 400.00 | -0.1128 | -299.6169 | 2245 | 1945.3831
results452.txt | 6572 KYMI 400.00 | -0.1518 | -299.6169 | 2245 | 1945.3831
results452.txt | 6546 SALO 400.00 | -0.1200 | -299.6169 | 2245 | 1945.3831
results452.txt | 6547 FORSSA 400.00 | -0.1189 | -299.6169 | 2245 | 1945.3831
results452.txt | 6548 KANGASALA 400.00 | -0.1132 | -299.6169 | 2245 | 1945.3831
results452.txt | 6549 LAVIANVOURI 400.00 | -0.1179 | -299.6169 | 2245 | 1945.3831
results452.txt | 6550 KOPULA 400.00 | -0.1291 | -299.6169 | 2245 | 1945.3831
results452.txt | 6551 HIKIÄ 400.00 | -0.1284 | -299.6169 | 2245 | 1945.3831
results452.txt | 6552 TAMMISTO 400.00 | -0.1296 | -299.6169 | 2245 | 1945.3831
results452.txt | 6553 NURMIJÄRVI 400.00 | -0.1331 | -299.6169 | 2245 | 1945.3831
results452.txt | 6554 LÄNSISALMI 400.00 | -0.1324 | -299.6169 | 2245 | 1945.3831
results452.txt | 6555 INKOO 400.00 | -0.1248 | -299.6169 | 2245 | 1945.3831
results452.txt | 6556 ESPOO 400.00 | -0.1283 | -299.6169 | 2245 | 1945.3831
results452.txt | 6567 ANTTILA 400.00 | -0.1375 | -299.6169 | 2245 | 1945.3831
results452.txt | 6569 KORIA 400.00 | -0.1560 | -299.6169 | 2245 | 1945.3831
results452.txt | 6570 LOVIISA 400.00 | -0.1429 | -299.6169 | 2245 | 1945.3831
results452.txt | 6573 YLLIKKÄLÄ 400.00 | -0.1985 | -299.6169 | 2245 | 1945.3831
results452.txt | 6615 TAHKOLUOTO 400.00 | -0.1055 | -299.6169 | 2245 | 1945.3831
results452.txt | 6617 OLKILUOTO 400.00 | -0.1086 | -299.6169 | 2245 | 1945.3831
results452.txt | 6618 RAUMA 400.00 | -0.1088 | -299.6169 | 2245 | 1945.3831
results452.txt | 6619 ULVILA 400.00 | -0.1064 | -299.6169 | 2245 | 1945.3831
results452.txt | 6621 LIETO 400.00 | -0.1174 | -299.6169 | 2245 | 1945.3831
results452.txt | 6783 PETÄJÄV400 400.00 | -0.1101 | -299.6169 | 2245 | 1945.3831
results452.txt | 6782 PETÄJÄV220 220.00 | -0.1101 | -299.6169 | 2245 | 1945.3831
results452.txt | 6784 JÄMSÄ 220.00 | -0.1110 | -299.6169 | 2245 | 1945.3831
results452.txt | 6785 TOIVILA 400.00 | -0.1144 | -299.6169 | 2245 | 1945.3831
results452.txt | 6787 VUOLIJOKI 400.00 | -0.3985 | -299.6169 | 2245 | 1945.3831
results452.txt | 6788 ALAPITKÄ 400.00 | -0.3147 | -299.6169 | 2245 | 1945.3831
results452.txt | 6789 VIHTAVUORI 400.00 | -0.1531 | -299.6169 | 2245 | 1945.3831
results452.txt | 6790 HUUTOKOSKI 400.00 | -0.2486 | -299.6169 | 2245 | 1945.3831
results452.txt | 9306 HONKAJOEN 400.00 | -0.1027 | -299.6169 | 2245 | 1945.3831
results452.txt | 9307 KONTIOLAHTI 400.00 | -0.2801 | -299.6169 | 2245 | 1945.3831
results452.txt | 9308 ORIMATTILAN 400.00 | -0.1418 | -299.6169 | 2245 | 1945.3831
results452.txt | 9309 NAANTALINSAL400.00 | -0.1174 | -299.6169 | 2245 | 1945.3831
results453.txt | PTI INTERACTIVE POWER SYSTEM SIMULATOR--PSS(R)E MON, MAY 29 2023 | 16:32 | 298.8374 | 2245 | 1946.1626
results453.txt | SENSITIVITY FACTORS ARE CALCULATED WITH AC | NETWORK | 298.8374 | 2245 | 1946.1626
results453.txt | SUBSYSTEM 'RESERV' IS USED FOR OPPOSING SYSTEM FOR MW POWER | DISPATCH | 298.8374 | 2245 | 1946.1626
results453.txt | SENSITIVITY FACTORS OF BRANCH FLOW (MVA) ON 6697 LYSE300 400.00 TO 6698 LYSE400 400.00 6 MORE THAN | 0.10000 | 298.8374 | 2245 | 1946.1626
results453.txt | <--------- BUS NAME --------> | MW-SENS | 298.8374 | 2245 | 1946.1626
results453.txt | 6694 FORRE 400.00 | 0.2840 | 298.8374 | 2245 | 1946.1626
results453.txt | 6697 LYSE300 400.00 | 0.4134 | 298.8374 | 2245 | 1946.1626
results453.txt | 6699 DUGE 301.00 | 0.2321 | 298.8374 | 2245 | 1946.1626
results453.txt | 6700 TJORHOM 400.00 | 0.4121 | 298.8374 | 2245 | 1946.1626
results453.txt | 6706 ROSKREPP 301.00 | 0.2209 | 298.8374 | 2245 | 1946.1626
results453.txt | 6707 KVINEN 301.00 | 0.2105 | 298.8374 | 2245 | 1946.1626
results453.txt | 9020 LYSE 301.00 | 0.2610 | 298.8374 | 2245 | 1946.1626
results453.txt | 9021 FJOTLAND 301.00 | 0.1731 | 298.8374 | 2245 | 1946.1626
results454.txt | PTI INTERACTIVE POWER SYSTEM SIMULATOR--PSS(R)E MON, MAY 29 2023 | 16:32 | 298.8374 | 2245 | 1946.1626
results454.txt | SENSITIVITY FACTORS ARE CALCULATED WITH AC | NETWORK | 298.8374 | 2245 | 1946.1626
results454.txt | SUBSYSTEM 'RESERV' IS USED FOR OPPOSING SYSTEM FOR MW POWER | DISPATCH | 298.8374 | 2245 | 1946.1626
results454.txt | SENSITIVITY FACTORS OF BRANCH FLOW (MVA) ON 6697 LYSE300 400.00 TO 6698 LYSE400 400.00 7 MORE THAN | 0.10000 | 298.8374 | 2245 | 1946.1626
results454.txt | <--------- BUS NAME --------> | MW-SENS | 298.8374 | 2245 | 1946.1626
results454.txt | 6694 FORRE 400.00 | 0.2840 | 298.8374 | 2245 | 1946.1626
results454.txt | 6697 LYSE300 400.00 | 0.4134 | 298.8374 | 2245 | 1946.1626
results454.txt | 6699 DUGE 301.00 | 0.2321 | 298.8374 | 2245 | 1946.1626
results454.txt | 6700 TJORHOM 400.00 | 0.4121 | 298.8374 | 2245 | 1946.1626
results454.txt | 6706 ROSKREPP 301.00 | 0.2209 | 298.8374 | 2245 | 1946.1626
results454.txt | 6707 KVINEN 301.00 | 0.2105 | 298.8374 | 2245 | 1946.1626
results454.txt | 9020 LYSE 301.00 | 0.2610 | 298.8374 | 2245 | 1946.1626
results454.txt | 9021 FJOTLAND 301.00 | 0.1731 | 298.8374 | 2245 | 1946.1626
results455.txt | PTI INTERACTIVE POWER SYSTEM SIMULATOR--PSS(R)E MON, MAY 29 2023 | 16:32 | -298.6668 | 2245 | 1946.3332
results455.txt | SENSITIVITY FACTORS ARE CALCULATED WITH AC | NETWORK | -298.6668 | 2245 | 1946.3332
results455.txt | SUBSYSTEM 'RESERV' IS USED FOR OPPOSING SYSTEM FOR MW POWER | DISPATCH | -298.6668 | 2245 | 1946.3332
results455.txt | SENSITIVITY FACTORS OF BRANCH FLOW (MVA) ON 6787 VUOLIJOKI 400.00 TO 6920 PYHÄNSEL400 400.00 9 MORE THAN | 0.10000 | -298.6668 | 2245 | 1946.3332
results455.txt | <--------- BUS NAME --------> | MW-SENS | -298.6668 | 2245 | 1946.3332
results455.txt | 6571 VISULAHTI 400.00 | -0.2192 | -298.6668 | 2245 | 1946.3332
results455.txt | 6545 HUITTINEN 400.00 | -0.1117 | -298.6668 | 2245 | 1946.3332
results455.txt | 6572 KYMI 400.00 | -0.1504 | -298.6668 | 2245 | 1946.3332
results455.txt | 6546 SALO 400.00 | -0.1188 | -298.6668 | 2245 | 1946.3332
results455.txt | 6547 FORSSA 400.00 | -0.1178 | -298.6668 | 2245 | 1946.3332
results455.txt | 6548 KANGASALA 400.00 | -0.1121 | -298.6668 | 2245 | 1946.3332
results455.txt | 6549 LAVIANVOURI 400.00 | -0.1168 | -298.6668 | 2245 | 1946.3332
results455.txt | 6550 KOPULA 400.00 | -0.1279 | -298.6668 | 2245 | 1946.3332
results455.txt | 6551 HIKIÄ 400.00 | -0.1272 | -298.6668 | 2245 | 1946.3332
results455.txt | 6552 TAMMISTO 400.00 | -0.1283 | -298.6668 | 2245 | 1946.3332
results455.txt | 6553 NURMIJÄRVI 400.00 | -0.1318 | -298.6668 | 2245 | 1946.3332
results455.txt | 6554 LÄNSISALMI 400.00 | -0.1312 | -298.6668 | 2245 | 1946.3332
results455.txt | 6555 INKOO 400.00 | -0.1236 | -298.6668 | 2245 | 1946.3332
results455.txt | 6556 ESPOO 400.00 | -0.1271 | -298.6668 | 2245 | 1946.3332
results455.txt | 6567 ANTTILA 400.00 | -0.1362 | -298.6668 | 2245 | 1946.3332
results455.txt | 6569 KORIA 400.00 | -0.1546 | -298.6668 | 2245 | 1946.3332
results455.txt | 6570 LOVIISA 400.00 | -0.1415 | -298.6668 | 2245 | 1946.3332
results455.txt | 6573 YLLIKKÄLÄ 400.00 | -0.1967 | -298.6668 | 2245 | 1946.3332
results455.txt | 6615 TAHKOLUOTO 400.00 | -0.1045 | -298.6668 | 2245 | 1946.3332
results455.txt | 6617 OLKILUOTO 400.00 | -0.1075 | -298.6668 | 2245 | 1946.3332
results455.txt | 6618 RAUMA 400.00 | -0.1078 | -298.6668 | 2245 | 1946.3332
results455.txt | 6619 ULVILA 400.00 | -0.1053 | -298.6668 | 2245 | 1946.3332
results455.txt | 6621 LIETO 400.00 | -0.1163 | -298.6668 | 2245 | 1946.3332
results455.txt | 6783 PETÄJÄV400 400.00 | -0.1090 | -298.6668 | 2245 | 1946.3332
results455.txt | 6782 PETÄJÄV220 220.00 | -0.1090 | -298.6668 | 2245 | 1946.3332
results455.txt | 6784 JÄMSÄ 220.00 | -0.1099 | -298.6668 | 2245 | 1946.3332
results455.txt | 6785 TOIVILA 400.00 | -0.1133 | -298.6668 | 2245 | 1946.3332
results455.txt | 6787 VUOLIJOKI 400.00 | -0.3948 | -298.6668 | 2245 | 1946.3332
results455.txt | 6788 ALAPITKÄ 400.00 | -0.3117 | -298.6668 | 2245 | 1946.3332
results455.txt | 6789 VIHTAVUORI 400.00 | -0.1517 | -298.6668 | 2245 | 1946.3332
results455.txt | 6790 HUUTOKOSKI 400.00 | -0.2462 | -298.6668 | 2245 | 1946.3332
results455.txt | 9306 HONKAJOEN 400.00 | -0.1017 | -298.6668 | 2245 | 1946.3332
results455.txt | 9307 KONTIOLAHTI 400.00 | -0.2774 | -298.6668 | 2245 | 1946.3332
results455.txt | 9308 ORIMATTILAN 400.00 | -0.1405 | -298.6668 | 2245 | 1946.3332
results455.txt | 9309 NAANTALINSAL400.00 | -0.1162 | -298.6668 | 2245 | 1946.3332
results456.txt | PTI INTERACTIVE POWER SYSTEM SIMULATOR--PSS(R)E MON, MAY 29 2023 | 16:32 | 293.7894 | 2245 | 1951.2107
results456.txt | SENSITIVITY FACTORS ARE CALCULATED WITH AC | NETWORK | 293.7894 | 2245 | 1951.2107
results456.txt | SUBSYSTEM 'RESERV' IS USED FOR OPPOSING SYSTEM FOR MW POWER | DISPATCH | 293.7894 | 2245 | 1951.2107
results456.txt | SENSITIVITY FACTORS OF BRANCH FLOW (MVA) ON 6651 MODALEN 400.00 TO 9011 STEINSLAND 400.00 5 MORE THAN | 0.10000 | 293.7894 | 2245 | 1951.2107
results456.txt | <--------- BUS NAME --------> | MW-SENS | 293.7894 | 2245 | 1951.2107
results456.txt | 6649 REFSDAL 400.00 | 0.1024 | 293.7894 | 2245 | 1951.2107
results456.txt | 6651 MODALEN 400.00 | 0.1474 | 293.7894 | 2245 | 1951.2107
results456.txt | 6743 KOLLSNES 400.00 | -0.3030 | 293.7894 | 2245 | 1951.2107
results456.txt | 6745 SUBSTATION 400.00 | -0.4787 | 293.7894 | 2245 | 1951.2107
results456.txt | 6744 LINDÅS 400.00 | -0.4787 | 293.7894 | 2245 | 1951.2107
results456.txt | 6746 NYGARD 400.00 | -0.1864 | 293.7894 | 2245 | 1951.2107
results456.txt | 6747 ARNA 400.00 | -0.1027 | 293.7894 | 2245 | 1951.2107
results456.txt | 6748 BERGEN 400.00 | -0.1240 | 293.7894 | 2245 | 1951.2107
results456.txt | 9010 HAUGSVAER 400.00 | -0.6691 | 293.7894 | 2245 | 1951.2107
results456.txt | 9011 STEINSLAND 400.00 | -0.8213 | 293.7894 | 2245 | 1951.2107
results457.txt | PTI INTERACTIVE POWER SYSTEM SIMULATOR--PSS(R)E MON, MAY 29 2023 | 16:32 | -293.6759 | 2245 | 1951.3241
results457.txt | SENSITIVITY FACTORS ARE CALCULATED WITH AC | NETWORK | -293.6759 | 2245 | 1951.3241
results457.txt | SUBSYSTEM 'RESERV' IS USED FOR OPPOSING SYSTEM FOR MW POWER | DISPATCH | -293.6759 | 2245 | 1951.3241
results457.txt | SENSITIVITY FACTORS OF BRANCH FLOW (MVA) ON 6732 FLESAKER 400.00 TO 6738 TVEITEN 400.00 4 MORE THAN | 0.10000 | -293.6759 | 2245 | 1951.3241
results457.txt | <--------- BUS NAME --------> | MW-SENS | -293.6759 | 2245 | 1951.3241
results457.txt | 6365 KRISTIANSAND400.00 | -0.1108 | -293.6759 | 2245 | 1951.3241
results457.txt | 6373 ARENDAL400 400.00 | -0.1386 | -293.6759 | 2245 | 1951.3241
results457.txt | 6372 ARENDAL300 400.00 | -0.1386 | -293.6759 | 2245 | 1951.3241
results457.txt | 6708 SOLHOLM300 400.00 | -0.1041 | -293.6759 | 2245 | 1951.3241
results457.txt | 6727 ROD400 400.00 | -0.1432 | -293.6759 | 2245 | 1951.3241
results457.txt | 6726 ROD300 400.00 | -0.1437 | -293.6759 | 2245 | 1951.3241
results457.txt | 6728 GRENLAND 400.00 | -0.1667 | -293.6759 | 2245 | 1951.3241
results457.txt | 6730 BAMBLE400 400.00 | -0.1682 | -293.6759 | 2245 | 1951.3241
results457.txt | 6729 BAMBLE300 400.00 | -0.1682 | -293.6759 | 2245 | 1951.3241
results457.txt | 6738 TVEITEN 400.00 | -0.2806 | -293.6759 | 2245 | 1951.3241
results457.txt | 9012 BAMBLE 400.00 | -0.1821 | -293.6759 | 2245 | 1951.3241
results457.txt | 9014 HONNA 400.00 | -0.1139 | -293.6759 | 2245 | 1951.3241
results458.txt | PTI INTERACTIVE POWER SYSTEM SIMULATOR--PSS(R)E MON, MAY 29 2023 | 16:32 | -46.4345 | 2000 | 1953.5655
results458.txt | SENSITIVITY FACTORS ARE CALCULATED WITH AC | NETWORK | -46.4345 | 2000 | 1953.5655
results458.txt | SUBSYSTEM 'RESERV' IS USED FOR OPPOSING SYSTEM FOR MW POWER | DISPATCH | -46.4345 | 2000 | 1953.5655
results458.txt | SENSITIVITY FACTORS OF BRANCH FLOW (MVA) ON 6744 LINDÅS 400.00 TO 6745 SUBSTATION 400.00 1 MORE THAN | 0.10000 | -46.4345 | 2000 | 1953.5655
results458.txt | <--------- BUS NAME --------> | MW-SENS | -46.4345 | 2000 | 1953.5655
results458.txt | 6745 SUBSTATION 400.00 | -1.0001 | -46.4345 | 2000 | 1953.5655
results459.txt | PTI INTERACTIVE POWER SYSTEM SIMULATOR--PSS(R)E MON, MAY 29 2023 | 16:32 | -290.2854 | 2245 | 1954.7146
results459.txt | SENSITIVITY FACTORS ARE CALCULATED WITH AC | NETWORK | -290.2854 | 2245 | 1954.7146
results459.txt | SUBSYSTEM 'RESERV' IS USED FOR OPPOSING SYSTEM FOR MW POWER | DISPATCH | -290.2854 | 2245 | 1954.7146
results459.txt | SENSITIVITY FACTORS OF BRANCH FLOW (MVA) ON 6915 PIRITTIK400 400.00 TO 7056 PETÄJÄSKO 400.00 1 MORE THAN | 0.10000 | -290.2854 | 2245 | 1954.7146
results459.txt | <--------- BUS NAME --------> | MW-SENS | -290.2854 | 2245 | 1954.7146
results459.txt | 6571 VISULAHTI 400.00 | -0.1182 | -290.2854 | 2245 | 1954.7146
results459.txt | 6545 HUITTINEN 400.00 | -0.1139 | -290.2854 | 2245 | 1954.7146
results459.txt | 6572 KYMI 400.00 | -0.1163 | -290.2854 | 2245 | 1954.7146
results459.txt | 6546 SALO 400.00 | -0.1144 | -290.2854 | 2245 | 1954.7146
results459.txt | 6547 FORSSA 400.00 | -0.1144 | -290.2854 | 2245 | 1954.7146
results459.txt | 6548 KANGASALA 400.00 | -0.1158 | -290.2854 | 2245 | 1954.7146
results459.txt | 6549 LAVIANVOURI 400.00 | -0.1160 | -290.2854 | 2245 | 1954.7146
results459.txt | 6550 KOPULA 400.00 | -0.1162 | -290.2854 | 2245 | 1954.7146
results459.txt | 6551 HIKIÄ 400.00 | -0.1159 | -290.2854 | 2245 | 1954.7146
results459.txt | 6552 TAMMISTO 400.00 | -0.1151 | -290.2854 | 2245 | 1954.7146
results459.txt | 6553 NURMIJÄRVI 400.00 | -0.1159 | -290.2854 | 2245 | 1954.7146
results459.txt | 6554 LÄNSISALMI 400.00 | -0.1152 | -290.2854 | 2245 | 1954.7146
results459.txt | 6555 INKOO 400.00 | -0.1151 | -290.2854 | 2245 | 1954.7146
results459.txt | 6556 ESPOO 400.00 | -0.1153 | -290.2854 | 2245 | 1954.7146
results459.txt | 6567 ANTTILA 400.00 | -0.1156 | -290.2854 | 2245 | 1954.7146
results459.txt | 6569 KORIA 400.00 | -0.1164 | -290.2854 | 2245 | 1954.7146
results459.txt | 6570 LOVIISA 400.00 | -0.1145 | -290.2854 | 2245 | 1954.7146
results459.txt | 6573 YLLIKKÄLÄ 400.00 | -0.1178 | -290.2854 | 2245 | 1954.7146
results459.txt | 6615 TAHKOLUOTO 400.00 | -0.1126 | -290.2854 | 2245 | 1954.7146
results459.txt | 6617 OLKILUOTO 400.00 | -0.1120 | -290.2854 | 2245 | 1954.7146
results459.txt | 6618 RAUMA 400.00 | -0.1119 | -290.2854 | 2245 | 1954.7146
results459.txt | 6619 ULVILA 400.00 | -0.1135 | -290.2854 | 2245 | 1954.7146
results459.txt | 6621 LIETO 400.00 | -0.1138 | -290.2854 | 2245 | 1954.7146
results459.txt | 6778 HIRVISUO 400.00 | -0.1186 | -290.2854 | 2245 | 1954.7146
results459.txt | 6779 UUSNIVALA 400.00 | -0.1261 | -290.2854 | 2245 | 1954.7146
results459.txt | 6780 ALAJÄRVI 400.00 | -0.1198 | -290.2854 | 2245 | 1954.7146
results459.txt | 6781 SEINÄJOKI 400.00 | -0.1173 | -290.2854 | 2245 | 1954.7146
results459.txt | 6783 PETÄJÄV400 400.00 | -0.1165 | -290.2854 | 2245 | 1954.7146
results459.txt | 6782 PETÄJÄV220 220.00 | -0.1165 | -290.2854 | 2245 | 1954.7146
results459.txt | 6784 JÄMSÄ 220.00 | -0.1175 | -290.2854 | 2245 | 1954.7146
results459.txt | 6785 TOIVILA 400.00 | -0.1162 | -290.2854 | 2245 | 1954.7146
results459.txt | 6786 HAAPAVESI 220.00 | -0.1112 | -290.2854 | 2245 | 1954.7146
results459.txt | 6787 VUOLIJOKI 400.00 | -0.1163 | -290.2854 | 2245 | 1954.7146
results459.txt | 6788 ALAPITKÄ 400.00 | -0.1176 | -290.2854 | 2245 | 1954.7146
results459.txt | 6789 VIHTAVUORI 400.00 | -0.1183 | -290.2854 | 2245 | 1954.7146
results459.txt | 6790 HUUTOKOSKI 400.00 | -0.1184 | -290.2854 | 2245 | 1954.7146
results459.txt | 6810 TUOVILA 400.00 | -0.1163 | -290.2854 | 2245 | 1954.7146
results459.txt | 6811 KRSITINESTAD400.00 | -0.1146 | -290.2854 | 2245 | 1954.7146
results459.txt | 6903 SEITENOIKEA 220.00 | -0.1080 | -290.2854 | 2245 | 1954.7146
results459.txt | 6911 JYLKKÄ 400.00 | -0.1201 | -290.2854 | 2245 | 1954.7146
results459.txt | 6913 VANTTAUSKOSK220.00 | -0.4845 | -290.2854 | 2245 | 1954.7146
results459.txt | 6915 PIRITTIK400 400.00 | -0.5518 | -290.2854 | 2245 | 1954.7146
results459.txt | 6914 PIRITTK220 220.00 | -0.4855 | -290.2854 | 2245 | 1954.7146
results459.txt | 6916 SEITAKORVA 220.00 | -0.4830 | -290.2854 | 2245 | 1954.7146
results459.txt | 6918 PIKKARALA 400.00 | -0.1302 | -290.2854 | 2245 | 1954.7146
results459.txt | 6920 PYHÄNSEL400 400.00 | -0.1142 | -290.2854 | 2245 | 1954.7146
results459.txt | 6919 PYHÄNSEL220 220.00 | -0.1142 | -290.2854 | 2245 | 1954.7146
results459.txt | 6921 PYHÄKOSI 220.00 | -0.1120 | -290.2854 | 2245 | 1954.7146
results459.txt | 6922 UTANEN 220.00 | -0.1109 | -290.2854 | 2245 | 1954.7146
results459.txt | 6923 NUOJA 220.00 | -0.1097 | -290.2854 | 2245 | 1954.7146
results459.txt | 6990 ISONIEMI 220.00 | -0.1935 | -290.2854 | 2245 | 1954.7146
results459.txt | 6992 IVALO 220.00 | -0.3202 | -290.2854 | 2245 | 1954.7146
results459.txt | 6993 KUOLAJÄRVI 220.00 | -0.2598 | -290.2854 | 2245 | 1954.7146
results459.txt | 6994 VAJUKOSKI 220.00 | -0.3026 | -290.2854 | 2245 | 1954.7146
results459.txt | 6995 KOKKOSNIVA 220.00 | -0.3633 | -290.2854 | 2245 | 1954.7146
results459.txt | 7010 VARANGERBOT 220.00 | -0.3362 | -290.2854 | 2245 | 1954.7146
results459.txt | 7018 UTSJOKI 220.00 | -0.3331 | -290.2854 | 2245 | 1954.7146
results459.txt | 8579 JOINT 220.00 | -0.1110 | -290.2854 | 2245 | 1954.7146
results459.txt | 7140 JOINT 220.00 | -0.3329 | -290.2854 | 2245 | 1954.7146
results459.txt | 9301 KEMIJÄRVI 220.00 | -0.4587 | -290.2854 | 2245 | 1954.7146
results459.txt | 9304 LUMIJÄRVI 400.00 | -0.1191 | -290.2854 | 2245 | 1954.7146
results459.txt | 9303 MUSALA 400.00 | -0.1173 | -290.2854 | 2245 | 1954.7146
results459.txt | 9305 KÄRPPIÖN 400.00 | -0.1150 | -290.2854 | 2245 | 1954.7146
results459.txt | 9306 HONKAJOEN 400.00 | -0.1142 | -290.2854 | 2245 | 1954.7146
results459.txt | 9307 KONTIOLAHTI 400.00 | -0.1173 | -290.2854 | 2245 | 1954.7146
results459.txt | 9308 ORIMATTILAN 400.00 | -0.1158 | -290.2854 | 2245 | 1954.7146
results459.txt | 9309 NAANTALINSAL400.00 | -0.1138 | -290.2854 | 2245 | 1954.7146
results460.txt | PTI INTERACTIVE POWER SYSTEM SIMULATOR--PSS(R)E MON, MAY 29 2023 | 16:32 | 287.9157 | 2245 | 1957.0843
results460.txt | SENSITIVITY FACTORS ARE CALCULATED WITH AC | NETWORK | 287.9157 | 2245 | 1957.0843
results460.txt | SUBSYSTEM 'RESERV' IS USED FOR OPPOSING SYSTEM FOR MW POWER | DISPATCH | 287.9157 | 2245 | 1957.0843
results460.txt | SENSITIVITY FACTORS OF BRANCH FLOW (MVA) ON 6358 TONSTAD400 400.00 TO 6689 HOG-JAERN300400.00 6 MORE THAN | 0.10000 | 287.9157 | 2245 | 1957.0843
results460.txt | <--------- BUS NAME --------> | MW-SENS | 287.9157 | 2245 | 1957.0843
results460.txt | 6358 TONSTAD400 400.00 | -0.2088 | 287.9157 | 2245 | 1957.0843
results460.txt | 6357 TONSTAD300 400.00 | -0.2087 | 287.9157 | 2245 | 1957.0843
results460.txt | 6363 FEDA400 400.00 | -0.1432 | 287.9157 | 2245 | 1957.0843
results460.txt | 6362 FEDA300 400.00 | -0.1413 | 287.9157 | 2245 | 1957.0843
results460.txt | 6364 LISTAWIND 400.00 | -0.1413 | 287.9157 | 2245 | 1957.0843
results460.txt | 6688 STOKKELAND 400.00 | 0.2336 | 287.9157 | 2245 | 1957.0843
results460.txt | 6690 HOG-JAERN400400.00 | 0.2324 | 287.9157 | 2245 | 1957.0843
results460.txt | 6689 HOG-JAERN300400.00 | 0.2335 | 287.9157 | 2245 | 1957.0843
results460.txt | 6708 SOLHOLM300 400.00 | -0.1643 | 287.9157 | 2245 | 1957.0843
results460.txt | 6754 STOLAHELA 400.00 | 0.2336 | 287.9157 | 2245 | 1957.0843
results460.txt | 9014 HONNA 400.00 | -0.1394 | 287.9157 | 2245 | 1957.0843
results461.txt | PTI INTERACTIVE POWER SYSTEM SIMULATOR--PSS(R)E MON, MAY 29 2023 | 16:32 | -42.1511 | 2000 | 1957.8489
results461.txt | SENSITIVITY FACTORS ARE CALCULATED WITH AC | NETWORK | -42.1511 | 2000 | 1957.8489
results461.txt | SUBSYSTEM 'RESERV' IS USED FOR OPPOSING SYSTEM FOR MW POWER | DISPATCH | -42.1511 | 2000 | 1957.8489
results461.txt | SENSITIVITY FACTORS OF BRANCH FLOW (MVA) ON 6601 KOLBOTTEN220220.00 TO 6602 KOLBOTTEN400400.00 1 MORE THAN | 0.10000 | -42.1511 | 2000 | 1957.8489
results461.txt | <--------- BUS NAME --------> | MW-SENS | -42.1511 | 2000 | 1957.8489
results461.txt | 6593 HAMRA220 220.00 | -0.1272 | -42.1511 | 2000 | 1957.8489
results461.txt | 6598 BOLANDERNA 220.00 | -0.1308 | -42.1511 | 2000 | 1957.8489
results461.txt | 6599 PLENNINGE 220.00 | -0.1305 | -42.1511 | 2000 | 1957.8489
results461.txt | 6601 KOLBOTTEN220220.00 | -0.3648 | -42.1511 | 2000 | 1957.8489
results461.txt | 6604 STOCKHOLM220220.00 | -0.2158 | -42.1511 | 2000 | 1957.8489
results461.txt | 6607 EKUDDEN220 220.00 | -0.1920 | -42.1511 | 2000 | 1957.8489
results461.txt | 6609 SOLBERGA 220.00 | -0.1921 | -42.1511 | 2000 | 1957.8489
results461.txt | 6614 VALLENTUNA 220.00 | -0.2172 | -42.1511 | 2000 | 1957.8489
results462.txt | PTI INTERACTIVE POWER SYSTEM SIMULATOR--PSS(R)E MON, MAY 29 2023 | 16:32 | -281.1118 | 2245 | 1963.8882
results462.txt | SENSITIVITY FACTORS ARE CALCULATED WITH AC | NETWORK | -281.1118 | 2245 | 1963.8882
results462.txt | SUBSYSTEM 'RESERV' IS USED FOR OPPOSING SYSTEM FOR MW POWER | DISPATCH | -281.1118 | 2245 | 1963.8882
results462.txt | SENSITIVITY FACTORS OF BRANCH FLOW (MVA) ON 6571 VISULAHTI 400.00 TO 6573 YLLIKKÄLÄ 400.00 1 MORE THAN | 0.10000 | -281.1118 | 2245 | 1963.8882
results462.txt | <--------- BUS NAME --------> | MW-SENS | -281.1118 | 2245 | 1963.8882
results462.txt | 6571 VISULAHTI 400.00 | -0.4289 | -281.1118 | 2245 | 1963.8882
results462.txt | 6572 KYMI 400.00 | 0.1763 | -281.1118 | 2245 | 1963.8882
results462.txt | 6546 SALO 400.00 | 0.1048 | -281.1118 | 2245 | 1963.8882
results462.txt | 6547 FORSSA 400.00 | 0.1018 | -281.1118 | 2245 | 1963.8882
results462.txt | 6550 KOPULA 400.00 | 0.1204 | -281.1118 | 2245 | 1963.8882
results462.txt | 6551 HIKIÄ 400.00 | 0.1173 | -281.1118 | 2245 | 1963.8882
results462.txt | 6552 TAMMISTO 400.00 | 0.1245 | -281.1118 | 2245 | 1963.8882
results462.txt | 6553 NURMIJÄRVI 400.00 | 0.1299 | -281.1118 | 2245 | 1963.8882
results462.txt | 6554 LÄNSISALMI 400.00 | 0.1311 | -281.1118 | 2245 | 1963.8882
results462.txt | 6555 INKOO 400.00 | 0.1140 | -281.1118 | 2245 | 1963.8882
results462.txt | 6556 ESPOO 400.00 | 0.1210 | -281.1118 | 2245 | 1963.8882
results462.txt | 6567 ANTTILA 400.00 | 0.1421 | -281.1118 | 2245 | 1963.8882
results462.txt | 6569 KORIA 400.00 | 0.1865 | -281.1118 | 2245 | 1963.8882
results462.txt | 6570 LOVIISA 400.00 | 0.1573 | -281.1118 | 2245 | 1963.8882
results462.txt | 6573 YLLIKKÄLÄ 400.00 | 0.2902 | -281.1118 | 2245 | 1963.8882
results462.txt | 6621 LIETO 400.00 | 0.1002 | -281.1118 | 2245 | 1963.8882
results462.txt | 9308 ORIMATTILAN 400.00 | 0.1515 | -281.1118 | 2245 | 1963.8882
results462.txt | 9309 NAANTALINSAL400.00 | 0.1001 | -281.1118 | 2245 | 1963.8882
results463.txt | PTI INTERACTIVE POWER SYSTEM SIMULATOR--PSS(R)E MON, MAY 29 2023 | 16:32 | 278.0484 | 2245 | 1966.9516
results463.txt | SENSITIVITY FACTORS ARE CALCULATED WITH AC | NETWORK | 278.0484 | 2245 | 1966.9516
results463.txt | SUBSYSTEM 'RESERV' IS USED FOR OPPOSING SYSTEM FOR MW POWER | DISPATCH | 278.0484 | 2245 | 1966.9516
results463.txt | SENSITIVITY FACTORS OF BRANCH FLOW (MVA) ON 6738 TVEITEN 400.00 TO 9013 HOF 400.00 1 MORE THAN | 0.10000 | 278.0484 | 2245 | 1966.9516
results463.txt | <--------- BUS NAME --------> | MW-SENS | 278.0484 | 2245 | 1966.9516
results463.txt | 6358 TONSTAD400 400.00 | -0.1062 | 278.0484 | 2245 | 1966.9516
results463.txt | 6357 TONSTAD300 400.00 | -0.1062 | 278.0484 | 2245 | 1966.9516
results463.txt | 6360 KJELLAND 400.00 | -0.1025 | 278.0484 | 2245 | 1966.9516
results463.txt | 6363 FEDA400 400.00 | -0.1072 | 278.0484 | 2245 | 1966.9516
results463.txt | 6362 FEDA300 400.00 | -0.1071 | 278.0484 | 2245 | 1966.9516
results463.txt | 6364 LISTAWIND 400.00 | -0.1071 | 278.0484 | 2245 | 1966.9516
results463.txt | 6365 KRISTIANSAND400.00 | -0.1203 | 278.0484 | 2245 | 1966.9516
results463.txt | 6373 ARENDAL400 400.00 | -0.1504 | 278.0484 | 2245 | 1966.9516
results463.txt | 6372 ARENDAL300 400.00 | -0.1504 | 278.0484 | 2245 | 1966.9516
results463.txt | 6708 SOLHOLM300 400.00 | -0.1129 | 278.0484 | 2245 | 1966.9516
results463.txt | 6727 ROD400 400.00 | -0.1553 | 278.0484 | 2245 | 1966.9516
results463.txt | 6726 ROD300 400.00 | -0.1559 | 278.0484 | 2245 | 1966.9516
results463.txt | 6728 GRENLAND 400.00 | -0.1808 | 278.0484 | 2245 | 1966.9516
results463.txt | 6730 BAMBLE400 400.00 | -0.1825 | 278.0484 | 2245 | 1966.9516
results463.txt | 6729 BAMBLE300 400.00 | -0.1825 | 278.0484 | 2245 | 1966.9516
results463.txt | 6738 TVEITEN 400.00 | -0.3044 | 278.0484 | 2245 | 1966.9516
results463.txt | 9012 BAMBLE 400.00 | -0.1976 | 278.0484 | 2245 | 1966.9516
results463.txt | 9013 HOF 400.00 | 0.3063 | 278.0484 | 2245 | 1966.9516
results463.txt | 9014 HONNA 400.00 | -0.1236 | 278.0484 | 2245 | 1966.9516
results464.txt | PTI INTERACTIVE POWER SYSTEM SIMULATOR--PSS(R)E MON, MAY 29 2023 | 16:32 | 275.4499 | 2245 | 1969.5501
results464.txt | SENSITIVITY FACTORS ARE CALCULATED WITH AC | NETWORK | 275.4499 | 2245 | 1969.5501
results464.txt | SUBSYSTEM 'RESERV' IS USED FOR OPPOSING SYSTEM FOR MW POWER | DISPATCH | 275.4499 | 2245 | 1969.5501
results464.txt | SENSITIVITY FACTORS OF BRANCH FLOW (MVA) ON 6911 JYLKKÄ 400.00 TO 6918 PIKKARALA 400.00 1 MORE THAN | 0.10000 | 275.4499 | 2245 | 1969.5501
results464.txt | <--------- BUS NAME --------> | MW-SENS | 275.4499 | 2245 | 1969.5501
results464.txt | 6545 HUITTINEN 400.00 | 0.1314 | 275.4499 | 2245 | 1969.5501
results464.txt | 6572 KYMI 400.00 | 0.1154 | 275.4499 | 2245 | 1969.5501
results464.txt | 6546 SALO 400.00 | 0.1277 | 275.4499 | 2245 | 1969.5501
results464.txt | 6547 FORSSA 400.00 | 0.1278 | 275.4499 | 2245 | 1969.5501
results464.txt | 6548 KANGASALA 400.00 | 0.1263 | 275.4499 | 2245 | 1969.5501
results464.txt | 6549 LAVIANVOURI 400.00 | 0.1250 | 275.4499 | 2245 | 1969.5501
results464.txt | 6550 KOPULA 400.00 | 0.1235 | 275.4499 | 2245 | 1969.5501
results464.txt | 6551 HIKIÄ 400.00 | 0.1215 | 275.4499 | 2245 | 1969.5501
results464.txt | 6552 TAMMISTO 400.00 | 0.1227 | 275.4499 | 2245 | 1969.5501
results464.txt | 6553 NURMIJÄRVI 400.00 | 0.1207 | 275.4499 | 2245 | 1969.5501
results464.txt | 6554 LÄNSISALMI 400.00 | 0.1214 | 275.4499 | 2245 | 1969.5501
results464.txt | 6555 INKOO 400.00 | 0.1256 | 275.4499 | 2245 | 1969.5501
results464.txt | 6556 ESPOO 400.00 | 0.1235 | 275.4499 | 2245 | 1969.5501
results464.txt | 6567 ANTTILA 400.00 | 0.1196 | 275.4499 | 2245 | 1969.5501
results464.txt | 6569 KORIA 400.00 | 0.1141 | 275.4499 | 2245 | 1969.5501
results464.txt | 6570 LOVIISA 400.00 | 0.1160 | 275.4499 | 2245 | 1969.5501
results464.txt | 6573 YLLIKKÄLÄ 400.00 | 0.1022 | 275.4499 | 2245 | 1969.5501
results464.txt | 6615 TAHKOLUOTO 400.00 | 0.1371 | 275.4499 | 2245 | 1969.5501
results464.txt | 6617 OLKILUOTO 400.00 | 0.1325 | 275.4499 | 2245 | 1969.5501
results464.txt | 6618 RAUMA 400.00 | 0.1319 | 275.4499 | 2245 | 1969.5501
results464.txt | 6619 ULVILA 400.00 | 0.1381 | 275.4499 | 2245 | 1969.5501
results464.txt | 6621 LIETO 400.00 | 0.1284 | 275.4499 | 2245 | 1969.5501
results464.txt | 6778 HIRVISUO 400.00 | 0.2774 | 275.4499 | 2245 | 1969.5501
results464.txt | 6780 ALAJÄRVI 400.00 | 0.1414 | 275.4499 | 2245 | 1969.5501
results464.txt | 6781 SEINÄJOKI 400.00 | 0.1677 | 275.4499 | 2245 | 1969.5501
results464.txt | 6785 TOIVILA 400.00 | 0.1114 | 275.4499 | 2245 | 1969.5501
results464.txt | 6789 VIHTAVUORI 400.00 | 0.1067 | 275.4499 | 2245 | 1969.5501
results464.txt | 6810 TUOVILA 400.00 | 0.1892 | 275.4499 | 2245 | 1969.5501
results464.txt | 6811 KRSITINESTAD400.00 | 0.1614 | 275.4499 | 2245 | 1969.5501
results464.txt | 6911 JYLKKÄ 400.00 | 0.3451 | 275.4499 | 2245 | 1969.5501
results464.txt | 9304 LUMIJÄRVI 400.00 | 0.2787 | 275.4499 | 2245 | 1969.5501
results464.txt | 9303 MUSALA 400.00 | 0.2328 | 275.4499 | 2245 | 1969.5501
results464.txt | 9305 KÄRPPIÖN 400.00 | 0.1698 | 275.4499 | 2245 | 1969.5501
results464.txt | 9306 HONKAJOEN 400.00 | 0.1440 | 275.4499 | 2245 | 1969.5501
results464.txt | 9308 ORIMATTILAN 400.00 | 0.1175 | 275.4499 | 2245 | 1969.5501
results464.txt | 9309 NAANTALINSAL400.00 | 0.1284 | 275.4499 | 2245 | 1969.5501
results465.txt | PTI INTERACTIVE POWER SYSTEM SIMULATOR--PSS(R)E MON, MAY 29 2023 | 16:32 | -29.818 | 2000 | 1970.182
results465.txt | SENSITIVITY FACTORS ARE CALCULATED WITH AC | NETWORK | -29.818 | 2000 | 1970.182
results465.txt | SUBSYSTEM 'RESERV' IS USED FOR OPPOSING SYSTEM FOR MW POWER | DISPATCH | -29.818 | 2000 | 1970.182
results465.txt | SENSITIVITY FACTORS OF BRANCH FLOW (MVA) ON 6782 PETÄJÄV220 220.00 TO 6783 PETÄJÄV400 400.00 1 MORE THAN | 0.10000 | -29.818 | 2000 | 1970.182
results465.txt | <--------- BUS NAME --------> | MW-SENS | -29.818 | 2000 | 1970.182
results465.txt | 6782 PETÄJÄV220 220.00 | -1.0000 | -29.818 | 2000 | 1970.182
results465.txt | 6784 JÄMSÄ 220.00 | -1.0084 | -29.818 | 2000 | 1970.182
results466.txt | PTI INTERACTIVE POWER SYSTEM SIMULATOR--PSS(R)E MON, MAY 29 2023 | 16:32 | -270.7739 | 2245 | 1974.2261
results466.txt | SENSITIVITY FACTORS ARE CALCULATED WITH AC | NETWORK | -270.7739 | 2245 | 1974.2261
results466.txt | SUBSYSTEM 'RESERV' IS USED FOR OPPOSING SYSTEM FOR MW POWER | DISPATCH | -270.7739 | 2245 | 1974.2261
results466.txt | SENSITIVITY FACTORS OF BRANCH FLOW (MVA) ON 6349 ALVESTA 400.00 TO 9401 HAGESKRUV 400.00 5 MORE THAN | 0.10000 | -270.7739 | 2245 | 1974.2261
results466.txt | <--------- BUS NAME --------> | MW-SENS | -270.7739 | 2245 | 1974.2261
results466.txt | 6348 OSKARSHAMN 400.00 | 0.1613 | -270.7739 | 2245 | 1974.2261
results466.txt | 6349 ALVESTA 400.00 | -0.1801 | -270.7739 | 2245 | 1974.2261
results466.txt | 9401 HAGESKRUV 400.00 | 0.4795 | -270.7739 | 2245 | 1974.2261
results467.txt | PTI INTERACTIVE POWER SYSTEM SIMULATOR--PSS(R)E MON, MAY 29 2023 | 16:32 | 269.674 | 2245 | 1975.326
results467.txt | SENSITIVITY FACTORS ARE CALCULATED WITH AC | NETWORK | 269.674 | 2245 | 1975.326
results467.txt | SUBSYSTEM 'RESERV' IS USED FOR OPPOSING SYSTEM FOR MW POWER | DISPATCH | 269.674 | 2245 | 1975.326
results467.txt | SENSITIVITY FACTORS OF BRANCH FLOW (MVA) ON 6551 HIKIÄ 400.00 TO 6553 NURMIJÄRVI 400.00 1 MORE THAN | 0.10000 | 269.674 | 2245 | 1975.326
results467.txt | <--------- BUS NAME --------> | MW-SENS | 269.674 | 2245 | 1975.326
results467.txt | 6572 KYMI 400.00 | -0.1234 | 269.674 | 2245 | 1975.326
results467.txt | 6552 TAMMISTO 400.00 | -0.1043 | 269.674 | 2245 | 1975.326
results467.txt | 6553 NURMIJÄRVI 400.00 | -0.3966 | 269.674 | 2245 | 1975.326
results467.txt | 6554 LÄNSISALMI 400.00 | -0.1473 | 269.674 | 2245 | 1975.326
results467.txt | 6567 ANTTILA 400.00 | -0.2177 | 269.674 | 2245 | 1975.326
results467.txt | 6570 LOVIISA 400.00 | -0.1684 | 269.674 | 2245 | 1975.326
results468.txt | PTI INTERACTIVE POWER SYSTEM SIMULATOR--PSS(R)E MON, MAY 29 2023 | 16:32 | -24.0238 | 2000 | 1975.9762
results468.txt | SENSITIVITY FACTORS ARE CALCULATED WITH AC | NETWORK | -24.0238 | 2000 | 1975.9762
results468.txt | SUBSYSTEM 'RESERV' IS USED FOR OPPOSING SYSTEM FOR MW POWER | DISPATCH | -24.0238 | 2000 | 1975.9762
results468.txt | SENSITIVITY FACTORS OF BRANCH FLOW (MVA) ON 6607 EKUDDEN220 220.00 TO 6608 EKUDDEN400 400.00 1 MORE THAN | 0.10000 | -24.0238 | 2000 | 1975.9762
results468.txt | <--------- BUS NAME --------> | MW-SENS | -24.0238 | 2000 | 1975.9762
results468.txt | 6593 HAMRA220 220.00 | 0.1314 | -24.0238 | 2000 | 1975.9762
results468.txt | 6598 BOLANDERNA 220.00 | 0.1353 | -24.0238 | 2000 | 1975.9762
results468.txt | 6599 PLENNINGE 220.00 | 0.1350 | -24.0238 | 2000 | 1975.9762
results468.txt | 6601 KOLBOTTEN220220.00 | 0.1741 | -24.0238 | 2000 | 1975.9762
results468.txt | 6604 STOCKHOLM220220.00 | 0.2212 | -24.0238 | 2000 | 1975.9762
results468.txt | 6607 EKUDDEN220 220.00 | 0.2953 | -24.0238 | 2000 | 1975.9762
results468.txt | 6609 SOLBERGA 220.00 | 0.2954 | -24.0238 | 2000 | 1975.9762
results468.txt | 6614 VALLENTUNA 220.00 | 0.2227 | -24.0238 | 2000 | 1975.9762
results469.txt | PTI INTERACTIVE POWER SYSTEM SIMULATOR--PSS(R)E MON, MAY 29 2023 | 16:32 | 267.8542 | 2245 | 1977.1458
results469.txt | SENSITIVITY FACTORS ARE CALCULATED WITH AC | NETWORK | 267.8542 | 2245 | 1977.1458
results469.txt | SUBSYSTEM 'RESERV' IS USED FOR OPPOSING SYSTEM FOR MW POWER | DISPATCH | 267.8542 | 2245 | 1977.1458
results469.txt | SENSITIVITY FACTORS OF BRANCH FLOW (MVA) ON 6573 YLLIKKÄLÄ 400.00 TO 6790 HUUTOKOSKI 400.00 4 MORE THAN | 0.10000 | 267.8542 | 2245 | 1977.1458
results469.txt | <--------- BUS NAME --------> | MW-SENS | 267.8542 | 2245 | 1977.1458
results469.txt | 6571 VISULAHTI 400.00 | 0.1114 | 267.8542 | 2245 | 1977.1458
results469.txt | 6572 KYMI 400.00 | 0.1636 | 267.8542 | 2245 | 1977.1458
results469.txt | 6550 KOPULA 400.00 | 0.1117 | 267.8542 | 2245 | 1977.1458
results469.txt | 6551 HIKIÄ 400.00 | 0.1088 | 267.8542 | 2245 | 1977.1458
results469.txt | 6552 TAMMISTO 400.00 | 0.1155 | 267.8542 | 2245 | 1977.1458
results469.txt | 6553 NURMIJÄRVI 400.00 | 0.1205 | 267.8542 | 2245 | 1977.1458
results469.txt | 6554 LÄNSISALMI 400.00 | 0.1216 | 267.8542 | 2245 | 1977.1458
results469.txt | 6555 INKOO 400.00 | 0.1058 | 267.8542 | 2245 | 1977.1458
results469.txt | 6556 ESPOO 400.00 | 0.1122 | 267.8542 | 2245 | 1977.1458
results469.txt | 6567 ANTTILA 400.00 | 0.1318 | 267.8542 | 2245 | 1977.1458
results469.txt | 6569 KORIA 400.00 | 0.1730 | 267.8542 | 2245 | 1977.1458
results469.txt | 6570 LOVIISA 400.00 | 0.1459 | 267.8542 | 2245 | 1977.1458
results469.txt | 6573 YLLIKKÄLÄ 400.00 | 0.2692 | 267.8542 | 2245 | 1977.1458
results469.txt | 9308 ORIMATTILAN 400.00 | 0.1405 | 267.8542 | 2245 | 1977.1458
results470.txt | PTI INTERACTIVE POWER SYSTEM SIMULATOR--PSS(R)E MON, MAY 29 2023 | 16:32 | 266.5616 | 2245 | 1978.4384
results470.txt | SENSITIVITY FACTORS ARE CALCULATED WITH AC | NETWORK | 266.5616 | 2245 | 1978.4384
results470.txt | SUBSYSTEM 'RESERV' IS USED FOR OPPOSING SYSTEM FOR MW POWER | DISPATCH | 266.5616 | 2245 | 1978.4384
results470.txt | SENSITIVITY FACTORS OF BRANCH FLOW (MVA) ON 6551 HIKIÄ 400.00 TO 9308 ORIMATTILAN 400.00 7 MORE THAN | 0.10000 | 266.5616 | 2245 | 1978.4384
results470.txt | <--------- BUS NAME --------> | MW-SENS | 266.5616 | 2245 | 1978.4384
results470.txt | 6571 VISULAHTI 400.00 | -0.1410 | 266.5616 | 2245 | 1978.4384
results470.txt | 6572 KYMI 400.00 | -0.2239 | 266.5616 | 2245 | 1978.4384
results470.txt | 6551 HIKIÄ 400.00 | 0.1324 | 266.5616 | 2245 | 1978.4384
results470.txt | 6569 KORIA 400.00 | -0.2771 | 266.5616 | 2245 | 1978.4384
results470.txt | 6570 LOVIISA 400.00 | -0.1338 | 266.5616 | 2245 | 1978.4384
results470.txt | 6573 YLLIKKÄLÄ 400.00 | -0.1897 | 266.5616 | 2245 | 1978.4384
results470.txt | 9308 ORIMATTILAN 400.00 | -0.5371 | 266.5616 | 2245 | 1978.4384
results471.txt | PTI INTERACTIVE POWER SYSTEM SIMULATOR--PSS(R)E MON, MAY 29 2023 | 16:32 | -259.7214 | 2245 | 1985.2786
results471.txt | SENSITIVITY FACTORS ARE CALCULATED WITH AC | NETWORK | -259.7214 | 2245 | 1985.2786
results471.txt | SUBSYSTEM 'RESERV' IS USED FOR OPPOSING SYSTEM FOR MW POWER | DISPATCH | -259.7214 | 2245 | 1985.2786
results471.txt | SENSITIVITY FACTORS OF BRANCH FLOW (MVA) ON 6788 ALAPITKÄ 400.00 TO 9307 KONTIOLAHTI 400.00 3 MORE THAN | 0.10000 | -259.7214 | 2245 | 1985.2786
results471.txt | <--------- BUS NAME --------> | MW-SENS | -259.7214 | 2245 | 1985.2786
results471.txt | 9307 KONTIOLAHTI 400.00 | 0.4960 | -259.7214 | 2245 | 1985.2786
results472.txt | PTI INTERACTIVE POWER SYSTEM SIMULATOR--PSS(R)E MON, MAY 29 2023 | 16:32 | -259.7214 | 2245 | 1985.2786
results472.txt | SENSITIVITY FACTORS ARE CALCULATED WITH AC | NETWORK | -259.7214 | 2245 | 1985.2786
results472.txt | SUBSYSTEM 'RESERV' IS USED FOR OPPOSING SYSTEM FOR MW POWER | DISPATCH | -259.7214 | 2245 | 1985.2786
results472.txt | SENSITIVITY FACTORS OF BRANCH FLOW (MVA) ON 6790 HUUTOKOSKI 400.00 TO 9307 KONTIOLAHTI 400.00 6 MORE THAN | 0.10000 | -259.7214 | 2245 | 1985.2786
results472.txt | <--------- BUS NAME --------> | MW-SENS | -259.7214 | 2245 | 1985.2786
results472.txt | 9307 KONTIOLAHTI 400.00 | 0.4679 | -259.7214 | 2245 | 1985.2786
results473.txt | PTI INTERACTIVE POWER SYSTEM SIMULATOR--PSS(R)E MON, MAY 29 2023 | 16:32 | -259.6724 | 2245 | 1985.3276
results473.txt | SENSITIVITY FACTORS ARE CALCULATED WITH AC | NETWORK | -259.6724 | 2245 | 1985.3276
results473.txt | SUBSYSTEM 'RESERV' IS USED FOR OPPOSING SYSTEM FOR MW POWER | DISPATCH | -259.6724 | 2245 | 1985.3276
results473.txt | SENSITIVITY FACTORS OF BRANCH FLOW (MVA) ON 6803 MOLIDEN 400.00 TO 6809 STORNORRFORS400.00 2 MORE THAN | 0.10000 | -259.6724 | 2245 | 1985.3276
results473.txt | <--------- BUS NAME --------> | MW-SENS | -259.6724 | 2245 | 1985.3276
results473.txt | 6803 MOLIDEN 400.00 | -0.3450 | -259.6724 | 2245 | 1985.3276
results473.txt | 6809 STORNORRFORS400.00 | 0.1298 | -259.6724 | 2245 | 1985.3276
results474.txt | PTI INTERACTIVE POWER SYSTEM SIMULATOR--PSS(R)E MON, MAY 29 2023 | 16:32 | -257.8971 | 2245 | 1987.1029
results474.txt | SENSITIVITY FACTORS ARE CALCULATED WITH AC | NETWORK | -257.8971 | 2245 | 1987.1029
results474.txt | SUBSYSTEM 'RESERV' IS USED FOR OPPOSING SYSTEM FOR MW POWER | DISPATCH | -257.8971 | 2245 | 1987.1029
results474.txt | SENSITIVITY FACTORS OF BRANCH FLOW (MVA) ON 6867 STRINDA 400.00 TO 6869 KLAEBU400 400.00 5 MORE THAN | 0.10000 | -257.8971 | 2245 | 1987.1029
results474.txt | <--------- BUS NAME --------> | MW-SENS | -257.8971 | 2245 | 1987.1029
results474.txt | 6812 OGNDAL 400.00 | -0.2453 | -257.8971 | 2245 | 1987.1029
results474.txt | 6814 VERDAL400 400.00 | -0.2764 | -257.8971 | 2245 | 1987.1029
results474.txt | 6813 VERDAL300 400.00 | -0.2764 | -257.8971 | 2245 | 1987.1029
results474.txt | 6867 STRINDA 400.00 | -0.7307 | -257.8971 | 2245 | 1987.1029
results474.txt | 6871 EIDUM400 400.00 | -0.3394 | -257.8971 | 2245 | 1987.1029
results474.txt | 6870 EIDUM300 400.00 | -0.3394 | -257.8971 | 2245 | 1987.1029
results474.txt | 6936 NEDRERÖS400 400.00 | -0.1349 | -257.8971 | 2245 | 1987.1029
results474.txt | 6935 NEDRERÖS300 400.00 | -0.1349 | -257.8971 | 2245 | 1987.1029
results474.txt | 6934 NEDRERÖS220 220.00 | -0.1172 | -257.8971 | 2245 | 1987.1029
results474.txt | 6937 MARKA 400.00 | -0.1408 | -257.8971 | 2245 | 1987.1029
results474.txt | 6938 NAMSOS 400.00 | -0.1700 | -257.8971 | 2245 | 1987.1029
results474.txt | 6939 KOLSVIK 400.00 | -0.1529 | -257.8971 | 2245 | 1987.1029
results474.txt | 6940 NAMSKOGEN 400.00 | -0.1531 | -257.8971 | 2245 | 1987.1029
results474.txt | 6942 TUNNSJO400 400.00 | -0.1578 | -257.8971 | 2245 | 1987.1029
results474.txt | 6941 TUNNSJO300 400.00 | -0.1578 | -257.8971 | 2245 | 1987.1029
results474.txt | 6944 RANA 400.00 | -0.1312 | -257.8971 | 2245 | 1987.1029
results474.txt | 7006 SVARTISEN 400.00 | -0.1241 | -257.8971 | 2245 | 1987.1029
results474.txt | 7007 KOBBELV 400.00 | -0.1040 | -257.8971 | 2245 | 1987.1029
results474.txt | 7008 SALTEN 400.00 | -0.1087 | -257.8971 | 2245 | 1987.1029
results474.txt | 9006 TROFORS 400.00 | -0.1445 | -257.8971 | 2245 | 1987.1029
results475.txt | PTI INTERACTIVE POWER SYSTEM SIMULATOR--PSS(R)E MON, MAY 29 2023 | 16:32 | -259.3452 | 2245 | 1987.1978
results475.txt | SENSITIVITY FACTORS ARE CALCULATED WITH AC | NETWORK | -259.3452 | 2245 | 1987.1978
results475.txt | SUBSYSTEM 'RESERV' IS USED FOR OPPOSING SYSTEM FOR MW POWER | DISPATCH | -259.3452 | 2245 | 1987.1978
results475.txt | SENSITIVITY FACTORS OF BRANCH FLOW (MVA) ON 6838 RAMSELE 400.00 TO 6926 GRUNDFORS400400.00 2 MORE THAN | 0.10000 | -259.3452 | 2245 | 1987.1978
results475.txt | <--------- BUS NAME --------> | MW-SENS | -259.3452 | 2245 | 1987.1978
results475.txt | 6924 JUKTAN/BLAIK400.00 | -0.1853 | -259.3452 | 2245 | 1987.1978
results475.txt | 6926 GRUNDFORS400400.00 | -0.1712 | -259.3452 | 2245 | 1987.1978
results475.txt | 6925 GRUNDFORS220220.00 | -0.1617 | -259.3452 | 2245 | 1987.1978
results475.txt | 6946 AJAURE 220.00 | -0.1126 | -259.3452 | 2245 | 1987.1978
results475.txt | 6947 GARDIKFORS 220.00 | -0.1283 | -259.3452 | 2245 | 1987.1978
results475.txt | 8643 JOINT 220.00 | -0.1284 | -259.3452 | 2245 | 1987.1978
results476.txt | PTI INTERACTIVE POWER SYSTEM SIMULATOR--PSS(R)E MON, MAY 29 2023 | 16:32 | 10.8716 | 2000 | 1989.1284
results476.txt | SENSITIVITY FACTORS ARE CALCULATED WITH AC | NETWORK | 10.8716 | 2000 | 1989.1284
results476.txt | SUBSYSTEM 'RESERV' IS USED FOR OPPOSING SYSTEM FOR MW POWER | DISPATCH | 10.8716 | 2000 | 1989.1284
results476.txt | SENSITIVITY FACTORS OF BRANCH FLOW (MVA) ON 6635 HOFORS 220.00 TO 9410 HORNDAL 400.00 1 MORE THAN | 0.10000 | 10.8716 | 2000 | 1989.1284
results476.txt | <--------- BUS NAME --------> | MW-SENS | 10.8716 | 2000 | 1989.1284
results476.txt | 6635 HOFORS 220.00 | 1.0000 | 10.8716 | 2000 | 1989.1284
results477.txt | PTI INTERACTIVE POWER SYSTEM SIMULATOR--PSS(R)E MON, MAY 29 2023 | 16:32 | 254.3486 | 2245 | 1990.6514
results477.txt | SENSITIVITY FACTORS ARE CALCULATED WITH AC | NETWORK | 254.3486 | 2245 | 1990.6514
results477.txt | SUBSYSTEM 'RESERV' IS USED FOR OPPOSING SYSTEM FOR MW POWER | DISPATCH | 254.3486 | 2245 | 1990.6514
results477.txt | SENSITIVITY FACTORS OF BRANCH FLOW (MVA) ON 6783 PETÄJÄV400 400.00 TO 6920 PYHÄNSEL400 400.00 2 MORE THAN | 0.10000 | 254.3486 | 2245 | 1990.6514
results477.txt | <--------- BUS NAME --------> | MW-SENS | 254.3486 | 2245 | 1990.6514
results477.txt | 6571 VISULAHTI 400.00 | 0.1552 | 254.3486 | 2245 | 1990.6514
results477.txt | 6545 HUITTINEN 400.00 | 0.1819 | 254.3486 | 2245 | 1990.6514
results477.txt | 6572 KYMI 400.00 | 0.1848 | 254.3486 | 2245 | 1990.6514
results477.txt | 6546 SALO 400.00 | 0.1850 | 254.3486 | 2245 | 1990.6514
results477.txt | 6547 FORSSA 400.00 | 0.1861 | 254.3486 | 2245 | 1990.6514
results477.txt | 6548 KANGASALA 400.00 | 0.1988 | 254.3486 | 2245 | 1990.6514
results477.txt | 6549 LAVIANVOURI 400.00 | 0.1989 | 254.3486 | 2245 | 1990.6514
results477.txt | 6550 KOPULA 400.00 | 0.1940 | 254.3486 | 2245 | 1990.6514
results477.txt | 6551 HIKIÄ 400.00 | 0.1983 | 254.3486 | 2245 | 1990.6514
results477.txt | 6552 TAMMISTO 400.00 | 0.1890 | 254.3486 | 2245 | 1990.6514
results477.txt | 6553 NURMIJÄRVI 400.00 | 0.1940 | 254.3486 | 2245 | 1990.6514
results477.txt | 6554 LÄNSISALMI 400.00 | 0.1889 | 254.3486 | 2245 | 1990.6514
results477.txt | 6555 INKOO 400.00 | 0.1881 | 254.3486 | 2245 | 1990.6514
results477.txt | 6556 ESPOO 400.00 | 0.1900 | 254.3486 | 2245 | 1990.6514
results477.txt | 6567 ANTTILA 400.00 | 0.1893 | 254.3486 | 2245 | 1990.6514
results477.txt | 6569 KORIA 400.00 | 0.1833 | 254.3486 | 2245 | 1990.6514
results477.txt | 6570 LOVIISA 400.00 | 0.1848 | 254.3486 | 2245 | 1990.6514
results477.txt | 6573 YLLIKKÄLÄ 400.00 | 0.1655 | 254.3486 | 2245 | 1990.6514
results477.txt | 6615 TAHKOLUOTO 400.00 | 0.1711 | 254.3486 | 2245 | 1990.6514
results477.txt | 6617 OLKILUOTO 400.00 | 0.1747 | 254.3486 | 2245 | 1990.6514
results477.txt | 6618 RAUMA 400.00 | 0.1748 | 254.3486 | 2245 | 1990.6514
results477.txt | 6619 ULVILA 400.00 | 0.1725 | 254.3486 | 2245 | 1990.6514
results477.txt | 6621 LIETO 400.00 | 0.1830 | 254.3486 | 2245 | 1990.6514
results477.txt | 6780 ALAJÄRVI 400.00 | 0.1329 | 254.3486 | 2245 | 1990.6514
results477.txt | 6781 SEINÄJOKI 400.00 | 0.1373 | 254.3486 | 2245 | 1990.6514
results477.txt | 6783 PETÄJÄV400 400.00 | 0.3091 | 254.3486 | 2245 | 1990.6514
results477.txt | 6782 PETÄJÄV220 220.00 | 0.3091 | 254.3486 | 2245 | 1990.6514
results477.txt | 6784 JÄMSÄ 220.00 | 0.3117 | 254.3486 | 2245 | 1990.6514
results477.txt | 6785 TOIVILA 400.00 | 0.2542 | 254.3486 | 2245 | 1990.6514
results477.txt | 6788 ALAPITKÄ 400.00 | 0.1023 | 254.3486 | 2245 | 1990.6514
results477.txt | 6789 VIHTAVUORI 400.00 | 0.2005 | 254.3486 | 2245 | 1990.6514
results477.txt | 6790 HUUTOKOSKI 400.00 | 0.1420 | 254.3486 | 2245 | 1990.6514
results477.txt | 6810 TUOVILA 400.00 | 0.1278 | 254.3486 | 2245 | 1990.6514
results477.txt | 6811 KRSITINESTAD400.00 | 0.1518 | 254.3486 | 2245 | 1990.6514
results477.txt | 9303 MUSALA 400.00 | 0.1036 | 254.3486 | 2245 | 1990.6514
results477.txt | 9305 KÄRPPIÖN 400.00 | 0.1442 | 254.3486 | 2245 | 1990.6514
results477.txt | 9306 HONKAJOEN 400.00 | 0.1654 | 254.3486 | 2245 | 1990.6514
results477.txt | 9307 KONTIOLAHTI 400.00 | 0.1215 | 254.3486 | 2245 | 1990.6514
results477.txt | 9308 ORIMATTILAN 400.00 | 0.1903 | 254.3486 | 2245 | 1990.6514
results477.txt | 9309 NAANTALINSAL400.00 | 0.1830 | 254.3486 | 2245 | 1990.6514
results478.txt | PTI INTERACTIVE POWER SYSTEM SIMULATOR--PSS(R)E MON, MAY 29 2023 | 16:32 | -8.798 | 2000 | 1991.202
results478.txt | SENSITIVITY FACTORS ARE CALCULATED WITH AC | NETWORK | -8.798 | 2000 | 1991.202
results478.txt | SUBSYSTEM 'RESERV' IS USED FOR OPPOSING SYSTEM FOR MW POWER | DISPATCH | -8.798 | 2000 | 1991.202
results478.txt | SENSITIVITY FACTORS OF BRANCH FLOW (MVA) ON 6675 MAURANGER 400.00 TO 6676 HYDRO PURE S400.00 1 MORE THAN | 0.10000 | -8.798 | 2000 | 1991.202
results478.txt | <--------- BUS NAME --------> | MW-SENS | -8.798 | 2000 | 1991.202
results478.txt | 6676 HYDRO PURE S400.00 | 1.0000 | -8.798 | 2000 | 1991.202
results479.txt | PTI INTERACTIVE POWER SYSTEM SIMULATOR--PSS(R)E MON, MAY 29 2023 | 16:32 | 249.8753 | 2245 | 1995.1247
results479.txt | SENSITIVITY FACTORS ARE CALCULATED WITH AC | NETWORK | 249.8753 | 2245 | 1995.1247
results479.txt | SUBSYSTEM 'RESERV' IS USED FOR OPPOSING SYSTEM FOR MW POWER | DISPATCH | 249.8753 | 2245 | 1995.1247
results479.txt | SENSITIVITY FACTORS OF BRANCH FLOW (MVA) ON 6830 STORFINNSF 400.00 TO 6926 GRUNDFORS400400.00 4 MORE THAN | 0.10000 | 249.8753 | 2245 | 1995.1247
results479.txt | <--------- BUS NAME --------> | MW-SENS | 249.8753 | 2245 | 1995.1247
results479.txt | 6924 JUKTAN/BLAIK400.00 | -0.2151 | 249.8753 | 2245 | 1995.1247
results479.txt | 6926 GRUNDFORS400400.00 | -0.2022 | 249.8753 | 2245 | 1995.1247
results479.txt | 6925 GRUNDFORS220220.00 | -0.1879 | 249.8753 | 2245 | 1995.1247
results479.txt | 6945 GEJMÅN 220.00 | -0.1031 | 249.8753 | 2245 | 1995.1247
results479.txt | 6946 AJAURE 220.00 | -0.1304 | 249.8753 | 2245 | 1995.1247
results479.txt | 6947 GARDIKFORS 220.00 | -0.1488 | 249.8753 | 2245 | 1995.1247
results479.txt | 7799 JOINT 220.00 | -0.1032 | 249.8753 | 2245 | 1995.1247
results479.txt | 8643 JOINT 220.00 | -0.1489 | 249.8753 | 2245 | 1995.1247
results480.txt | PTI INTERACTIVE POWER SYSTEM SIMULATOR--PSS(R)E MON, MAY 29 2023 | 16:32 | 0 | 2000 | 2000
results480.txt | SENSITIVITY FACTORS ARE CALCULATED WITH AC | NETWORK | 0 | 2000 | 2000
results480.txt | SUBSYSTEM 'RESERV' IS USED FOR OPPOSING SYSTEM FOR MW POWER | DISPATCH | 0 | 2000 | 2000
results480.txt | SENSITIVITY FACTORS OF BRANCH FLOW (MVA) ON 6941 TUNNSJO300 400.00 TO 6942 TUNNSJO400 400.00 1 MORE THAN | 0.10000 | 0 | 2000 | 2000
results481.txt | PTI INTERACTIVE POWER SYSTEM SIMULATOR--PSS(R)E MON, MAY 29 2023 | 16:32 | -229.2974 | 2245 | 2015.7026
results481.txt | SENSITIVITY FACTORS ARE CALCULATED WITH AC | NETWORK | -229.2974 | 2245 | 2015.7026
results481.txt | SUBSYSTEM 'RESERV' IS USED FOR OPPOSING SYSTEM FOR MW POWER | DISPATCH | -229.2974 | 2245 | 2015.7026
results481.txt | SENSITIVITY FACTORS OF BRANCH FLOW (MVA) ON 6581 ANGSBERG 400.00 TO 6803 MOLIDEN 400.00 6 MORE THAN | 0.10000 | -229.2974 | 2245 | 2015.7026
results481.txt | <--------- BUS NAME --------> | MW-SENS | -229.2974 | 2245 | 2015.7026
results481.txt | 6803 MOLIDEN 400.00 | -0.2196 | -229.2974 | 2245 | 2015.7026
results481.txt | 6809 STORNORRFORS400.00 | -0.1069 | -229.2974 | 2245 | 2015.7026
results482.txt | PTI INTERACTIVE POWER SYSTEM SIMULATOR--PSS(R)E MON, MAY 29 2023 | 16:32 | -225.0633 | 2245 | 2019.9367
results482.txt | SENSITIVITY FACTORS ARE CALCULATED WITH AC | NETWORK | -225.0633 | 2245 | 2019.9367
results482.txt | SUBSYSTEM 'RESERV' IS USED FOR OPPOSING SYSTEM FOR MW POWER | DISPATCH | -225.0633 | 2245 | 2019.9367
results482.txt | SENSITIVITY FACTORS OF BRANCH FLOW (MVA) ON 5657 ISHOJ400 400.00 TO 5660 AVEDOREVERK 400.00 8 MORE THAN | 0.10000 | -225.0633 | 2245 | 2019.9367
results482.txt | <--------- BUS NAME --------> | MW-SENS | -225.0633 | 2245 | 2019.9367
results482.txt | 5660 AVEDOREVERK 400.00 | -1.0068 | -225.0633 | 2245 | 2019.9367
results482.txt | 5662 ORSTEDSVERKE400.00 | -1.0080 | -225.0633 | 2245 | 2019.9367
results483.txt | PTI INTERACTIVE POWER SYSTEM SIMULATOR--PSS(R)E MON, MAY 29 2023 | 16:32 | -223.1272 | 2245 | 2021.8728
results483.txt | SENSITIVITY FACTORS ARE CALCULATED WITH AC | NETWORK | -223.1272 | 2245 | 2021.8728
results483.txt | SUBSYSTEM 'RESERV' IS USED FOR OPPOSING SYSTEM FOR MW POWER | DISPATCH | -223.1272 | 2245 | 2021.8728
results483.txt | SENSITIVITY FACTORS OF BRANCH FLOW (MVA) ON 6861 SNILLDAL 400.00 TO 9007 TJELDBERGO 400.00 3 MORE THAN | 0.10000 | -223.1272 | 2245 | 2021.8728
results483.txt | <--------- BUS NAME --------> | MW-SENS | -223.1272 | 2245 | 2021.8728
results483.txt | 6861 SNILLDAL 400.00 | -0.2294 | -223.1272 | 2245 | 2021.8728
results483.txt | 6863 HOFSTAD 400.00 | -0.1502 | -223.1272 | 2245 | 2021.8728
results483.txt | 6864 ÅFJORD 400.00 | -0.1894 | -223.1272 | 2245 | 2021.8728
results483.txt | 9007 TJELDBERGO 400.00 | 0.3813 | -223.1272 | 2245 | 2021.8728
results484.txt | PTI INTERACTIVE POWER SYSTEM SIMULATOR--PSS(R)E MON, MAY 29 2023 | 16:32 | 217.3593 | 2245 | 2027.6407
results484.txt | SENSITIVITY FACTORS ARE CALCULATED WITH AC | NETWORK | 217.3593 | 2245 | 2027.6407
results484.txt | SUBSYSTEM 'RESERV' IS USED FOR OPPOSING SYSTEM FOR MW POWER | DISPATCH | 217.3593 | 2245 | 2027.6407
results484.txt | SENSITIVITY FACTORS OF BRANCH FLOW (MVA) ON 6348 OSKARSHAMN 400.00 TO 9401 HAGESKRUV 400.00 6 MORE THAN | 0.10000 | 217.3593 | 2245 | 2027.6407
results484.txt | <--------- BUS NAME --------> | MW-SENS | 217.3593 | 2245 | 2027.6407
results484.txt | 6348 OSKARSHAMN 400.00 | 0.1529 | 217.3593 | 2245 | 2027.6407
results484.txt | 6349 ALVESTA 400.00 | -0.1707 | 217.3593 | 2245 | 2027.6407
results484.txt | 9401 HAGESKRUV 400.00 | -0.4705 | 217.3593 | 2245 | 2027.6407
results485.txt | PTI INTERACTIVE POWER SYSTEM SIMULATOR--PSS(R)E MON, MAY 29 2023 | 16:32 | -209.6778 | 2245 | 2035.3222
results485.txt | SENSITIVITY FACTORS ARE CALCULATED WITH AC | NETWORK | -209.6778 | 2245 | 2035.3222
results485.txt | SUBSYSTEM 'RESERV' IS USED FOR OPPOSING SYSTEM FOR MW POWER | DISPATCH | -209.6778 | 2245 | 2035.3222
results485.txt | SENSITIVITY FACTORS OF BRANCH FLOW (MVA) ON 6603 ODENSALA 400.00 TO 9405 GRÖNVIKEN 400.00 2 MORE THAN | 0.10000 | -209.6778 | 2245 | 2035.3222
results486.txt | PTI INTERACTIVE POWER SYSTEM SIMULATOR--PSS(R)E MON, MAY 29 2023 | 16:32 | -209.6778 | 2245 | 2035.3222
results486.txt | SENSITIVITY FACTORS ARE CALCULATED WITH AC | NETWORK | -209.6778 | 2245 | 2035.3222
results486.txt | SUBSYSTEM 'RESERV' IS USED FOR OPPOSING SYSTEM FOR MW POWER | DISPATCH | -209.6778 | 2245 | 2035.3222
results486.txt | SENSITIVITY FACTORS OF BRANCH FLOW (MVA) ON 6603 ODENSALA 400.00 TO 9405 GRÖNVIKEN 400.00 6 MORE THAN | 0.10000 | -209.6778 | 2245 | 2035.3222
results487.txt | PTI INTERACTIVE POWER SYSTEM SIMULATOR--PSS(R)E MON, MAY 29 2023 | 16:32 | 201.0605 | 2245 | 2043.9395
results487.txt | SENSITIVITY FACTORS ARE CALCULATED WITH AC | NETWORK | 201.0605 | 2245 | 2043.9395
results487.txt | SUBSYSTEM 'RESERV' IS USED FOR OPPOSING SYSTEM FOR MW POWER | DISPATCH | 201.0605 | 2245 | 2043.9395
results487.txt | SENSITIVITY FACTORS OF BRANCH FLOW (MVA) ON 6917 ISOKANGAS 400.00 TO 7056 PETÄJÄSKO 400.00 2 MORE THAN | 0.10000 | 201.0605 | 2245 | 2043.9395
results487.txt | <--------- BUS NAME --------> | MW-SENS | 201.0605 | 2245 | 2043.9395
results487.txt | 6917 ISOKANGAS 400.00 | -0.1279 | 201.0605 | 2245 | 2043.9395
results488.txt | PTI INTERACTIVE POWER SYSTEM SIMULATOR--PSS(R)E MON, MAY 29 2023 | 16:32 | 192.4479 | 2245 | 2052.5521
results488.txt | SENSITIVITY FACTORS ARE CALCULATED WITH AC | NETWORK | 192.4479 | 2245 | 2052.5521
results488.txt | SUBSYSTEM 'RESERV' IS USED FOR OPPOSING SYSTEM FOR MW POWER | DISPATCH | 192.4479 | 2245 | 2052.5521
results488.txt | SENSITIVITY FACTORS OF BRANCH FLOW (MVA) ON 6585 FINNBOLEHVDC400.00 TO 6594 HAMRA400 400.00 4 MORE THAN | 0.10000 | 192.4479 | 2245 | 2052.5521
results489.txt | PTI INTERACTIVE POWER SYSTEM SIMULATOR--PSS(R)E MON, MAY 29 2023 | 16:32 | 192.0969 | 2245 | 2052.9031
results489.txt | SENSITIVITY FACTORS ARE CALCULATED WITH AC | NETWORK | 192.0969 | 2245 | 2052.9031
results489.txt | SUBSYSTEM 'RESERV' IS USED FOR OPPOSING SYSTEM FOR MW POWER | DISPATCH | 192.0969 | 2245 | 2052.9031
results489.txt | SENSITIVITY FACTORS OF BRANCH FLOW (MVA) ON 6571 VISULAHTI 400.00 TO 6790 HUUTOKOSKI 400.00 2 MORE THAN | 0.10000 | 192.0969 | 2245 | 2052.9031
results489.txt | <--------- BUS NAME --------> | MW-SENS | 192.0969 | 2245 | 2052.9031
results489.txt | 6571 VISULAHTI 400.00 | 0.5494 | 192.0969 | 2245 | 2052.9031
results489.txt | 6572 KYMI 400.00 | 0.1697 | 192.0969 | 2245 | 2052.9031
results489.txt | 6546 SALO 400.00 | 0.1009 | 192.0969 | 2245 | 2052.9031
results489.txt | 6550 KOPULA 400.00 | 0.1159 | 192.0969 | 2245 | 2052.9031
results489.txt | 6551 HIKIÄ 400.00 | 0.1129 | 192.0969 | 2245 | 2052.9031
results489.txt | 6552 TAMMISTO 400.00 | 0.1198 | 192.0969 | 2245 | 2052.9031
results489.txt | 6553 NURMIJÄRVI 400.00 | 0.1250 | 192.0969 | 2245 | 2052.9031
results489.txt | 6554 LÄNSISALMI 400.00 | 0.1261 | 192.0969 | 2245 | 2052.9031
results489.txt | 6555 INKOO 400.00 | 0.1097 | 192.0969 | 2245 | 2052.9031
results489.txt | 6556 ESPOO 400.00 | 0.1164 | 192.0969 | 2245 | 2052.9031
results489.txt | 6567 ANTTILA 400.00 | 0.1368 | 192.0969 | 2245 | 2052.9031
results489.txt | 6569 KORIA 400.00 | 0.1795 | 192.0969 | 2245 | 2052.9031
results489.txt | 6570 LOVIISA 400.00 | 0.1513 | 192.0969 | 2245 | 2052.9031
results489.txt | 6573 YLLIKKÄLÄ 400.00 | 0.2793 | 192.0969 | 2245 | 2052.9031
results489.txt | 9308 ORIMATTILAN 400.00 | 0.1457 | 192.0969 | 2245 | 2052.9031
results490.txt | PTI INTERACTIVE POWER SYSTEM SIMULATOR--PSS(R)E MON, MAY 29 2023 | 16:32 | 188.0548 | 2245 | 2056.9452
results490.txt | SENSITIVITY FACTORS ARE CALCULATED WITH AC | NETWORK | 188.0548 | 2245 | 2056.9452
results490.txt | SUBSYSTEM 'RESERV' IS USED FOR OPPOSING SYSTEM FOR MW POWER | DISPATCH | 188.0548 | 2245 | 2056.9452
results490.txt | SENSITIVITY FACTORS OF BRANCH FLOW (MVA) ON 6549 LAVIANVOURI 400.00 TO 6551 HIKIÄ 400.00 2 MORE THAN | 0.10000 | 188.0548 | 2245 | 2056.9452
results490.txt | <--------- BUS NAME --------> | MW-SENS | 188.0548 | 2245 | 2056.9452
results490.txt | 6572 KYMI 400.00 | -0.1692 | 188.0548 | 2245 | 2056.9452
results490.txt | 6548 KANGASALA 400.00 | 0.1523 | 188.0548 | 2245 | 2056.9452
results490.txt | 6549 LAVIANVOURI 400.00 | 0.3081 | 188.0548 | 2245 | 2056.9452
results490.txt | 6550 KOPULA 400.00 | -0.1791 | 188.0548 | 2245 | 2056.9452
results490.txt | 6551 HIKIÄ 400.00 | -0.2294 | 188.0548 | 2245 | 2056.9452
results490.txt | 6552 TAMMISTO 400.00 | -0.1487 | 188.0548 | 2245 | 2056.9452
results490.txt | 6553 NURMIJÄRVI 400.00 | -0.2021 | 188.0548 | 2245 | 2056.9452
results490.txt | 6554 LÄNSISALMI 400.00 | -0.1583 | 188.0548 | 2245 | 2056.9452
results490.txt | 6555 INKOO 400.00 | -0.1236 | 188.0548 | 2245 | 2056.9452
results490.txt | 6556 ESPOO 400.00 | -0.1511 | 188.0548 | 2245 | 2056.9452
results490.txt | 6567 ANTTILA 400.00 | -0.1745 | 188.0548 | 2245 | 2056.9452
results490.txt | 6569 KORIA 400.00 | -0.1675 | 188.0548 | 2245 | 2056.9452
results490.txt | 6570 LOVIISA 400.00 | -0.1697 | 188.0548 | 2245 | 2056.9452
results490.txt | 6573 YLLIKKÄLÄ 400.00 | -0.1154 | 188.0548 | 2245 | 2056.9452
results490.txt | 9308 ORIMATTILAN 400.00 | -0.1980 | 188.0548 | 2245 | 2056.9452
results491.txt | PTI INTERACTIVE POWER SYSTEM SIMULATOR--PSS(R)E MON, MAY 29 2023 | 16:32 | 182.5356 | 2245 | 2062.4644
results491.txt | SENSITIVITY FACTORS ARE CALCULATED WITH AC | NETWORK | 182.5356 | 2245 | 2062.4644
results491.txt | SUBSYSTEM 'RESERV' IS USED FOR OPPOSING SYSTEM FOR MW POWER | DISPATCH | 182.5356 | 2245 | 2062.4644
results491.txt | SENSITIVITY FACTORS OF BRANCH FLOW (MVA) ON 6350 HEMSJO 400.00 TO 6354 NYBRO 400.00 2 MORE THAN | 0.10000 | 182.5356 | 2245 | 2062.4644
results491.txt | <--------- BUS NAME --------> | MW-SENS | 182.5356 | 2245 | 2062.4644
results491.txt | 5671 SEGE 400.00 | 0.1049 | 182.5356 | 2245 | 2062.4644
results491.txt | 5672 ARRIE 400.00 | 0.1049 | 182.5356 | 2245 | 2062.4644
results491.txt | 5673 KRUSEBERG 400.00 | 0.1049 | 182.5356 | 2245 | 2062.4644
results491.txt | 6337 BARSEBACK 400.00 | 0.1018 | 182.5356 | 2245 | 2062.4644
results491.txt | 6338 HURVA 400.00 | 0.1124 | 182.5356 | 2245 | 2062.4644
results491.txt | 6348 OSKARSHAMN 400.00 | -0.1163 | 182.5356 | 2245 | 2062.4644
results491.txt | 6350 HEMSJO 400.00 | 0.1766 | 182.5356 | 2245 | 2062.4644
results491.txt | 6351 KARLSHAMN 400.00 | 0.1765 | 182.5356 | 2245 | 2062.4644
results491.txt | 6354 NYBRO 400.00 | -0.2456 | 182.5356 | 2245 | 2062.4644
results492.txt | PTI INTERACTIVE POWER SYSTEM SIMULATOR--PSS(R)E MON, MAY 29 2023 | 16:32 | 182.5356 | 2245 | 2062.4644
results492.txt | SENSITIVITY FACTORS ARE CALCULATED WITH AC | NETWORK | 182.5356 | 2245 | 2062.4644
results492.txt | SUBSYSTEM 'RESERV' IS USED FOR OPPOSING SYSTEM FOR MW POWER | DISPATCH | 182.5356 | 2245 | 2062.4644
results492.txt | SENSITIVITY FACTORS OF BRANCH FLOW (MVA) ON 6350 HEMSJO 400.00 TO 6354 NYBRO 400.00 3 MORE THAN | 0.10000 | 182.5356 | 2245 | 2062.4644
results492.txt | <--------- BUS NAME --------> | MW-SENS | 182.5356 | 2245 | 2062.4644
results492.txt | 5671 SEGE 400.00 | 0.1049 | 182.5356 | 2245 | 2062.4644
results492.txt | 5672 ARRIE 400.00 | 0.1049 | 182.5356 | 2245 | 2062.4644
results492.txt | 5673 KRUSEBERG 400.00 | 0.1049 | 182.5356 | 2245 | 2062.4644
results492.txt | 6337 BARSEBACK 400.00 | 0.1018 | 182.5356 | 2245 | 2062.4644
results492.txt | 6338 HURVA 400.00 | 0.1124 | 182.5356 | 2245 | 2062.4644
results492.txt | 6348 OSKARSHAMN 400.00 | -0.1163 | 182.5356 | 2245 | 2062.4644
results492.txt | 6350 HEMSJO 400.00 | 0.1766 | 182.5356 | 2245 | 2062.4644
results492.txt | 6351 KARLSHAMN 400.00 | 0.1765 | 182.5356 | 2245 | 2062.4644
results492.txt | 6354 NYBRO 400.00 | -0.2456 | 182.5356 | 2245 | 2062.4644
results493.txt | PTI INTERACTIVE POWER SYSTEM SIMULATOR--PSS(R)E MON, MAY 29 2023 | 16:32 | -177.8028 | 2245 | 2067.1972
results493.txt | SENSITIVITY FACTORS ARE CALCULATED WITH AC | NETWORK | -177.8028 | 2245 | 2067.1972
results493.txt | SUBSYSTEM 'RESERV' IS USED FOR OPPOSING SYSTEM FOR MW POWER | DISPATCH | -177.8028 | 2245 | 2067.1972
results493.txt | SENSITIVITY FACTORS OF BRANCH FLOW (MVA) ON 6639 LINDBACKA400400.00 TO 9411 MUNGA 400.00 4 MORE THAN | 0.10000 | -177.8028 | 2245 | 2067.1972
results493.txt | <--------- BUS NAME --------> | MW-SENS | -177.8028 | 2245 | 2067.1972
results493.txt | 6639 LINDBACKA400400.00 | -0.1018 | -177.8028 | 2245 | 2067.1972
results494.txt | PTI INTERACTIVE POWER SYSTEM SIMULATOR--PSS(R)E MON, MAY 29 2023 | 16:32 | 175.5734 | 2245 | 2069.4266
results494.txt | SENSITIVITY FACTORS ARE CALCULATED WITH AC | NETWORK | 175.5734 | 2245 | 2069.4266
results494.txt | SUBSYSTEM 'RESERV' IS USED FOR OPPOSING SYSTEM FOR MW POWER | DISPATCH | 175.5734 | 2245 | 2069.4266
results494.txt | SENSITIVITY FACTORS OF BRANCH FLOW (MVA) ON 6780 ALAJÄRVI 400.00 TO 9304 LUMIJÄRVI 400.00 6 MORE THAN | 0.10000 | 175.5734 | 2245 | 2069.4266
results495.txt | PTI INTERACTIVE POWER SYSTEM SIMULATOR--PSS(R)E MON, MAY 29 2023 | 16:32 | -175.0825 | 2245 | 2069.9175
results495.txt | SENSITIVITY FACTORS ARE CALCULATED WITH AC | NETWORK | -175.0825 | 2245 | 2069.9175
results495.txt | SUBSYSTEM 'RESERV' IS USED FOR OPPOSING SYSTEM FOR MW POWER | DISPATCH | -175.0825 | 2245 | 2069.9175
results495.txt | SENSITIVITY FACTORS OF BRANCH FLOW (MVA) ON 6750 HÅVIK 400.00 TO 6752 SPANNE 400.00 2 MORE THAN | 0.10000 | -175.0825 | 2245 | 2069.9175
results495.txt | <--------- BUS NAME --------> | MW-SENS | -175.0825 | 2245 | 2069.9175
results495.txt | 6749 STORD 400.00 | 0.2613 | -175.0825 | 2245 | 2069.9175
results495.txt | 6751 SUBSTATION 301.00 | -0.2295 | -175.0825 | 2245 | 2069.9175
results495.txt | 6750 HÅVIK 400.00 | -0.3179 | -175.0825 | 2245 | 2069.9175
results495.txt | 6752 SPANNE 400.00 | 0.4616 | -175.0825 | 2245 | 2069.9175
results495.txt | 6753 KÅRSTO 400.00 | -0.3185 | -175.0825 | 2245 | 2069.9175
results495.txt | 8611 JOINT 400.00 | -0.3184 | -175.0825 | 2245 | 2069.9175
results495.txt | 9019 SAUDA 301.00 | -0.1103 | -175.0825 | 2245 | 2069.9175
results496.txt | PTI INTERACTIVE POWER SYSTEM SIMULATOR--PSS(R)E MON, MAY 29 2023 | 16:32 | 168.1065 | 2245 | 2076.8935
results496.txt | SENSITIVITY FACTORS ARE CALCULATED WITH AC | NETWORK | 168.1065 | 2245 | 2076.8935
results496.txt | SUBSYSTEM 'RESERV' IS USED FOR OPPOSING SYSTEM FOR MW POWER | DISPATCH | 168.1065 | 2245 | 2076.8935
results496.txt | SENSITIVITY FACTORS OF BRANCH FLOW (MVA) ON 6787 VUOLIJOKI 400.00 TO 6788 ALAPITKÄ 400.00 2 MORE THAN | 0.10000 | 168.1065 | 2245 | 2076.8935
results496.txt | <--------- BUS NAME --------> | MW-SENS | 168.1065 | 2245 | 2076.8935
results496.txt | 6571 VISULAHTI 400.00 | -0.1798 | 168.1065 | 2245 | 2076.8935
results496.txt | 6572 KYMI 400.00 | -0.1233 | 168.1065 | 2245 | 2076.8935
results496.txt | 6550 KOPULA 400.00 | -0.1049 | 168.1065 | 2245 | 2076.8935
results496.txt | 6551 HIKIÄ 400.00 | -0.1043 | 168.1065 | 2245 | 2076.8935
results496.txt | 6552 TAMMISTO 400.00 | -0.1053 | 168.1065 | 2245 | 2076.8935
results496.txt | 6553 NURMIJÄRVI 400.00 | -0.1081 | 168.1065 | 2245 | 2076.8935
results496.txt | 6554 LÄNSISALMI 400.00 | -0.1076 | 168.1065 | 2245 | 2076.8935
results496.txt | 6555 INKOO 400.00 | -0.1014 | 168.1065 | 2245 | 2076.8935
results496.txt | 6556 ESPOO 400.00 | -0.1042 | 168.1065 | 2245 | 2076.8935
results496.txt | 6567 ANTTILA 400.00 | -0.1117 | 168.1065 | 2245 | 2076.8935
results496.txt | 6569 KORIA 400.00 | -0.1268 | 168.1065 | 2245 | 2076.8935
results496.txt | 6570 LOVIISA 400.00 | -0.1161 | 168.1065 | 2245 | 2076.8935
results496.txt | 6573 YLLIKKÄLÄ 400.00 | -0.1613 | 168.1065 | 2245 | 2076.8935
results496.txt | 6788 ALAPITKÄ 400.00 | -0.2557 | 168.1065 | 2245 | 2076.8935
results496.txt | 6789 VIHTAVUORI 400.00 | -0.1244 | 168.1065 | 2245 | 2076.8935
results496.txt | 6790 HUUTOKOSKI 400.00 | -0.2019 | 168.1065 | 2245 | 2076.8935
results496.txt | 9307 KONTIOLAHTI 400.00 | -0.2275 | 168.1065 | 2245 | 2076.8935
results496.txt | 9308 ORIMATTILAN 400.00 | -0.1152 | 168.1065 | 2245 | 2076.8935
results497.txt | PTI INTERACTIVE POWER SYSTEM SIMULATOR--PSS(R)E MON, MAY 29 2023 | 16:32 | 168.1065 | 2245 | 2076.8935
results497.txt | SENSITIVITY FACTORS ARE CALCULATED WITH AC | NETWORK | 168.1065 | 2245 | 2076.8935
results497.txt | SUBSYSTEM 'RESERV' IS USED FOR OPPOSING SYSTEM FOR MW POWER | DISPATCH | 168.1065 | 2245 | 2076.8935
results497.txt | SENSITIVITY FACTORS OF BRANCH FLOW (MVA) ON 6787 VUOLIJOKI 400.00 TO 6788 ALAPITKÄ 400.00 4 MORE THAN | 0.10000 | 168.1065 | 2245 | 2076.8935
results497.txt | <--------- BUS NAME --------> | MW-SENS | 168.1065 | 2245 | 2076.8935
results497.txt | 6571 VISULAHTI 400.00 | -0.1798 | 168.1065 | 2245 | 2076.8935
results497.txt | 6572 KYMI 400.00 | -0.1233 | 168.1065 | 2245 | 2076.8935
results497.txt | 6550 KOPULA 400.00 | -0.1049 | 168.1065 | 2245 | 2076.8935
results497.txt | 6551 HIKIÄ 400.00 | -0.1043 | 168.1065 | 2245 | 2076.8935
results497.txt | 6552 TAMMISTO 400.00 | -0.1053 | 168.1065 | 2245 | 2076.8935
results497.txt | 6553 NURMIJÄRVI 400.00 | -0.1081 | 168.1065 | 2245 | 2076.8935
results497.txt | 6554 LÄNSISALMI 400.00 | -0.1076 | 168.1065 | 2245 | 2076.8935
results497.txt | 6555 INKOO 400.00 | -0.1014 | 168.1065 | 2245 | 2076.8935
results497.txt | 6556 ESPOO 400.00 | -0.1042 | 168.1065 | 2245 | 2076.8935
results497.txt | 6567 ANTTILA 400.00 | -0.1117 | 168.1065 | 2245 | 2076.8935
results497.txt | 6569 KORIA 400.00 | -0.1268 | 168.1065 | 2245 | 2076.8935
results497.txt | 6570 LOVIISA 400.00 | -0.1161 | 168.1065 | 2245 | 2076.8935
results497.txt | 6573 YLLIKKÄLÄ 400.00 | -0.1613 | 168.1065 | 2245 | 2076.8935
results497.txt | 6788 ALAPITKÄ 400.00 | -0.2557 | 168.1065 | 2245 | 2076.8935
results497.txt | 6789 VIHTAVUORI 400.00 | -0.1244 | 168.1065 | 2245 | 2076.8935
results497.txt | 6790 HUUTOKOSKI 400.00 | -0.2019 | 168.1065 | 2245 | 2076.8935
results497.txt | 9307 KONTIOLAHTI 400.00 | -0.2275 | 168.1065 | 2245 | 2076.8935
results497.txt | 9308 ORIMATTILAN 400.00 | -0.1152 | 168.1065 | 2245 | 2076.8935
results498.txt | PTI INTERACTIVE POWER SYSTEM SIMULATOR--PSS(R)E MON, MAY 29 2023 | 16:32 | -164.5513 | 2245 | 2080.4487
results498.txt | SENSITIVITY FACTORS ARE CALCULATED WITH AC | NETWORK | -164.5513 | 2245 | 2080.4487
results498.txt | SUBSYSTEM 'RESERV' IS USED FOR OPPOSING SYSTEM FOR MW POWER | DISPATCH | -164.5513 | 2245 | 2080.4487
results498.txt | SENSITIVITY FACTORS OF BRANCH FLOW (MVA) ON 6606 HALL 400.00 TO 6608 EKUDDEN400 400.00 2 MORE THAN | 0.10000 | -164.5513 | 2245 | 2080.4487
results498.txt | <--------- BUS NAME --------> | MW-SENS | -164.5513 | 2245 | 2080.4487
results498.txt | 6593 HAMRA220 220.00 | -0.1318 | -164.5513 | 2245 | 2080.4487
results498.txt | 6598 BOLANDERNA 220.00 | -0.1358 | -164.5513 | 2245 | 2080.4487
results498.txt | 6599 PLENNINGE 220.00 | -0.1355 | -164.5513 | 2245 | 2080.4487
results498.txt | 6601 KOLBOTTEN220220.00 | -0.1747 | -164.5513 | 2245 | 2080.4487
results498.txt | 6604 STOCKHOLM220220.00 | -0.2220 | -164.5513 | 2245 | 2080.4487
results498.txt | 6608 EKUDDEN400 400.00 | -0.9124 | -164.5513 | 2245 | 2080.4487
results498.txt | 6607 EKUDDEN220 220.00 | -0.2963 | -164.5513 | 2245 | 2080.4487
results498.txt | 6609 SOLBERGA 220.00 | -0.2964 | -164.5513 | 2245 | 2080.4487
results498.txt | 6614 VALLENTUNA 220.00 | -0.2235 | -164.5513 | 2245 | 2080.4487
results499.txt | PTI INTERACTIVE POWER SYSTEM SIMULATOR--PSS(R)E MON, MAY 29 2023 | 16:32 | -161.3432 | 2245 | 2083.6568
results499.txt | SENSITIVITY FACTORS ARE CALCULATED WITH AC | NETWORK | -161.3432 | 2245 | 2083.6568
results499.txt | SUBSYSTEM 'RESERV' IS USED FOR OPPOSING SYSTEM FOR MW POWER | DISPATCH | -161.3432 | 2245 | 2083.6568
results499.txt | SENSITIVITY FACTORS OF BRANCH FLOW (MVA) ON 6672 USTA300 400.00 TO 6673 USTA400 400.00 7 MORE THAN | 0.10000 | -161.3432 | 2245 | 2083.6568
results499.txt | <--------- BUS NAME --------> | MW-SENS | -161.3432 | 2245 | 2083.6568
results499.txt | 6672 USTA300 400.00 | -0.5036 | -161.3432 | 2245 | 2083.6568
results500.txt | PTI INTERACTIVE POWER SYSTEM SIMULATOR--PSS(R)E MON, MAY 29 2023 | 16:32 | -161.3432 | 2245 | 2083.6568
results500.txt | SENSITIVITY FACTORS ARE CALCULATED WITH AC | NETWORK | -161.3432 | 2245 | 2083.6568
results500.txt | SUBSYSTEM 'RESERV' IS USED FOR OPPOSING SYSTEM FOR MW POWER | DISPATCH | -161.3432 | 2245 | 2083.6568
results500.txt | SENSITIVITY FACTORS OF BRANCH FLOW (MVA) ON 6672 USTA300 400.00 TO 6673 USTA400 400.00 8 MORE THAN | 0.10000 | -161.3432 | 2245 | 2083.6568
results500.txt | <--------- BUS NAME --------> | MW-SENS | -161.3432 | 2245 | 2083.6568
results500.txt | 6672 USTA300 400.00 | -0.5036 | -161.3432 | 2245 | 2083.6568
results501.txt | PTI INTERACTIVE POWER SYSTEM SIMULATOR--PSS(R)E MON, MAY 29 2023 | 16:32 | -158.668 | 2245 | 2086.332
results501.txt | SENSITIVITY FACTORS ARE CALCULATED WITH AC | NETWORK | -158.668 | 2245 | 2086.332
results501.txt | SUBSYSTEM 'RESERV' IS USED FOR OPPOSING SYSTEM FOR MW POWER | DISPATCH | -158.668 | 2245 | 2086.332
results501.txt | SENSITIVITY FACTORS OF BRANCH FLOW (MVA) ON 6583 STACKBO400 400.00 TO 9405 GRÖNVIKEN 400.00 4 MORE THAN | 0.10000 | -158.668 | 2245 | 2086.332
results501.txt | <--------- BUS NAME --------> | MW-SENS | -158.668 | 2245 | 2086.332
results501.txt | 6581 ANGSBERG 400.00 | -0.1183 | -158.668 | 2245 | 2086.332
results501.txt | 6583 STACKBO400 400.00 | -0.1248 | -158.668 | 2245 | 2086.332
results501.txt | 6585 FINNBOLEHVDC400.00 | -0.1133 | -158.668 | 2245 | 2086.332
results501.txt | 6586 FINNBOLEHVDC400.00 | -0.1090 | -158.668 | 2245 | 2086.332
results502.txt | PTI INTERACTIVE POWER SYSTEM SIMULATOR--PSS(R)E MON, MAY 29 2023 | 16:32 | 153.2411 | 2245 | 2091.7589
results502.txt | SENSITIVITY FACTORS ARE CALCULATED WITH AC | NETWORK | 153.2411 | 2245 | 2091.7589
results502.txt | SUBSYSTEM 'RESERV' IS USED FOR OPPOSING SYSTEM FOR MW POWER | DISPATCH | 153.2411 | 2245 | 2091.7589
results502.txt | SENSITIVITY FACTORS OF BRANCH FLOW (MVA) ON 6911 JYLKKÄ 400.00 TO 9304 LUMIJÄRVI 400.00 3 MORE THAN | 0.10000 | 153.2411 | 2245 | 2091.7589
results502.txt | <--------- BUS NAME --------> | MW-SENS | 153.2411 | 2245 | 2091.7589
results502.txt | 6778 HIRVISUO 400.00 | 0.1901 | 153.2411 | 2245 | 2091.7589
results502.txt | 6911 JYLKKÄ 400.00 | 0.2756 | 153.2411 | 2245 | 2091.7589
results502.txt | 9304 LUMIJÄRVI 400.00 | -0.1752 | 153.2411 | 2245 | 2091.7589
results502.txt | 9303 MUSALA 400.00 | 0.1341 | 153.2411 | 2245 | 2091.7589
results503.txt | PTI INTERACTIVE POWER SYSTEM SIMULATOR--PSS(R)E MON, MAY 29 2023 | 16:32 | 153.2411 | 2245 | 2091.7589
results503.txt | SENSITIVITY FACTORS ARE CALCULATED WITH AC | NETWORK | 153.2411 | 2245 | 2091.7589
results503.txt | SUBSYSTEM 'RESERV' IS USED FOR OPPOSING SYSTEM FOR MW POWER | DISPATCH | 153.2411 | 2245 | 2091.7589
results503.txt | SENSITIVITY FACTORS OF BRANCH FLOW (MVA) ON 6911 JYLKKÄ 400.00 TO 9304 LUMIJÄRVI 400.00 4 MORE THAN | 0.10000 | 153.2411 | 2245 | 2091.7589
results503.txt | <--------- BUS NAME --------> | MW-SENS | 153.2411 | 2245 | 2091.7589
results503.txt | 6778 HIRVISUO 400.00 | 0.1901 | 153.2411 | 2245 | 2091.7589
results503.txt | 6911 JYLKKÄ 400.00 | 0.2756 | 153.2411 | 2245 | 2091.7589
results503.txt | 9304 LUMIJÄRVI 400.00 | -0.1752 | 153.2411 | 2245 | 2091.7589
results503.txt | 9303 MUSALA 400.00 | 0.1341 | 153.2411 | 2245 | 2091.7589
results504.txt | PTI INTERACTIVE POWER SYSTEM SIMULATOR--PSS(R)E MON, MAY 29 2023 | 16:32 | 150.2338 | 2245 | 2094.7662
results504.txt | SENSITIVITY FACTORS ARE CALCULATED WITH AC | NETWORK | 150.2338 | 2245 | 2094.7662
results504.txt | SUBSYSTEM 'RESERV' IS USED FOR OPPOSING SYSTEM FOR MW POWER | DISPATCH | 150.2338 | 2245 | 2094.7662
results504.txt | SENSITIVITY FACTORS OF BRANCH FLOW (MVA) ON 6865 ORKDAL300 400.00 TO 6866 ORKDAL400 400.00 4 MORE THAN | 0.10000 | 150.2338 | 2245 | 2094.7662
results504.txt | <--------- BUS NAME --------> | MW-SENS | 150.2338 | 2245 | 2094.7662
results504.txt | 6865 ORKDAL300 400.00 | 0.5036 | 150.2338 | 2245 | 2094.7662
results505.txt | PTI INTERACTIVE POWER SYSTEM SIMULATOR--PSS(R)E MON, MAY 29 2023 | 16:32 | 150.2338 | 2245 | 2094.7662
results505.txt | SENSITIVITY FACTORS ARE CALCULATED WITH AC | NETWORK | 150.2338 | 2245 | 2094.7662
results505.txt | SUBSYSTEM 'RESERV' IS USED FOR OPPOSING SYSTEM FOR MW POWER | DISPATCH | 150.2338 | 2245 | 2094.7662
results505.txt | SENSITIVITY FACTORS OF BRANCH FLOW (MVA) ON 6865 ORKDAL300 400.00 TO 6866 ORKDAL400 400.00 5 MORE THAN | 0.10000 | 150.2338 | 2245 | 2094.7662
results505.txt | <--------- BUS NAME --------> | MW-SENS | 150.2338 | 2245 | 2094.7662
results505.txt | 6865 ORKDAL300 400.00 | 0.5036 | 150.2338 | 2245 | 2094.7662
results506.txt | PTI INTERACTIVE POWER SYSTEM SIMULATOR--PSS(R)E MON, MAY 29 2023 | 16:32 | 147.2423 | 2245 | 2097.7577
results506.txt | SENSITIVITY FACTORS ARE CALCULATED WITH AC | NETWORK | 147.2423 | 2245 | 2097.7577
results506.txt | SUBSYSTEM 'RESERV' IS USED FOR OPPOSING SYSTEM FOR MW POWER | DISPATCH | 147.2423 | 2245 | 2097.7577
results506.txt | SENSITIVITY FACTORS OF BRANCH FLOW (MVA) ON 6594 HAMRA400 400.00 TO 8861 JOINT 400.00 6 MORE THAN | 0.10000 | 147.2423 | 2245 | 2097.7577
results506.txt | <--------- BUS NAME --------> | MW-SENS | 147.2423 | 2245 | 2097.7577
results506.txt | 6602 KOLBOTTEN400400.00 | -0.1338 | 147.2423 | 2245 | 2097.7577
results506.txt | 6606 HALL 400.00 | -0.1220 | 147.2423 | 2245 | 2097.7577
results506.txt | 6608 EKUDDEN400 400.00 | -0.1192 | 147.2423 | 2245 | 2097.7577
results506.txt | 8861 JOINT 400.00 | -0.1517 | 147.2423 | 2245 | 2097.7577
results507.txt | PTI INTERACTIVE POWER SYSTEM SIMULATOR--PSS(R)E MON, MAY 29 2023 | 16:32 | 142.6255 | 2245 | 2102.3745
results507.txt | SENSITIVITY FACTORS ARE CALCULATED WITH AC | NETWORK | 142.6255 | 2245 | 2102.3745
results507.txt | SUBSYSTEM 'RESERV' IS USED FOR OPPOSING SYSTEM FOR MW POWER | DISPATCH | 142.6255 | 2245 | 2102.3745
results507.txt | SENSITIVITY FACTORS OF BRANCH FLOW (MVA) ON 6743 KOLLSNES 400.00 TO 6746 NYGARD 400.00 2 MORE THAN | 0.10000 | 142.6255 | 2245 | 2102.3745
results507.txt | <--------- BUS NAME --------> | MW-SENS | 142.6255 | 2245 | 2102.3745
results507.txt | 6743 KOLLSNES 400.00 | 0.2724 | 142.6255 | 2245 | 2102.3745
results507.txt | 6745 SUBSTATION 400.00 | 0.1984 | 142.6255 | 2245 | 2102.3745
results507.txt | 6744 LINDÅS 400.00 | 0.1984 | 142.6255 | 2245 | 2102.3745
results507.txt | 6746 NYGARD 400.00 | -0.3009 | 142.6255 | 2245 | 2102.3745
results507.txt | 6747 ARNA 400.00 | -0.1653 | 142.6255 | 2245 | 2102.3745
results507.txt | 6748 BERGEN 400.00 | -0.1912 | 142.6255 | 2245 | 2102.3745
results507.txt | 9010 HAUGSVAER 400.00 | 0.1180 | 142.6255 | 2245 | 2102.3745
results508.txt | PTI INTERACTIVE POWER SYSTEM SIMULATOR--PSS(R)E MON, MAY 29 2023 | 16:32 | -136.1559 | 2245 | 2108.8441
results508.txt | SENSITIVITY FACTORS ARE CALCULATED WITH AC | NETWORK | -136.1559 | 2245 | 2108.8441
results508.txt | SUBSYSTEM 'RESERV' IS USED FOR OPPOSING SYSTEM FOR MW POWER | DISPATCH | -136.1559 | 2245 | 2108.8441
results508.txt | SENSITIVITY FACTORS OF BRANCH FLOW (MVA) ON 6362 FEDA300 400.00 TO 6363 FEDA400 400.00 3 MORE THAN | 0.10000 | -136.1559 | 2245 | 2108.8441
results508.txt | <--------- BUS NAME --------> | MW-SENS | -136.1559 | 2245 | 2108.8441
results508.txt | 6356 BJERKREIM 400.00 | 0.2147 | -136.1559 | 2245 | 2108.8441
results508.txt | 6360 KJELLAND 400.00 | 0.3258 | -136.1559 | 2245 | 2108.8441
results508.txt | 6362 FEDA300 400.00 | 0.4155 | -136.1559 | 2245 | 2108.8441
results508.txt | 6364 LISTAWIND 400.00 | 0.4154 | -136.1559 | 2245 | 2108.8441
results509.txt | PTI INTERACTIVE POWER SYSTEM SIMULATOR--PSS(R)E MON, MAY 29 2023 | 16:32 | -136.1559 | 2245 | 2108.8441
results509.txt | SENSITIVITY FACTORS ARE CALCULATED WITH AC | NETWORK | -136.1559 | 2245 | 2108.8441
results509.txt | SUBSYSTEM 'RESERV' IS USED FOR OPPOSING SYSTEM FOR MW POWER | DISPATCH | -136.1559 | 2245 | 2108.8441
results509.txt | SENSITIVITY FACTORS OF BRANCH FLOW (MVA) ON 6362 FEDA300 400.00 TO 6363 FEDA400 400.00 5 MORE THAN | 0.10000 | -136.1559 | 2245 | 2108.8441
results509.txt | <--------- BUS NAME --------> | MW-SENS | -136.1559 | 2245 | 2108.8441
results509.txt | 6356 BJERKREIM 400.00 | 0.2147 | -136.1559 | 2245 | 2108.8441
results509.txt | 6360 KJELLAND 400.00 | 0.3258 | -136.1559 | 2245 | 2108.8441
results509.txt | 6362 FEDA300 400.00 | 0.4155 | -136.1559 | 2245 | 2108.8441
results509.txt | 6364 LISTAWIND 400.00 | 0.4154 | -136.1559 | 2245 | 2108.8441
results510.txt | PTI INTERACTIVE POWER SYSTEM SIMULATOR--PSS(R)E MON, MAY 29 2023 | 16:32 | 135.2111 | 2245 | 2109.7889
results510.txt | SENSITIVITY FACTORS ARE CALCULATED WITH AC | NETWORK | 135.2111 | 2245 | 2109.7889
results510.txt | SUBSYSTEM 'RESERV' IS USED FOR OPPOSING SYSTEM FOR MW POWER | DISPATCH | 135.2111 | 2245 | 2109.7889
results510.txt | SENSITIVITY FACTORS OF BRANCH FLOW (MVA) ON 6631 BASNA 400.00 TO 6639 LINDBACKA400400.00 8 MORE THAN | 0.10000 | 135.2111 | 2245 | 2109.7889
results510.txt | <--------- BUS NAME --------> | MW-SENS | 135.2111 | 2245 | 2109.7889
results510.txt | 6631 BASNA 400.00 | 0.3582 | 135.2111 | 2245 | 2109.7889
results510.txt | 6632 REPBACKEN 400.00 | 0.3582 | 135.2111 | 2245 | 2109.7889
results510.txt | 9404 GÄDDTJÄRN 400.00 | 0.2910 | 135.2111 | 2245 | 2109.7889
results511.txt | PTI INTERACTIVE POWER SYSTEM SIMULATOR--PSS(R)E MON, MAY 29 2023 | 16:32 | 134.9097 | 2245 | 2110.0903
results511.txt | SENSITIVITY FACTORS ARE CALCULATED WITH AC | NETWORK | 134.9097 | 2245 | 2110.0903
results511.txt | SUBSYSTEM 'RESERV' IS USED FOR OPPOSING SYSTEM FOR MW POWER | DISPATCH | 134.9097 | 2245 | 2110.0903
results511.txt | SENSITIVITY FACTORS OF BRANCH FLOW (MVA) ON 6915 PIRITTIK400 400.00 TO 6918 PIKKARALA 400.00 7 MORE THAN | 0.10000 | 134.9097 | 2245 | 2110.0903
results511.txt | <--------- BUS NAME --------> | MW-SENS | 134.9097 | 2245 | 2110.0903
results511.txt | 6913 VANTTAUSKOSK220.00 | 0.1898 | 134.9097 | 2245 | 2110.0903
results511.txt | 6915 PIRITTIK400 400.00 | 0.2059 | 134.9097 | 2245 | 2110.0903
results511.txt | 6914 PIRITTK220 220.00 | 0.1902 | 134.9097 | 2245 | 2110.0903
results511.txt | 6916 SEITAKORVA 220.00 | 0.1892 | 134.9097 | 2245 | 2110.0903
results511.txt | 6990 ISONIEMI 220.00 | 0.1250 | 134.9097 | 2245 | 2110.0903
results511.txt | 6992 IVALO 220.00 | 0.1609 | 134.9097 | 2245 | 2110.0903
results511.txt | 6993 KUOLAJÄRVI 220.00 | 0.1416 | 134.9097 | 2245 | 2110.0903
results511.txt | 6994 VAJUKOSKI 220.00 | 0.1520 | 134.9097 | 2245 | 2110.0903
results511.txt | 6995 KOKKOSNIVA 220.00 | 0.1653 | 134.9097 | 2245 | 2110.0903
results511.txt | 7010 VARANGERBOT 220.00 | 0.1689 | 134.9097 | 2245 | 2110.0903
results511.txt | 7018 UTSJOKI 220.00 | 0.1674 | 134.9097 | 2245 | 2110.0903
results511.txt | 7140 JOINT 220.00 | 0.1673 | 134.9097 | 2245 | 2110.0903
results511.txt | 9301 KEMIJÄRVI 220.00 | 0.1846 | 134.9097 | 2245 | 2110.0903
results512.txt | PTI INTERACTIVE POWER SYSTEM SIMULATOR--PSS(R)E MON, MAY 29 2023 | 16:32 | 130.3412 | 2245 | 2114.6588
results512.txt | SENSITIVITY FACTORS ARE CALCULATED WITH AC | NETWORK | 130.3412 | 2245 | 2114.6588
results512.txt | SUBSYSTEM 'RESERV' IS USED FOR OPPOSING SYSTEM FOR MW POWER | DISPATCH | 130.3412 | 2245 | 2114.6588
results512.txt | SENSITIVITY FACTORS OF BRANCH FLOW (MVA) ON 6870 EIDUM300 400.00 TO 6871 EIDUM400 400.00 5 MORE THAN | 0.10000 | 130.3412 | 2245 | 2114.6588
results512.txt | <--------- BUS NAME --------> | MW-SENS | 130.3412 | 2245 | 2114.6588
results512.txt | 6870 EIDUM300 400.00 | 0.5036 | 130.3412 | 2245 | 2114.6588
results513.txt | PTI INTERACTIVE POWER SYSTEM SIMULATOR--PSS(R)E MON, MAY 29 2023 | 16:32 | 130.3412 | 2245 | 2114.6588
results513.txt | SENSITIVITY FACTORS ARE CALCULATED WITH AC | NETWORK | 130.3412 | 2245 | 2114.6588
results513.txt | SUBSYSTEM 'RESERV' IS USED FOR OPPOSING SYSTEM FOR MW POWER | DISPATCH | 130.3412 | 2245 | 2114.6588
results513.txt | SENSITIVITY FACTORS OF BRANCH FLOW (MVA) ON 6870 EIDUM300 400.00 TO 6871 EIDUM400 400.00 6 MORE THAN | 0.10000 | 130.3412 | 2245 | 2114.6588
results513.txt | <--------- BUS NAME --------> | MW-SENS | 130.3412 | 2245 | 2114.6588
results513.txt | 6870 EIDUM300 400.00 | 0.5036 | 130.3412 | 2245 | 2114.6588
results514.txt | PTI INTERACTIVE POWER SYSTEM SIMULATOR--PSS(R)E MON, MAY 29 2023 | 16:32 | 127.7162 | 2245 | 2117.2838
results514.txt | SENSITIVITY FACTORS ARE CALCULATED WITH AC | NETWORK | 127.7162 | 2245 | 2117.2838
results514.txt | SUBSYSTEM 'RESERV' IS USED FOR OPPOSING SYSTEM FOR MW POWER | DISPATCH | 127.7162 | 2245 | 2117.2838
results514.txt | SENSITIVITY FACTORS OF BRANCH FLOW (MVA) ON 6746 NYGARD 400.00 TO 6748 BERGEN 400.00 1 MORE THAN | 0.10000 | 127.7162 | 2245 | 2117.2838
results514.txt | <--------- BUS NAME --------> | MW-SENS | 127.7162 | 2245 | 2117.2838
results514.txt | 6743 KOLLSNES 400.00 | -0.1998 | 127.7162 | 2245 | 2117.2838
results514.txt | 6745 SUBSTATION 400.00 | -0.1455 | 127.7162 | 2245 | 2117.2838
results514.txt | 6744 LINDÅS 400.00 | -0.1455 | 127.7162 | 2245 | 2117.2838
results514.txt | 6746 NYGARD 400.00 | -0.3500 | 127.7162 | 2245 | 2117.2838
results514.txt | 6747 ARNA 400.00 | 0.1212 | 127.7162 | 2245 | 2117.2838
results514.txt | 6748 BERGEN 400.00 | 0.1402 | 127.7162 | 2245 | 2117.2838
results515.txt | PTI INTERACTIVE POWER SYSTEM SIMULATOR--PSS(R)E MON, MAY 29 2023 | 16:32 | -127.2918 | 2245 | 2117.7082
results515.txt | SENSITIVITY FACTORS ARE CALCULATED WITH AC | NETWORK | -127.2918 | 2245 | 2117.7082
results515.txt | SUBSYSTEM 'RESERV' IS USED FOR OPPOSING SYSTEM FOR MW POWER | DISPATCH | -127.2918 | 2245 | 2117.7082
results515.txt | SENSITIVITY FACTORS OF BRANCH FLOW (MVA) ON 5642 HOVEGARD 400.00 TO 5657 ISHOJ400 400.00 2 MORE THAN | 0.10000 | -127.2918 | 2245 | 2117.7082
results515.txt | <--------- BUS NAME --------> | MW-SENS | -127.2918 | 2245 | 2117.7082
results515.txt | 5624 HERSLEV 400.00 | 0.1723 | -127.2918 | 2245 | 2117.7082
results515.txt | 5646 BJAEVERSKOV4400.00 | 0.1720 | -127.2918 | 2245 | 2117.7082
results515.txt | 5645 BJAEVERSKOV2220.00 | 0.2253 | -127.2918 | 2245 | 2117.7082
results515.txt | 5657 ISHOJ400 400.00 | 0.3200 | -127.2918 | 2245 | 2117.7082
results515.txt | 5656 ISHOJ220 220.00 | 0.2668 | -127.2918 | 2245 | 2117.7082
results515.txt | 5660 AVEDOREVERK 400.00 | 0.3202 | -127.2918 | 2245 | 2117.7082
results515.txt | 5662 ORSTEDSVERKE400.00 | 0.3206 | -127.2918 | 2245 | 2117.7082
results515.txt | 5676 WIND FARM 220.00 | 0.2219 | -127.2918 | 2245 | 2117.7082
results515.txt | 5845 ASNAESVERK 400.00 | 0.1722 | -127.2918 | 2245 | 2117.7082
results515.txt | 7429 JOINT 220.00 | 0.2222 | -127.2918 | 2245 | 2117.7082
results516.txt | PTI INTERACTIVE POWER SYSTEM SIMULATOR--PSS(R)E MON, MAY 29 2023 | 16:32 | -127.2918 | 2245 | 2117.7082
results516.txt | SENSITIVITY FACTORS ARE CALCULATED WITH AC | NETWORK | -127.2918 | 2245 | 2117.7082
results516.txt | SUBSYSTEM 'RESERV' IS USED FOR OPPOSING SYSTEM FOR MW POWER | DISPATCH | -127.2918 | 2245 | 2117.7082
results516.txt | SENSITIVITY FACTORS OF BRANCH FLOW (MVA) ON 5642 HOVEGARD 400.00 TO 5657 ISHOJ400 400.00 3 MORE THAN | 0.10000 | -127.2918 | 2245 | 2117.7082
results516.txt | <--------- BUS NAME --------> | MW-SENS | -127.2918 | 2245 | 2117.7082
results516.txt | 5624 HERSLEV 400.00 | 0.1723 | -127.2918 | 2245 | 2117.7082
results516.txt | 5646 BJAEVERSKOV4400.00 | 0.1720 | -127.2918 | 2245 | 2117.7082
results516.txt | 5645 BJAEVERSKOV2220.00 | 0.2253 | -127.2918 | 2245 | 2117.7082
results516.txt | 5657 ISHOJ400 400.00 | 0.3200 | -127.2918 | 2245 | 2117.7082
results516.txt | 5656 ISHOJ220 220.00 | 0.2668 | -127.2918 | 2245 | 2117.7082
results516.txt | 5660 AVEDOREVERK 400.00 | 0.3202 | -127.2918 | 2245 | 2117.7082
results516.txt | 5662 ORSTEDSVERKE400.00 | 0.3206 | -127.2918 | 2245 | 2117.7082
results516.txt | 5676 WIND FARM 220.00 | 0.2219 | -127.2918 | 2245 | 2117.7082
results516.txt | 5845 ASNAESVERK 400.00 | 0.1722 | -127.2918 | 2245 | 2117.7082
results516.txt | 7429 JOINT 220.00 | 0.2222 | -127.2918 | 2245 | 2117.7082
results517.txt | PTI INTERACTIVE POWER SYSTEM SIMULATOR--PSS(R)E MON, MAY 29 2023 | 16:32 | -117.1641 | 2245 | 2127.8359
results517.txt | SENSITIVITY FACTORS ARE CALCULATED WITH AC | NETWORK | -117.1641 | 2245 | 2127.8359
results517.txt | SUBSYSTEM 'RESERV' IS USED FOR OPPOSING SYSTEM FOR MW POWER | DISPATCH | -117.1641 | 2245 | 2127.8359
results517.txt | SENSITIVITY FACTORS OF BRANCH FLOW (MVA) ON 5642 HOVEGARD 400.00 TO 5646 BJAEVERSKOV4400.00 12 MORE THAN | 0.10000 | -117.1641 | 2245 | 2127.8359
results517.txt | <--------- BUS NAME --------> | MW-SENS | -117.1641 | 2245 | 2127.8359
results517.txt | 5624 HERSLEV 400.00 | 0.4121 | -117.1641 | 2245 | 2127.8359
results517.txt | 5646 BJAEVERSKOV4400.00 | 0.4114 | -117.1641 | 2245 | 2127.8359
results517.txt | 5645 BJAEVERSKOV2220.00 | 0.2761 | -117.1641 | 2245 | 2127.8359
results517.txt | 5656 ISHOJ220 220.00 | 0.1750 | -117.1641 | 2245 | 2127.8359
results517.txt | 5676 WIND FARM 220.00 | 0.2719 | -117.1641 | 2245 | 2127.8359
results517.txt | 5845 ASNAESVERK 400.00 | 0.4119 | -117.1641 | 2245 | 2127.8359
results517.txt | 7429 JOINT 220.00 | 0.2723 | -117.1641 | 2245 | 2127.8359
results518.txt | PTI INTERACTIVE POWER SYSTEM SIMULATOR--PSS(R)E MON, MAY 29 2023 | 16:32 | -116.7794 | 2245 | 2128.2206
results518.txt | SENSITIVITY FACTORS ARE CALCULATED WITH AC | NETWORK | -116.7794 | 2245 | 2128.2206
results518.txt | SUBSYSTEM 'RESERV' IS USED FOR OPPOSING SYSTEM FOR MW POWER | DISPATCH | -116.7794 | 2245 | 2128.2206
results518.txt | SENSITIVITY FACTORS OF BRANCH FLOW (MVA) ON 5642 HOVEGARD 400.00 TO 5657 ISHOJ400 400.00 1 MORE THAN | 0.10000 | -116.7794 | 2245 | 2128.2206
results518.txt | <--------- BUS NAME --------> | MW-SENS | -116.7794 | 2245 | 2128.2206
results518.txt | 5624 HERSLEV 400.00 | 0.1561 | -116.7794 | 2245 | 2128.2206
results518.txt | 5646 BJAEVERSKOV4400.00 | 0.1559 | -116.7794 | 2245 | 2128.2206
results518.txt | 5645 BJAEVERSKOV2220.00 | 0.2042 | -116.7794 | 2245 | 2128.2206
results518.txt | 5657 ISHOJ400 400.00 | 0.2900 | -116.7794 | 2245 | 2128.2206
results518.txt | 5656 ISHOJ220 220.00 | 0.2418 | -116.7794 | 2245 | 2128.2206
results518.txt | 5660 AVEDOREVERK 400.00 | 0.2902 | -116.7794 | 2245 | 2128.2206
results518.txt | 5662 ORSTEDSVERKE400.00 | 0.2905 | -116.7794 | 2245 | 2128.2206
results518.txt | 5676 WIND FARM 220.00 | 0.2011 | -116.7794 | 2245 | 2128.2206
results518.txt | 5845 ASNAESVERK 400.00 | 0.1560 | -116.7794 | 2245 | 2128.2206
results518.txt | 7429 JOINT 220.00 | 0.2014 | -116.7794 | 2245 | 2128.2206
results519.txt | PTI INTERACTIVE POWER SYSTEM SIMULATOR--PSS(R)E MON, MAY 29 2023 | 16:32 | 111.8869 | 2245 | 2133.1131
results519.txt | SENSITIVITY FACTORS ARE CALCULATED WITH AC | NETWORK | 111.8869 | 2245 | 2133.1131
results519.txt | SUBSYSTEM 'RESERV' IS USED FOR OPPOSING SYSTEM FOR MW POWER | DISPATCH | 111.8869 | 2245 | 2133.1131
results519.txt | SENSITIVITY FACTORS OF BRANCH FLOW (MVA) ON 5646 BJAEVERSKOV4400.00 TO 5657 ISHOJ400 400.00 10 MORE THAN | 0.10000 | 111.8869 | 2245 | 2133.1131
results519.txt | <--------- BUS NAME --------> | MW-SENS | 111.8869 | 2245 | 2133.1131
results519.txt | 5624 HERSLEV 400.00 | 0.4125 | 111.8869 | 2245 | 2133.1131
results519.txt | 5646 BJAEVERSKOV4400.00 | 0.4118 | 111.8869 | 2245 | 2133.1131
results519.txt | 5645 BJAEVERSKOV2220.00 | 0.2482 | 111.8869 | 2245 | 2133.1131
results519.txt | 5656 ISHOJ220 220.00 | 0.1256 | 111.8869 | 2245 | 2133.1131
results519.txt | 5676 WIND FARM 220.00 | 0.2444 | 111.8869 | 2245 | 2133.1131
results519.txt | 5845 ASNAESVERK 400.00 | 0.4122 | 111.8869 | 2245 | 2133.1131
results519.txt | 7429 JOINT 220.00 | 0.2448 | 111.8869 | 2245 | 2133.1131
results520.txt | PTI INTERACTIVE POWER SYSTEM SIMULATOR--PSS(R)E MON, MAY 29 2023 | 16:32 | 99.2588 | 2245 | 2145.7412
results520.txt | SENSITIVITY FACTORS ARE CALCULATED WITH AC | NETWORK | 99.2588 | 2245 | 2145.7412
results520.txt | SUBSYSTEM 'RESERV' IS USED FOR OPPOSING SYSTEM FOR MW POWER | DISPATCH | 99.2588 | 2245 | 2145.7412
results520.txt | SENSITIVITY FACTORS OF BRANCH FLOW (MVA) ON 6788 ALAPITKÄ 400.00 TO 6790 HUUTOKOSKI 400.00 1 MORE THAN | 0.10000 | 99.2588 | 2245 | 2145.7412
results521.txt | PTI INTERACTIVE POWER SYSTEM SIMULATOR--PSS(R)E MON, MAY 29 2023 | 16:32 | 98.6121 | 2245 | 2146.3879
results521.txt | SENSITIVITY FACTORS ARE CALCULATED WITH AC | NETWORK | 98.6121 | 2245 | 2146.3879
results521.txt | SUBSYSTEM 'RESERV' IS USED FOR OPPOSING SYSTEM FOR MW POWER | DISPATCH | 98.6121 | 2245 | 2146.3879
results521.txt | SENSITIVITY FACTORS OF BRANCH FLOW (MVA) ON 6788 ALAPITKÄ 400.00 TO 6790 HUUTOKOSKI 400.00 5 MORE THAN | 0.10000 | 98.6121 | 2245 | 2146.3879
results522.txt | PTI INTERACTIVE POWER SYSTEM SIMULATOR--PSS(R)E MON, MAY 29 2023 | 16:32 | 82.0513 | 2245 | 2162.9487
results522.txt | SENSITIVITY FACTORS ARE CALCULATED WITH AC | NETWORK | 82.0513 | 2245 | 2162.9487
results522.txt | SUBSYSTEM 'RESERV' IS USED FOR OPPOSING SYSTEM FOR MW POWER | DISPATCH | 82.0513 | 2245 | 2162.9487
results522.txt | SENSITIVITY FACTORS OF BRANCH FLOW (MVA) ON 6868 KLAEBU300 400.00 TO 6869 KLAEBU400 400.00 6 MORE THAN | 0.10000 | 82.0513 | 2245 | 2162.9487
results522.txt | <--------- BUS NAME --------> | MW-SENS | 82.0513 | 2245 | 2162.9487
results522.txt | 6868 KLAEBU300 400.00 | 0.5036 | 82.0513 | 2245 | 2162.9487
results523.txt | PTI INTERACTIVE POWER SYSTEM SIMULATOR--PSS(R)E MON, MAY 29 2023 | 16:32 | 82.0513 | 2245 | 2162.9487
results523.txt | SENSITIVITY FACTORS ARE CALCULATED WITH AC | NETWORK | 82.0513 | 2245 | 2162.9487
results523.txt | SUBSYSTEM 'RESERV' IS USED FOR OPPOSING SYSTEM FOR MW POWER | DISPATCH | 82.0513 | 2245 | 2162.9487
results523.txt | SENSITIVITY FACTORS OF BRANCH FLOW (MVA) ON 6868 KLAEBU300 400.00 TO 6869 KLAEBU400 400.00 7 MORE THAN | 0.10000 | 82.0513 | 2245 | 2162.9487
results523.txt | <--------- BUS NAME --------> | MW-SENS | 82.0513 | 2245 | 2162.9487
results523.txt | 6868 KLAEBU300 400.00 | 0.5036 | 82.0513 | 2245 | 2162.9487
results524.txt | PTI INTERACTIVE POWER SYSTEM SIMULATOR--PSS(R)E MON, MAY 29 2023 | 16:32 | -54.9087 | 2245 | 2190.0913
results524.txt | SENSITIVITY FACTORS ARE CALCULATED WITH AC | NETWORK | -54.9087 | 2245 | 2190.0913
results524.txt | SUBSYSTEM 'RESERV' IS USED FOR OPPOSING SYSTEM FOR MW POWER | DISPATCH | -54.9087 | 2245 | 2190.0913
results524.txt | SENSITIVITY FACTORS OF BRANCH FLOW (MVA) ON 6688 STOKKELAND 400.00 TO 6689 HOG-JAERN300400.00 1 MORE THAN | 0.10000 | -54.9087 | 2245 | 2190.0913
results524.txt | <--------- BUS NAME --------> | MW-SENS | -54.9087 | 2245 | 2190.0913
results524.txt | 6688 STOKKELAND 400.00 | -0.4991 | -54.9087 | 2245 | 2190.0913
results524.txt | 6754 STOLAHELA 400.00 | -0.4991 | -54.9087 | 2245 | 2190.0913
results525.txt | PTI INTERACTIVE POWER SYSTEM SIMULATOR--PSS(R)E MON, MAY 29 2023 | 16:32 | -54.9087 | 2245 | 2190.0913
results525.txt | SENSITIVITY FACTORS ARE CALCULATED WITH AC | NETWORK | -54.9087 | 2245 | 2190.0913
results525.txt | SUBSYSTEM 'RESERV' IS USED FOR OPPOSING SYSTEM FOR MW POWER | DISPATCH | -54.9087 | 2245 | 2190.0913
results525.txt | SENSITIVITY FACTORS OF BRANCH FLOW (MVA) ON 6688 STOKKELAND 400.00 TO 6689 HOG-JAERN300400.00 4 MORE THAN | 0.10000 | -54.9087 | 2245 | 2190.0913
results525.txt | <--------- BUS NAME --------> | MW-SENS | -54.9087 | 2245 | 2190.0913
results525.txt | 6688 STOKKELAND 400.00 | -0.4991 | -54.9087 | 2245 | 2190.0913
results525.txt | 6754 STOLAHELA 400.00 | -0.4991 | -54.9087 | 2245 | 2190.0913
results526.txt | PTI INTERACTIVE POWER SYSTEM SIMULATOR--PSS(R)E MON, MAY 29 2023 | 16:32 | -38.2296 | 2245 | 2206.7704
results526.txt | SENSITIVITY FACTORS ARE CALCULATED WITH AC | NETWORK | -38.2296 | 2245 | 2206.7704
results526.txt | SUBSYSTEM 'RESERV' IS USED FOR OPPOSING SYSTEM FOR MW POWER | DISPATCH | -38.2296 | 2245 | 2206.7704
results526.txt | SENSITIVITY FACTORS OF BRANCH FLOW (MVA) ON 6729 BAMBLE300 400.00 TO 6730 BAMBLE400 400.00 3 MORE THAN | 0.10000 | -38.2296 | 2245 | 2206.7704
results526.txt | <--------- BUS NAME --------> | MW-SENS | -38.2296 | 2245 | 2206.7704
results526.txt | 6729 BAMBLE300 400.00 | -0.5036 | -38.2296 | 2245 | 2206.7704
results527.txt | PTI INTERACTIVE POWER SYSTEM SIMULATOR--PSS(R)E MON, MAY 29 2023 | 16:32 | -38.2296 | 2245 | 2206.7704
results527.txt | SENSITIVITY FACTORS ARE CALCULATED WITH AC | NETWORK | -38.2296 | 2245 | 2206.7704
results527.txt | SUBSYSTEM 'RESERV' IS USED FOR OPPOSING SYSTEM FOR MW POWER | DISPATCH | -38.2296 | 2245 | 2206.7704
results527.txt | SENSITIVITY FACTORS OF BRANCH FLOW (MVA) ON 6729 BAMBLE300 400.00 TO 6730 BAMBLE400 400.00 6 MORE THAN | 0.10000 | -38.2296 | 2245 | 2206.7704
results527.txt | <--------- BUS NAME --------> | MW-SENS | -38.2296 | 2245 | 2206.7704
results527.txt | 6729 BAMBLE300 400.00 | -0.5036 | -38.2296 | 2245 | 2206.7704
results528.txt | PTI INTERACTIVE POWER SYSTEM SIMULATOR--PSS(R)E MON, MAY 29 2023 | 16:32 | 28.9226 | 2245 | 2216.0774
results528.txt | SENSITIVITY FACTORS ARE CALCULATED WITH AC | NETWORK | 28.9226 | 2245 | 2216.0774
results528.txt | SUBSYSTEM 'RESERV' IS USED FOR OPPOSING SYSTEM FOR MW POWER | DISPATCH | 28.9226 | 2245 | 2216.0774
results528.txt | SENSITIVITY FACTORS OF BRANCH FLOW (MVA) ON 1051 SUBSTATION 400.00 TO 6591 FORSMARK 400.00 5 MORE THAN | 0.10000 | 28.9226 | 2245 | 2216.0774
results528.txt | <--------- BUS NAME --------> | MW-SENS | 28.9226 | 2245 | 2216.0774
results528.txt | 1051 SUBSTATION 400.00 | 0.5035 | 28.9226 | 2245 | 2216.0774
results529.txt | PTI INTERACTIVE POWER SYSTEM SIMULATOR--PSS(R)E MON, MAY 29 2023 | 16:32 | 28.9226 | 2245 | 2216.0774
results529.txt | SENSITIVITY FACTORS ARE CALCULATED WITH AC | NETWORK | 28.9226 | 2245 | 2216.0774
results529.txt | SUBSYSTEM 'RESERV' IS USED FOR OPPOSING SYSTEM FOR MW POWER | DISPATCH | 28.9226 | 2245 | 2216.0774
results529.txt | SENSITIVITY FACTORS OF BRANCH FLOW (MVA) ON 1051 SUBSTATION 400.00 TO 6591 FORSMARK 400.00 6 MORE THAN | 0.10000 | 28.9226 | 2245 | 2216.0774
results529.txt | <--------- BUS NAME --------> | MW-SENS | 28.9226 | 2245 | 2216.0774
results529.txt | 1051 SUBSTATION 400.00 | 0.5035 | 28.9226 | 2245 | 2216.0774
results530.txt | PTI INTERACTIVE POWER SYSTEM SIMULATOR--PSS(R)E MON, MAY 29 2023 | 16:32 | 20.8407 | 2245 | 2224.1593
results530.txt | SENSITIVITY FACTORS ARE CALCULATED WITH AC | NETWORK | 20.8407 | 2245 | 2224.1593
results530.txt | SUBSYSTEM 'RESERV' IS USED FOR OPPOSING SYSTEM FOR MW POWER | DISPATCH | 20.8407 | 2245 | 2224.1593
results530.txt | SENSITIVITY FACTORS OF BRANCH FLOW (MVA) ON 6688 STOKKELAND 400.00 TO 6754 STOLAHELA 400.00 2 MORE THAN | 0.10000 | 20.8407 | 2245 | 2224.1593
results530.txt | <--------- BUS NAME --------> | MW-SENS | 20.8407 | 2245 | 2224.1593
results530.txt | 6754 STOLAHELA 400.00 | -0.4804 | 20.8407 | 2245 | 2224.1593
results531.txt | PTI INTERACTIVE POWER SYSTEM SIMULATOR--PSS(R)E MON, MAY 29 2023 | 16:32 | 20.8407 | 2245 | 2224.1593
results531.txt | SENSITIVITY FACTORS ARE CALCULATED WITH AC | NETWORK | 20.8407 | 2245 | 2224.1593
results531.txt | SUBSYSTEM 'RESERV' IS USED FOR OPPOSING SYSTEM FOR MW POWER | DISPATCH | 20.8407 | 2245 | 2224.1593
results531.txt | SENSITIVITY FACTORS OF BRANCH FLOW (MVA) ON 6688 STOKKELAND 400.00 TO 6754 STOLAHELA 400.00 3 MORE THAN | 0.10000 | 20.8407 | 2245 | 2224.1593
results531.txt | <--------- BUS NAME --------> | MW-SENS | 20.8407 | 2245 | 2224.1593
results531.txt | 6754 STOLAHELA 400.00 | -0.4804 | 20.8407 | 2245 | 2224.1593
results532.txt | PTI INTERACTIVE POWER SYSTEM SIMULATOR--PSS(R)E MON, MAY 29 2023 | 16:32 | 14.3068 | 2245 | 2230.6932
results532.txt | SENSITIVITY FACTORS ARE CALCULATED WITH AC | NETWORK | 14.3068 | 2245 | 2230.6932
results532.txt | SUBSYSTEM 'RESERV' IS USED FOR OPPOSING SYSTEM FOR MW POWER | DISPATCH | 14.3068 | 2245 | 2230.6932
results532.txt | SENSITIVITY FACTORS OF BRANCH FLOW (MVA) ON 6372 ARENDAL300 400.00 TO 6373 ARENDAL400 400.00 6 MORE THAN | 0.10000 | 14.3068 | 2245 | 2230.6932
results532.txt | <--------- BUS NAME --------> | MW-SENS | 14.3068 | 2245 | 2230.6932
results532.txt | 6372 ARENDAL300 400.00 | 0.5031 | 14.3068 | 2245 | 2230.6932
results533.txt | PTI INTERACTIVE POWER SYSTEM SIMULATOR--PSS(R)E MON, MAY 29 2023 | 16:32 | 14.3068 | 2245 | 2230.6932
results533.txt | SENSITIVITY FACTORS ARE CALCULATED WITH AC | NETWORK | 14.3068 | 2245 | 2230.6932
results533.txt | SUBSYSTEM 'RESERV' IS USED FOR OPPOSING SYSTEM FOR MW POWER | DISPATCH | 14.3068 | 2245 | 2230.6932
results533.txt | SENSITIVITY FACTORS OF BRANCH FLOW (MVA) ON 6372 ARENDAL300 400.00 TO 6373 ARENDAL400 400.00 7 MORE THAN | 0.10000 | 14.3068 | 2245 | 2230.6932
results533.txt | <--------- BUS NAME --------> | MW-SENS | 14.3068 | 2245 | 2230.6932
results533.txt | 6372 ARENDAL300 400.00 | 0.5031 | 14.3068 | 2245 | 2230.6932
results534.txt | PTI INTERACTIVE POWER SYSTEM SIMULATOR--PSS(R)E MON, MAY 29 2023 | 16:32 | -12.412 | 2245 | 2232.588
results534.txt | SENSITIVITY FACTORS ARE CALCULATED WITH AC | NETWORK | -12.412 | 2245 | 2232.588
results534.txt | SUBSYSTEM 'RESERV' IS USED FOR OPPOSING SYSTEM FOR MW POWER | DISPATCH | -12.412 | 2245 | 2232.588
results534.txt | SENSITIVITY FACTORS OF BRANCH FLOW (MVA) ON 6813 VERDAL300 400.00 TO 6814 VERDAL400 400.00 3 MORE THAN | 0.10000 | -12.412 | 2245 | 2232.588
results534.txt | <--------- BUS NAME --------> | MW-SENS | -12.412 | 2245 | 2232.588
results534.txt | 6813 VERDAL300 400.00 | -0.5028 | -12.412 | 2245 | 2232.588
results535.txt | PTI INTERACTIVE POWER SYSTEM SIMULATOR--PSS(R)E MON, MAY 29 2023 | 16:32 | -12.412 | 2245 | 2232.588
results535.txt | SENSITIVITY FACTORS ARE CALCULATED WITH AC | NETWORK | -12.412 | 2245 | 2232.588
results535.txt | SUBSYSTEM 'RESERV' IS USED FOR OPPOSING SYSTEM FOR MW POWER | DISPATCH | -12.412 | 2245 | 2232.588
results535.txt | SENSITIVITY FACTORS OF BRANCH FLOW (MVA) ON 6813 VERDAL300 400.00 TO 6814 VERDAL400 400.00 4 MORE THAN | 0.10000 | -12.412 | 2245 | 2232.588
results535.txt | <--------- BUS NAME --------> | MW-SENS | -12.412 | 2245 | 2232.588
results535.txt | 6813 VERDAL300 400.00 | -0.5028 | -12.412 | 2245 | 2232.588
results536.txt | PTI INTERACTIVE POWER SYSTEM SIMULATOR--PSS(R)E MON, MAY 29 2023 | 16:32 | -12.0499 | 2245 | 2232.9501
results536.txt | SENSITIVITY FACTORS ARE CALCULATED WITH AC | NETWORK | -12.0499 | 2245 | 2232.9501
results536.txt | SUBSYSTEM 'RESERV' IS USED FOR OPPOSING SYSTEM FOR MW POWER | DISPATCH | -12.0499 | 2245 | 2232.9501
results536.txt | SENSITIVITY FACTORS OF BRANCH FLOW (MVA) ON 6855 FRAERNA 400.00 TO 6858 ISTAD 400.00 1 MORE THAN | 0.10000 | -12.0499 | 2245 | 2232.9501

## Sensistivity results
FILE NAME | BUS NAME | MW-SENS | MVAFLOW | RATE | AVAILABLE MW | RESULTS | AIDING(+)/INTERFERING(-)
results0.txt | PTI INTERACTIVE POWER SYSTEM SIMULATOR--PSS(R)E MON, MAY 29 2023 |  | -2682.2085 | 2245 | -437.2087
results0.txt | SENSITIVITY FACTORS ARE CALCULATED WITH AC |  | -2682.2085 | 2245 | -437.2087
results0.txt | SUBSYSTEM 'RESERV' IS USED FOR OPPOSING SYSTEM FOR MW POWER |  | -2682.2085 | 2245 | -437.2087
results0.txt | SENSITIVITY FACTORS OF BRANCH FLOW (MVA) ON 6305 LOVISEHOLM 400.00 TO 6629 HALDEN 400.00 3 MORE THAN | 0.1 | -2682.2085 | 2245 | -437.2087 | -537.2085 | -537.2085
results0.txt | <--------- BUS NAME --------> |  | -2682.2085 | 2245 | -437.2087
results0.txt | 5624 HERSLEV 400.00 | -0.1546 | -2682.2085 | 2245 | -437.2087 | -282.6085 | -282.6085
results0.txt | 5642 HOVEGARD 400.00 | -0.1545 | -2682.2085 | 2245 | -437.2087 | -282.7085 | -282.7085
results0.txt | 5646 BJAEVERSKOV4400.00 | -0.1544 | -2682.2085 | 2245 | -437.2087 | -282.8085 | -282.8085
results0.txt | 5645 BJAEVERSKOV2220.00 | -0.1542 | -2682.2085 | 2245 | -437.2087 | -283.0085 | -283.0085
results0.txt | 5657 ISHOJ400 400.00 | -0.1544 | -2682.2085 | 2245 | -437.2087 | -282.8085 | -282.8085
results0.txt | 5656 ISHOJ220 220.00 | -0.1546 | -2682.2085 | 2245 | -437.2087 | -282.6085 | -282.6085
results0.txt | 5660 AVEDOREVERK 400.00 | -0.1545 | -2682.2085 | 2245 | -437.2087 | -282.7085 | -282.7085
results0.txt | 5662 ORSTEDSVERKE400.00 | -0.1546 | -2682.2085 | 2245 | -437.2087 | -282.6085 | -282.6085
results0.txt | 5671 SEGE 400.00 | -0.1449 | -2682.2085 | 2245 | -437.2087 | -292.3085 | -292.3085
results0.txt | 5672 ARRIE 400.00 | -0.1449 | -2682.2085 | 2245 | -437.2087 | -292.3085 | -292.3085
results0.txt | 5673 KRUSEBERG 400.00 | -0.1449 | -2682.2085 | 2245 | -437.2087 | -292.3085 | -292.3085
results0.txt | 5676 WIND FARM 220.00 | -0.1528 | -2682.2085 | 2245 | -437.2087 | -284.4085 | -284.4085
results0.txt | 5845 ASNAESVERK 400.00 | -0.1545 | -2682.2085 | 2245 | -437.2087 | -282.7085 | -282.7085
results0.txt | 6305 LOVISEHOLM 400.00 | -0.2869 | -2682.2085 | 2245 | -437.2087 | -150.3085 | -150.3085
results0.txt | 6306 TROLLHATTAN 400.00 | -0.1893 | -2682.2085 | 2245 | -437.2087 | -247.9085 | -247.9085
results0.txt | 6307 KILANDA 400.00 | -0.1633 | -2682.2085 | 2245 | -437.2087 | -273.9085 | -273.9085
results0.txt | 6308 HISINGEN 400.00 | -0.1629 | -2682.2085 | 2245 | -437.2087 | -274.3085 | -274.3085
results0.txt | 6309 STENKULLEN 400.00 | -0.1694 | -2682.2085 | 2245 | -437.2087 | -267.8085 | -267.8085
results0.txt | 6311 LINDOME 400.00 | -0.1661 | -2682.2085 | 2245 | -437.2087 | -271.1085 | -271.1085
results0.txt | 6312 RINGHALS 400.00 | -0.1587 | -2682.2085 | 2245 | -437.2087 | -278.5085 | -278.5085
results0.txt | 6313 STROMMA 400.00 | -0.163 | -2682.2085 | 2245 | -437.2087 | -274.2085 | -274.2085
results0.txt | 6314 TIMMERSDALA 400.00 | -0.1319 | -2682.2085 | 2245 | -437.2087 | -305.3085 | -305.3085
results0.txt | 6315 HORRED 400.00 | -0.1564 | -2682.2085 | 2245 | -437.2087 | -280.8085 | -280.8085
results0.txt | 6316 UDDEBO 400.00 | -0.15 | -2682.2085 | 2245 | -437.2087 | -287.2085 | -287.2085
results0.txt | 6319 KYNDBYVERKER400.00 | -0.1544 | -2682.2085 | 2245 | -437.2087 | -282.8085 | -282.8085
results0.txt | 6324 GORLOSEGARD 400.00 | -0.1541 | -2682.2085 | 2245 | -437.2087 | -283.1085 | -283.1085
results0.txt | 6330 GELNTEGARD2 400.00 | -0.1549 | -2682.2085 | 2245 | -437.2087 | -282.3085 | -282.3085
results0.txt | 6334 GLENTEGARD 400.00 | -0.155 | -2682.2085 | 2245 | -437.2087 | -282.2085 | -282.2085
results0.txt | 6335 SODERASEN 400.00 | -0.153 | -2682.2085 | 2245 | -437.2087 | -284.2085 | -284.2085
results0.txt | 6337 BARSEBACK 400.00 | -0.146 | -2682.2085 | 2245 | -437.2087 | -291.2085 | -291.2085
results0.txt | 6338 HURVA 400.00 | -0.1426 | -2682.2085 | 2245 | -437.2087 | -294.6085 | -294.6085
results0.txt | 6340 MOHOLM 220.00 | -0.1004 | -2682.2085 | 2245 | -437.2087 | -336.8085 | -336.8085
results0.txt | 6341 KOLSTAD 400.00 | -0.1171 | -2682.2085 | 2245 | -437.2087 | -320.1085 | -320.1085
results0.txt | 6342 TENHULT 400.00 | -0.1353 | -2682.2085 | 2245 | -437.2087 | -301.9085 | -301.9085
results0.txt | 6343 BARKERYD 400.00 | -0.1252 | -2682.2085 | 2245 | -437.2087 | -312.0085 | -312.0085
results0.txt | 6345 GLAN 400.00 | -0.1051 | -2682.2085 | 2245 | -437.2087 | -332.1085 | -332.1085
results0.txt | 6346 KIMSTAD 400.00 | -0.1062 | -2682.2085 | 2245 | -437.2087 | -331.0085 | -331.0085
results0.txt | 6348 OSKARSHAMN 400.00 | -0.1217 | -2682.2085 | 2245 | -437.2087 | -315.5085 | -315.5085
results0.txt | 6349 ALVESTA 400.00 | -0.1342 | -2682.2085 | 2245 | -437.2087 | -303.0085 | -303.0085
results0.txt | 6350 HEMSJO 400.00 | -0.1336 | -2682.2085 | 2245 | -437.2087 | -303.6085 | -303.6085
results0.txt | 6351 KARLSHAMN 400.00 | -0.1335 | -2682.2085 | 2245 | -437.2087 | -303.7085 | -303.7085
results0.txt | 6354 NYBRO 400.00 | -0.1299 | -2682.2085 | 2245 | -437.2087 | -307.3085 | -307.3085
results0.txt | 6629 HALDEN 400.00 | 0.1524 | -2682.2085 | 2245 | -437.2087 | -589.6085 | -589.6085
results0.txt | 6727 ROD400 400.00 | 0.1027 | -2682.2085 | 2245 | -437.2087 | -539.9085 | -539.9085
results0.txt | 6726 ROD300 400.00 | 0.1027 | -2682.2085 | 2245 | -437.2087 | -539.9085 | -539.9085
results0.txt | 6728 GRENLAND 400.00 | 0.1025 | -2682.2085 | 2245 | -437.2087 | -539.7085 | -539.7085
results0.txt | 6730 BAMBLE400 400.00 | 0.1019 | -2682.2085 | 2245 | -437.2087 | -539.1085 | -539.1085
results0.txt | 6729 BAMBLE300 400.00 | 0.1019 | -2682.2085 | 2245 | -437.2087 | -539.1085 | -539.1085
results0.txt | 6732 FLESAKER 400.00 | 0.1028 | -2682.2085 | 2245 | -437.2087 | -540.0085 | -540.0085
results0.txt | 6734 SYLLING400 400.00 | 0.1009 | -2682.2085 | 2245 | -437.2087 | -538.1085 | -538.1085
results0.txt | 6733 SYLLING300 400.00 | 0.1009 | -2682.2085 | 2245 | -437.2087 | -538.1085 | -538.1085
results0.txt | 6737 FOLLO 400.00 | 0.1054 | -2682.2085 | 2245 | -437.2087 | -542.6085 | -542.6085
results0.txt | 6738 TVEITEN 400.00 | 0.1032 | -2682.2085 | 2245 | -437.2087 | -540.4085 | -540.4085
results0.txt | 6740 TEGNEBY400 400.00 | 0.1101 | -2682.2085 | 2245 | -437.2087 | -547.3085 | -547.3085
results0.txt | 6739 TEGNEBY300 400.00 | 0.11 | -2682.2085 | 2245 | -437.2087 | -547.2085 | -547.2085
results0.txt | 6742 HASLE400 400.00 | 0.1148 | -2682.2085 | 2245 | -437.2087 | -552.0085 | -552.0085
results0.txt | 6741 HASLE300 400.00 | 0.1147 | -2682.2085 | 2245 | -437.2087 | -551.9085 | -551.9085
results0.txt | 7429 JOINT 220.00 | -0.1529 | -2682.2085 | 2245 | -437.2087 | -284.3085 | -284.3085
results0.txt | 1052 BREARED 400.00 | -0.1585 | -2682.2085 | 2245 | -437.2087 | -278.7085 | -278.7085
results0.txt | 1053 HÄRADSBO 400.00 | -0.1549 | -2682.2085 | 2245 | -437.2087 | -282.3085 | -282.3085
results0.txt | 9012 BAMBLE 400.00 | 0.1023 | -2682.2085 | 2245 | -437.2087 | -539.5085 | -539.5085
results0.txt | 9013 HOF 400.00 | 0.103 | -2682.2085 | 2245 | -437.2087 | -540.2085 | -540.2085
results0.txt | 9401 HAGESKRUV 400.00 | -0.1279 | -2682.2085 | 2245 | -437.2087 | -309.3085 | -309.3085
results0.txt | 9402 INGELKÄRR 400.00 | -0.1794 | -2682.2085 | 2245 | -437.2087 | -257.8085 | -257.8085
results0.txt | 9018 TEGNEBY 301.00 | 0.1051 | -2682.2085 | 2245 | -437.2087 | -542.3085 | -542.3085
results1.txt | PTI INTERACTIVE POWER SYSTEM SIMULATOR--PSS(R)E MON, MAY 29 2023 |  | -2682.2085 | 2245 | -437.2087
results1.txt | SENSITIVITY FACTORS ARE CALCULATED WITH AC |  | -2682.2085 | 2245 | -437.2087
results1.txt | SUBSYSTEM 'RESERV' IS USED FOR OPPOSING SYSTEM FOR MW POWER |  | -2682.2085 | 2245 | -437.2087
results1.txt | SENSITIVITY FACTORS OF BRANCH FLOW (MVA) ON 6305 LOVISEHOLM 400.00 TO 6629 HALDEN 400.00 4 MORE THAN | 0.1 | -2682.2085 | 2245 | -437.2087 | -537.2085 | -537.2085
results1.txt | <--------- BUS NAME --------> |  | -2682.2085 | 2245 | -437.2087
results1.txt | 5624 HERSLEV 400.00 | -0.1546 | -2682.2085 | 2245 | -437.2087 | -282.6085 | -282.6085
results1.txt | 5642 HOVEGARD 400.00 | -0.1545 | -2682.2085 | 2245 | -437.2087 | -282.7085 | -282.7085
results1.txt | 5646 BJAEVERSKOV4400.00 | -0.1544 | -2682.2085 | 2245 | -437.2087 | -282.8085 | -282.8085
results1.txt | 5645 BJAEVERSKOV2220.00 | -0.1542 | -2682.2085 | 2245 | -437.2087 | -283.0085 | -283.0085
results1.txt | 5657 ISHOJ400 400.00 | -0.1544 | -2682.2085 | 2245 | -437.2087 | -282.8085 | -282.8085
results1.txt | 5656 ISHOJ220 220.00 | -0.1546 | -2682.2085 | 2245 | -437.2087 | -282.6085 | -282.6085
results1.txt | 5660 AVEDOREVERK 400.00 | -0.1545 | -2682.2085 | 2245 | -437.2087 | -282.7085 | -282.7085
results1.txt | 5662 ORSTEDSVERKE400.00 | -0.1546 | -2682.2085 | 2245 | -437.2087 | -282.6085 | -282.6085
results1.txt | 5671 SEGE 400.00 | -0.1449 | -2682.2085 | 2245 | -437.2087 | -292.3085 | -292.3085
results1.txt | 5672 ARRIE 400.00 | -0.1449 | -2682.2085 | 2245 | -437.2087 | -292.3085 | -292.3085
results1.txt | 5673 KRUSEBERG 400.00 | -0.1449 | -2682.2085 | 2245 | -437.2087 | -292.3085 | -292.3085
results1.txt | 5676 WIND FARM 220.00 | -0.1528 | -2682.2085 | 2245 | -437.2087 | -284.4085 | -284.4085
results1.txt | 5845 ASNAESVERK 400.00 | -0.1545 | -2682.2085 | 2245 | -437.2087 | -282.7085 | -282.7085
results1.txt | 6305 LOVISEHOLM 400.00 | -0.2869 | -2682.2085 | 2245 | -437.2087 | -150.3085 | -150.3085
results1.txt | 6306 TROLLHATTAN 400.00 | -0.1893 | -2682.2085 | 2245 | -437.2087 | -247.9085 | -247.9085
results1.txt | 6307 KILANDA 400.00 | -0.1633 | -2682.2085 | 2245 | -437.2087 | -273.9085 | -273.9085
results1.txt | 6308 HISINGEN 400.00 | -0.1629 | -2682.2085 | 2245 | -437.2087 | -274.3085 | -274.3085
results1.txt | 6309 STENKULLEN 400.00 | -0.1694 | -2682.2085 | 2245 | -437.2087 | -267.8085 | -267.8085
results1.txt | 6311 LINDOME 400.00 | -0.1661 | -2682.2085 | 2245 | -437.2087 | -271.1085 | -271.1085
results1.txt | 6312 RINGHALS 400.00 | -0.1587 | -2682.2085 | 2245 | -437.2087 | -278.5085 | -278.5085
results1.txt | 6313 STROMMA 400.00 | -0.163 | -2682.2085 | 2245 | -437.2087 | -274.2085 | -274.2085
results1.txt | 6314 TIMMERSDALA 400.00 | -0.1319 | -2682.2085 | 2245 | -437.2087 | -305.3085 | -305.3085
results1.txt | 6315 HORRED 400.00 | -0.1564 | -2682.2085 | 2245 | -437.2087 | -280.8085 | -280.8085
results1.txt | 6316 UDDEBO 400.00 | -0.15 | -2682.2085 | 2245 | -437.2087 | -287.2085 | -287.2085
results1.txt | 6319 KYNDBYVERKER400.00 | -0.1544 | -2682.2085 | 2245 | -437.2087 | -282.8085 | -282.8085
results1.txt | 6324 GORLOSEGARD 400.00 | -0.1541 | -2682.2085 | 2245 | -437.2087 | -283.1085 | -283.1085
results1.txt | 6330 GELNTEGARD2 400.00 | -0.1549 | -2682.2085 | 2245 | -437.2087 | -282.3085 | -282.3085
results1.txt | 6334 GLENTEGARD 400.00 | -0.155 | -2682.2085 | 2245 | -437.2087 | -282.2085 | -282.2085
results1.txt | 6335 SODERASEN 400.00 | -0.153 | -2682.2085 | 2245 | -437.2087 | -284.2085 | -284.2085
results1.txt | 6337 BARSEBACK 400.00 | -0.146 | -2682.2085 | 2245 | -437.2087 | -291.2085 | -291.2085
results1.txt | 6338 HURVA 400.00 | -0.1426 | -2682.2085 | 2245 | -437.2087 | -294.6085 | -294.6085
results1.txt | 6340 MOHOLM 220.00 | -0.1004 | -2682.2085 | 2245 | -437.2087 | -336.8085 | -336.8085
results1.txt | 6341 KOLSTAD 400.00 | -0.1171 | -2682.2085 | 2245 | -437.2087 | -320.1085 | -320.1085
results1.txt | 6342 TENHULT 400.00 | -0.1353 | -2682.2085 | 2245 | -437.2087 | -301.9085 | -301.9085
results1.txt | 6343 BARKERYD 400.00 | -0.1252 | -2682.2085 | 2245 | -437.2087 | -312.0085 | -312.0085
results1.txt | 6345 GLAN 400.00 | -0.1051 | -2682.2085 | 2245 | -437.2087 | -332.1085 | -332.1085
results1.txt | 6346 KIMSTAD 400.00 | -0.1062 | -2682.2085 | 2245 | -437.2087 | -331.0085 | -331.0085
results1.txt | 6348 OSKARSHAMN 400.00 | -0.1217 | -2682.2085 | 2245 | -437.2087 | -315.5085 | -315.5085
results1.txt | 6349 ALVESTA 400.00 | -0.1342 | -2682.2085 | 2245 | -437.2087 | -303.0085 | -303.0085
results1.txt | 6350 HEMSJO 400.00 | -0.1336 | -2682.2085 | 2245 | -437.2087 | -303.6085 | -303.6085
results1.txt | 6351 KARLSHAMN 400.00 | -0.1335 | -2682.2085 | 2245 | -437.2087 | -303.7085 | -303.7085
results1.txt | 6354 NYBRO 400.00 | -0.1299 | -2682.2085 | 2245 | -437.2087 | -307.3085 | -307.3085
results1.txt | 6629 HALDEN 400.00 | 0.1524 | -2682.2085 | 2245 | -437.2087 | -589.6085 | -589.6085
results1.txt | 6727 ROD400 400.00 | 0.1027 | -2682.2085 | 2245 | -437.2087 | -539.9085 | -539.9085
results1.txt | 6726 ROD300 400.00 | 0.1027 | -2682.2085 | 2245 | -437.2087 | -539.9085 | -539.9085
results1.txt | 6728 GRENLAND 400.00 | 0.1025 | -2682.2085 | 2245 | -437.2087 | -539.7085 | -539.7085
results1.txt | 6730 BAMBLE400 400.00 | 0.1019 | -2682.2085 | 2245 | -437.2087 | -539.1085 | -539.1085
results1.txt | 6729 BAMBLE300 400.00 | 0.1019 | -2682.2085 | 2245 | -437.2087 | -539.1085 | -539.1085
results1.txt | 6732 FLESAKER 400.00 | 0.1028 | -2682.2085 | 2245 | -437.2087 | -540.0085 | -540.0085
results1.txt | 6734 SYLLING400 400.00 | 0.1009 | -2682.2085 | 2245 | -437.2087 | -538.1085 | -538.1085
results1.txt | 6733 SYLLING300 400.00 | 0.1009 | -2682.2085 | 2245 | -437.2087 | -538.1085 | -538.1085
results1.txt | 6737 FOLLO 400.00 | 0.1054 | -2682.2085 | 2245 | -437.2087 | -542.6085 | -542.6085
results1.txt | 6738 TVEITEN 400.00 | 0.1032 | -2682.2085 | 2245 | -437.2087 | -540.4085 | -540.4085
results1.txt | 6740 TEGNEBY400 400.00 | 0.1101 | -2682.2085 | 2245 | -437.2087 | -547.3085 | -547.3085
results1.txt | 6739 TEGNEBY300 400.00 | 0.11 | -2682.2085 | 2245 | -437.2087 | -547.2085 | -547.2085
results1.txt | 6742 HASLE400 400.00 | 0.1148 | -2682.2085 | 2245 | -437.2087 | -552.0085 | -552.0085
results1.txt | 6741 HASLE300 400.00 | 0.1147 | -2682.2085 | 2245 | -437.2087 | -551.9085 | -551.9085
results1.txt | 7429 JOINT 220.00 | -0.1529 | -2682.2085 | 2245 | -437.2087 | -284.3085 | -284.3085
results1.txt | 1052 BREARED 400.00 | -0.1585 | -2682.2085 | 2245 | -437.2087 | -278.7085 | -278.7085
results1.txt | 1053 HÄRADSBO 400.00 | -0.1549 | -2682.2085 | 2245 | -437.2087 | -282.3085 | -282.3085
results1.txt | 9012 BAMBLE 400.00 | 0.1023 | -2682.2085 | 2245 | -437.2087 | -539.5085 | -539.5085
results1.txt | 9013 HOF 400.00 | 0.103 | -2682.2085 | 2245 | -437.2087 | -540.2085 | -540.2085
results1.txt | 9401 HAGESKRUV 400.00 | -0.1279 | -2682.2085 | 2245 | -437.2087 | -309.3085 | -309.3085
results1.txt | 9402 INGELKÄRR 400.00 | -0.1794 | -2682.2085 | 2245 | -437.2087 | -257.8085 | -257.8085
results1.txt | 9018 TEGNEBY 301.00 | 0.1051 | -2682.2085 | 2245 | -437.2087 | -542.3085 | -542.3085
results2.txt | PTI INTERACTIVE POWER SYSTEM SIMULATOR--PSS(R)E MON, MAY 29 2023 |  | -1693.2028 | 1571.5 | -121.7028
results2.txt | SENSITIVITY FACTORS ARE CALCULATED WITH AC |  | -1693.2028 | 1571.5 | -121.7028
results2.txt | SUBSYSTEM 'RESERV' IS USED FOR OPPOSING SYSTEM FOR MW POWER |  | -1693.2028 | 1571.5 | -121.7028
results2.txt | SENSITIVITY FACTORS OF BRANCH FLOW (MVA) ON 6629 HALDEN 400.00 TO 6742 HASLE400 400.00 2 MORE THAN | 0.1 | -1693.2028 | 1571.5 | -121.7028 | -221.7028 | -221.7028
results2.txt | <--------- BUS NAME --------> |  | -1693.2028 | 1571.5 | -121.7028
results2.txt | 5624 HERSLEV 400.00 | -0.1609 | -1693.2028 | 1571.5 | -121.7028 | 39.1972 | 39.1972
results2.txt | 5642 HOVEGARD 400.00 | -0.1608 | -1693.2028 | 1571.5 | -121.7028 | 39.0972 | 39.0972
results2.txt | 5646 BJAEVERSKOV4400.00 | -0.1607 | -1693.2028 | 1571.5 | -121.7028 | 38.9972 | 38.9972
results2.txt | 5645 BJAEVERSKOV2220.00 | -0.1606 | -1693.2028 | 1571.5 | -121.7028 | 38.8972 | 38.8972
results2.txt | 5657 ISHOJ400 400.00 | -0.1608 | -1693.2028 | 1571.5 | -121.7028 | 39.0972 | 39.0972
results2.txt | 5656 ISHOJ220 220.00 | -0.161 | -1693.2028 | 1571.5 | -121.7028 | 39.2972 | 39.2972
results2.txt | 5660 AVEDOREVERK 400.00 | -0.1609 | -1693.2028 | 1571.5 | -121.7028 | 39.1972 | 39.1972
results2.txt | 5662 ORSTEDSVERKE400.00 | -0.161 | -1693.2028 | 1571.5 | -121.7028 | 39.2972 | 39.2972
results2.txt | 5671 SEGE 400.00 | -0.1509 | -1693.2028 | 1571.5 | -121.7028 | 29.1972 | 29.1972
results2.txt | 5672 ARRIE 400.00 | -0.1508 | -1693.2028 | 1571.5 | -121.7028 | 29.0972 | 29.0972
results2.txt | 5673 KRUSEBERG 400.00 | -0.1508 | -1693.2028 | 1571.5 | -121.7028 | 29.0972 | 29.0972
results2.txt | 5676 WIND FARM 220.00 | -0.1591 | -1693.2028 | 1571.5 | -121.7028 | 37.3972 | 37.3972
results2.txt | 5845 ASNAESVERK 400.00 | -0.1608 | -1693.2028 | 1571.5 | -121.7028 | 39.0972 | 39.0972
results2.txt | 6305 LOVISEHOLM 400.00 | -0.2987 | -1693.2028 | 1571.5 | -121.7028 | 176.9972 | 176.9972
results2.txt | 6306 TROLLHATTAN 400.00 | -0.1971 | -1693.2028 | 1571.5 | -121.7028 | 75.3972 | 75.3972
results2.txt | 6307 KILANDA 400.00 | -0.17 | -1693.2028 | 1571.5 | -121.7028 | 48.2972 | 48.2972
results2.txt | 6308 HISINGEN 400.00 | -0.1696 | -1693.2028 | 1571.5 | -121.7028 | 47.8972 | 47.8972
results2.txt | 6309 STENKULLEN 400.00 | -0.1763 | -1693.2028 | 1571.5 | -121.7028 | 54.5972 | 54.5972
results2.txt | 6311 LINDOME 400.00 | -0.173 | -1693.2028 | 1571.5 | -121.7028 | 51.2972 | 51.2972
results2.txt | 6312 RINGHALS 400.00 | -0.1652 | -1693.2028 | 1571.5 | -121.7028 | 43.4972 | 43.4972
results2.txt | 6313 STROMMA 400.00 | -0.1697 | -1693.2028 | 1571.5 | -121.7028 | 47.9972 | 47.9972
results2.txt | 6314 TIMMERSDALA 400.00 | -0.1373 | -1693.2028 | 1571.5 | -121.7028 | 15.5972 | 15.5972
results2.txt | 6315 HORRED 400.00 | -0.1629 | -1693.2028 | 1571.5 | -121.7028 | 41.1972 | 41.1972
results2.txt | 6316 UDDEBO 400.00 | -0.1562 | -1693.2028 | 1571.5 | -121.7028 | 34.4972 | 34.4972
results2.txt | 6319 KYNDBYVERKER400.00 | -0.1607 | -1693.2028 | 1571.5 | -121.7028 | 38.9972 | 38.9972
results2.txt | 6324 GORLOSEGARD 400.00 | -0.1604 | -1693.2028 | 1571.5 | -121.7028 | 38.6972 | 38.6972
results2.txt | 6330 GELNTEGARD2 400.00 | -0.1612 | -1693.2028 | 1571.5 | -121.7028 | 39.4972 | 39.4972
results2.txt | 6334 GLENTEGARD 400.00 | -0.1614 | -1693.2028 | 1571.5 | -121.7028 | 39.6972 | 39.6972
results2.txt | 6335 SODERASEN 400.00 | -0.1593 | -1693.2028 | 1571.5 | -121.7028 | 37.5972 | 37.5972
results2.txt | 6337 BARSEBACK 400.00 | -0.152 | -1693.2028 | 1571.5 | -121.7028 | 30.2972 | 30.2972
results2.txt | 6338 HURVA 400.00 | -0.1485 | -1693.2028 | 1571.5 | -121.7028 | 26.7972 | 26.7972
results2.txt | 6340 MOHOLM 220.00 | -0.1045 | -1693.2028 | 1571.5 | -121.7028 | -17.2028 | -17.2028
results2.txt | 6341 KOLSTAD 400.00 | -0.122 | -1693.2028 | 1571.5 | -121.7028 | 0.29724 | 0.29724
results2.txt | 6342 TENHULT 400.00 | -0.1409 | -1693.2028 | 1571.5 | -121.7028 | 19.1972 | 19.1972
results2.txt | 6343 BARKERYD 400.00 | -0.1304 | -1693.2028 | 1571.5 | -121.7028 | 8.6972 | 8.6972
results2.txt | 6345 GLAN 400.00 | -0.1094 | -1693.2028 | 1571.5 | -121.7028 | -12.3028 | -12.3028
results2.txt | 6346 KIMSTAD 400.00 | -0.1106 | -1693.2028 | 1571.5 | -121.7028 | -11.1028 | -11.1028
results2.txt | 6348 OSKARSHAMN 400.00 | -0.1267 | -1693.2028 | 1571.5 | -121.7028 | 4.9972 | 4.9972
results2.txt | 6349 ALVESTA 400.00 | -0.1397 | -1693.2028 | 1571.5 | -121.7028 | 17.9972 | 17.9972
results2.txt | 6350 HEMSJO 400.00 | -0.139 | -1693.2028 | 1571.5 | -121.7028 | 17.2972 | 17.2972
results2.txt | 6351 KARLSHAMN 400.00 | -0.139 | -1693.2028 | 1571.5 | -121.7028 | 17.2972 | 17.2972
results2.txt | 6354 NYBRO 400.00 | -0.1352 | -1693.2028 | 1571.5 | -121.7028 | 13.4972 | 13.4972
results2.txt | 6365 KRISTIANSAND400.00 | 0.1006 | -1693.2028 | 1571.5 | -121.7028 | -222.3028 | -222.3028
results2.txt | 6373 ARENDAL400 400.00 | 0.1031 | -1693.2028 | 1571.5 | -121.7028 | -224.8028 | -224.8028
results2.txt | 6372 ARENDAL300 400.00 | 0.1031 | -1693.2028 | 1571.5 | -121.7028 | -224.8028 | -224.8028
results2.txt | 6629 HALDEN 400.00 | -0.3608 | -1693.2028 | 1571.5 | -121.7028 | 239.0972 | 239.0972
results2.txt | 6641 HALLSBERG400400.00 | -0.1026 | -1693.2028 | 1571.5 | -121.7028 | -19.1028 | -19.1028
results2.txt | 6640 HALLSBERG220220.00 | -0.1026 | -1693.2028 | 1571.5 | -121.7028 | -19.1028 | -19.1028
results2.txt | 6642 OSTANSJO 400.00 | -0.1032 | -1693.2028 | 1571.5 | -121.7028 | -18.5028 | -18.5028
results2.txt | 6646 HEDENLUNDA 400.00 | -0.1021 | -1693.2028 | 1571.5 | -121.7028 | -19.6028 | -19.6028
results2.txt | 6719 ÅDAL 400.00 | 0.1008 | -1693.2028 | 1571.5 | -121.7028 | -222.5028 | -222.5028
results2.txt | 6723 SÅHEIM 400.00 | 0.1022 | -1693.2028 | 1571.5 | -121.7028 | -223.9028 | -223.9028
results2.txt | 6725 SUNDSBARM 400.00 | 0.1035 | -1693.2028 | 1571.5 | -121.7028 | -225.2028 | -225.2028
results2.txt | 6727 ROD400 400.00 | 0.107 | -1693.2028 | 1571.5 | -121.7028 | -228.7028 | -228.7028
results2.txt | 6726 ROD300 400.00 | 0.1069 | -1693.2028 | 1571.5 | -121.7028 | -228.6028 | -228.6028
results2.txt | 6728 GRENLAND 400.00 | 0.1067 | -1693.2028 | 1571.5 | -121.7028 | -228.4028 | -228.4028
results2.txt | 6730 BAMBLE400 400.00 | 0.1061 | -1693.2028 | 1571.5 | -121.7028 | -227.8028 | -227.8028
results2.txt | 6729 BAMBLE300 400.00 | 0.1061 | -1693.2028 | 1571.5 | -121.7028 | -227.8028 | -227.8028
results2.txt | 6731 RINGERIKE 400.00 | 0.1011 | -1693.2028 | 1571.5 | -121.7028 | -222.8028 | -222.8028
results2.txt | 6732 FLESAKER 400.00 | 0.1071 | -1693.2028 | 1571.5 | -121.7028 | -228.8028 | -228.8028
results2.txt | 6734 SYLLING400 400.00 | 0.105 | -1693.2028 | 1571.5 | -121.7028 | -226.7028 | -226.7028
results2.txt | 6733 SYLLING300 400.00 | 0.105 | -1693.2028 | 1571.5 | -121.7028 | -226.7028 | -226.7028
results2.txt | 6736 OSLA400 400.00 | 0.104 | -1693.2028 | 1571.5 | -121.7028 | -225.7028 | -225.7028
results2.txt | 6735 OSLO300 400.00 | 0.1039 | -1693.2028 | 1571.5 | -121.7028 | -225.6028 | -225.6028
results2.txt | 6737 FOLLO 400.00 | 0.1097 | -1693.2028 | 1571.5 | -121.7028 | -231.4028 | -231.4028
results2.txt | 6738 TVEITEN 400.00 | 0.1075 | -1693.2028 | 1571.5 | -121.7028 | -229.2028 | -229.2028
results2.txt | 6740 TEGNEBY400 400.00 | 0.1146 | -1693.2028 | 1571.5 | -121.7028 | -236.3028 | -236.3028
results2.txt | 6739 TEGNEBY300 400.00 | 0.1146 | -1693.2028 | 1571.5 | -121.7028 | -236.3028 | -236.3028
results2.txt | 6742 HASLE400 400.00 | 0.1196 | -1693.2028 | 1571.5 | -121.7028 | -241.3028 | -241.3028
results2.txt | 6741 HASLE300 400.00 | 0.1194 | -1693.2028 | 1571.5 | -121.7028 | -241.1028 | -241.1028
results2.txt | 7429 JOINT 220.00 | -0.1592 | -1693.2028 | 1571.5 | -121.7028 | 37.4972 | 37.4972
results2.txt | 1052 BREARED 400.00 | -0.1651 | -1693.2028 | 1571.5 | -121.7028 | 43.3972 | 43.3972
results2.txt | 1053 HÄRADSBO 400.00 | -0.1613 | -1693.2028 | 1571.5 | -121.7028 | 39.5972 | 39.5972
results2.txt | 9012 BAMBLE 400.00 | 0.1065 | -1693.2028 | 1571.5 | -121.7028 | -228.2028 | -228.2028
results2.txt | 9013 HOF 400.00 | 0.1072 | -1693.2028 | 1571.5 | -121.7028 | -228.9028 | -228.9028
results2.txt | 9401 HAGESKRUV 400.00 | -0.1332 | -1693.2028 | 1571.5 | -121.7028 | 11.4972 | 11.4972
results2.txt | 9402 INGELKÄRR 400.00 | -0.1868 | -1693.2028 | 1571.5 | -121.7028 | 65.0972 | 65.0972
results2.txt | 9017 OSLO301 301.00 | 0.1039 | -1693.2028 | 1571.5 | -121.7028 | -225.6028 | -225.6028
results2.txt | 9018 TEGNEBY 301.00 | 0.1094 | -1693.2028 | 1571.5 | -121.7028 | -231.1028 | -231.1028
results3.txt | PTI INTERACTIVE POWER SYSTEM SIMULATOR--PSS(R)E MON, MAY 29 2023 |  | 2299.4854 | 2245 | -54.4851
results3.txt | SENSITIVITY FACTORS ARE CALCULATED WITH AC |  | 2299.4854 | 2245 | -54.4851
results3.txt | SUBSYSTEM 'RESERV' IS USED FOR OPPOSING SYSTEM FOR MW POWER |  | 2299.4854 | 2245 | -54.4851
results3.txt | SENSITIVITY FACTORS OF BRANCH FLOW (MVA) ON 6312 RINGHALS 400.00 TO 6315 HORRED 400.00 5 MORE THAN | 0.1 | 2299.4854 | 2245 | -54.4851 | -154.4854 | -154.4854
results3.txt | <--------- BUS NAME --------> |  | 2299.4854 | 2245 | -54.4851
results3.txt | 6311 LINDOME 400.00 | 0.118 | 2299.4854 | 2245 | -54.4851 | -172.4854 | -172.4854
results3.txt | 6312 RINGHALS 400.00 | 0.2341 | 2299.4854 | 2245 | -54.4851 | -288.5854 | -288.5854
results3.txt | 6313 STROMMA 400.00 | 0.1546 | 2299.4854 | 2245 | -54.4851 | -209.0854 | -209.0854
results3.txt | 6315 HORRED 400.00 | -0.2039 | 2299.4854 | 2245 | -54.4851 | 149.4146 | 149.4146
results3.txt | 6316 UDDEBO 400.00 | -0.1785 | 2299.4854 | 2245 | -54.4851 | 124.0146 | 124.0146
results3.txt | 6342 TENHULT 400.00 | -0.1224 | 2299.4854 | 2245 | -54.4851 | 67.9146 | 67.9146
results3.txt | 1053 HÄRADSBO 400.00 | -0.128 | 2299.4854 | 2245 | -54.4851 | 73.5146 | 73.5146
results4.txt | PTI INTERACTIVE POWER SYSTEM SIMULATOR--PSS(R)E MON, MAY 29 2023 |  | 2299.4854 | 2245 | -54.4851
results4.txt | SENSITIVITY FACTORS ARE CALCULATED WITH AC |  | 2299.4854 | 2245 | -54.4851
results4.txt | SUBSYSTEM 'RESERV' IS USED FOR OPPOSING SYSTEM FOR MW POWER |  | 2299.4854 | 2245 | -54.4851
results4.txt | SENSITIVITY FACTORS OF BRANCH FLOW (MVA) ON 6312 RINGHALS 400.00 TO 6315 HORRED 400.00 7 MORE THAN | 0.1 | 2299.4854 | 2245 | -54.4851 | -154.4854 | -154.4854
results4.txt | <--------- BUS NAME --------> |  | 2299.4854 | 2245 | -54.4851
results4.txt | 6311 LINDOME 400.00 | 0.118 | 2299.4854 | 2245 | -54.4851 | -172.4854 | -172.4854
results4.txt | 6312 RINGHALS 400.00 | 0.2341 | 2299.4854 | 2245 | -54.4851 | -288.5854 | -288.5854
results4.txt | 6313 STROMMA 400.00 | 0.1546 | 2299.4854 | 2245 | -54.4851 | -209.0854 | -209.0854
results4.txt | 6315 HORRED 400.00 | -0.2039 | 2299.4854 | 2245 | -54.4851 | 149.4146 | 149.4146
results4.txt | 6316 UDDEBO 400.00 | -0.1785 | 2299.4854 | 2245 | -54.4851 | 124.0146 | 124.0146
results4.txt | 6342 TENHULT 400.00 | -0.1224 | 2299.4854 | 2245 | -54.4851 | 67.9146 | 67.9146
results4.txt | 1053 HÄRADSBO 400.00 | -0.128 | 2299.4854 | 2245 | -54.4851 | 73.5146 | 73.5146
results5.txt | PTI INTERACTIVE POWER SYSTEM SIMULATOR--PSS(R)E MON, MAY 29 2023 |  | -1619.6458 | 1571.5 | -48.1458
results5.txt | SENSITIVITY FACTORS ARE CALCULATED WITH AC |  | -1619.6458 | 1571.5 | -48.1458
results5.txt | SUBSYSTEM 'RESERV' IS USED FOR OPPOSING SYSTEM FOR MW POWER |  | -1619.6458 | 1571.5 | -48.1458
results5.txt | SENSITIVITY FACTORS OF BRANCH FLOW (MVA) ON 6629 HALDEN 400.00 TO 6742 HASLE400 400.00 7 MORE THAN | 0.1 | -1619.6458 | 1571.5 | -48.1458 | -148.1458 | -148.1458
results5.txt | <--------- BUS NAME --------> |  | -1619.6458 | 1571.5 | -48.1458
results5.txt | 5624 HERSLEV 400.00 | -0.1539 | -1619.6458 | 1571.5 | -48.1458 | 105.7542 | 105.7542
results5.txt | 5642 HOVEGARD 400.00 | -0.1538 | -1619.6458 | 1571.5 | -48.1458 | 105.6542 | 105.6542
results5.txt | 5646 BJAEVERSKOV4400.00 | -0.1538 | -1619.6458 | 1571.5 | -48.1458 | 105.6542 | 105.6542
results5.txt | 5645 BJAEVERSKOV2220.00 | -0.1536 | -1619.6458 | 1571.5 | -48.1458 | 105.4542 | 105.4542
results5.txt | 5657 ISHOJ400 400.00 | -0.1538 | -1619.6458 | 1571.5 | -48.1458 | 105.6542 | 105.6542
results5.txt | 5656 ISHOJ220 220.00 | -0.154 | -1619.6458 | 1571.5 | -48.1458 | 105.8542 | 105.8542
results5.txt | 5660 AVEDOREVERK 400.00 | -0.1539 | -1619.6458 | 1571.5 | -48.1458 | 105.7542 | 105.7542
results5.txt | 5662 ORSTEDSVERKE400.00 | -0.154 | -1619.6458 | 1571.5 | -48.1458 | 105.8542 | 105.8542
results5.txt | 5671 SEGE 400.00 | -0.1443 | -1619.6458 | 1571.5 | -48.1458 | 96.1542 | 96.1542
results5.txt | 5672 ARRIE 400.00 | -0.1443 | -1619.6458 | 1571.5 | -48.1458 | 96.1542 | 96.1542
results5.txt | 5673 KRUSEBERG 400.00 | -0.1443 | -1619.6458 | 1571.5 | -48.1458 | 96.1542 | 96.1542
results5.txt | 5676 WIND FARM 220.00 | -0.1522 | -1619.6458 | 1571.5 | -48.1458 | 104.0542 | 104.0542
results5.txt | 5845 ASNAESVERK 400.00 | -0.1539 | -1619.6458 | 1571.5 | -48.1458 | 105.7542 | 105.7542
results5.txt | 6305 LOVISEHOLM 400.00 | -0.2857 | -1619.6458 | 1571.5 | -48.1458 | 237.5542 | 237.5542
results5.txt | 6306 TROLLHATTAN 400.00 | -0.1885 | -1619.6458 | 1571.5 | -48.1458 | 140.3542 | 140.3542
results5.txt | 6307 KILANDA 400.00 | -0.1626 | -1619.6458 | 1571.5 | -48.1458 | 114.4542 | 114.4542
results5.txt | 6308 HISINGEN 400.00 | -0.1622 | -1619.6458 | 1571.5 | -48.1458 | 114.0542 | 114.0542
results5.txt | 6309 STENKULLEN 400.00 | -0.1687 | -1619.6458 | 1571.5 | -48.1458 | 120.5542 | 120.5542
results5.txt | 6311 LINDOME 400.00 | -0.1654 | -1619.6458 | 1571.5 | -48.1458 | 117.2542 | 117.2542
results5.txt | 6312 RINGHALS 400.00 | -0.158 | -1619.6458 | 1571.5 | -48.1458 | 109.8542 | 109.8542
results5.txt | 6313 STROMMA 400.00 | -0.1623 | -1619.6458 | 1571.5 | -48.1458 | 114.1542 | 114.1542
results5.txt | 6314 TIMMERSDALA 400.00 | -0.1313 | -1619.6458 | 1571.5 | -48.1458 | 83.1542 | 83.1542
results5.txt | 6315 HORRED 400.00 | -0.1558 | -1619.6458 | 1571.5 | -48.1458 | 107.6542 | 107.6542
results5.txt | 6316 UDDEBO 400.00 | -0.1494 | -1619.6458 | 1571.5 | -48.1458 | 101.2542 | 101.2542
results5.txt | 6319 KYNDBYVERKER400.00 | -0.1538 | -1619.6458 | 1571.5 | -48.1458 | 105.6542 | 105.6542
results5.txt | 6324 GORLOSEGARD 400.00 | -0.1534 | -1619.6458 | 1571.5 | -48.1458 | 105.2542 | 105.2542
results5.txt | 6330 GELNTEGARD2 400.00 | -0.1542 | -1619.6458 | 1571.5 | -48.1458 | 106.0542 | 106.0542
results5.txt | 6334 GLENTEGARD 400.00 | -0.1543 | -1619.6458 | 1571.5 | -48.1458 | 106.1542 | 106.1542
results5.txt | 6335 SODERASEN 400.00 | -0.1524 | -1619.6458 | 1571.5 | -48.1458 | 104.2542 | 104.2542
results5.txt | 6337 BARSEBACK 400.00 | -0.1454 | -1619.6458 | 1571.5 | -48.1458 | 97.2542 | 97.2542
results5.txt | 6338 HURVA 400.00 | -0.142 | -1619.6458 | 1571.5 | -48.1458 | 93.8542 | 93.8542
results5.txt | 6341 KOLSTAD 400.00 | -0.1166 | -1619.6458 | 1571.5 | -48.1458 | 68.4542 | 68.4542
results5.txt | 6342 TENHULT 400.00 | -0.1347 | -1619.6458 | 1571.5 | -48.1458 | 86.5542 | 86.5542
results5.txt | 6343 BARKERYD 400.00 | -0.1247 | -1619.6458 | 1571.5 | -48.1458 | 76.5542 | 76.5542
results5.txt | 6345 GLAN 400.00 | -0.1047 | -1619.6458 | 1571.5 | -48.1458 | 56.5542 | 56.5542
results5.txt | 6346 KIMSTAD 400.00 | -0.1058 | -1619.6458 | 1571.5 | -48.1458 | 57.6542 | 57.6542
results5.txt | 6348 OSKARSHAMN 400.00 | -0.1212 | -1619.6458 | 1571.5 | -48.1458 | 73.0542 | 73.0542
results5.txt | 6349 ALVESTA 400.00 | -0.1337 | -1619.6458 | 1571.5 | -48.1458 | 85.5542 | 85.5542
results5.txt | 6350 HEMSJO 400.00 | -0.133 | -1619.6458 | 1571.5 | -48.1458 | 84.8542 | 84.8542
results5.txt | 6351 KARLSHAMN 400.00 | -0.133 | -1619.6458 | 1571.5 | -48.1458 | 84.8542 | 84.8542
results5.txt | 6354 NYBRO 400.00 | -0.1293 | -1619.6458 | 1571.5 | -48.1458 | 81.1542 | 81.1542
results5.txt | 6629 HALDEN 400.00 | -0.3451 | -1619.6458 | 1571.5 | -48.1458 | 296.9542 | 296.9542
results5.txt | 6727 ROD400 400.00 | 0.1023 | -1619.6458 | 1571.5 | -48.1458 | -150.4458 | -150.4458
results5.txt | 6726 ROD300 400.00 | 0.1023 | -1619.6458 | 1571.5 | -48.1458 | -150.4458 | -150.4458
results5.txt | 6728 GRENLAND 400.00 | 0.1021 | -1619.6458 | 1571.5 | -48.1458 | -150.2458 | -150.2458
results5.txt | 6730 BAMBLE400 400.00 | 0.1015 | -1619.6458 | 1571.5 | -48.1458 | -149.6458 | -149.6458
results5.txt | 6729 BAMBLE300 400.00 | 0.1015 | -1619.6458 | 1571.5 | -48.1458 | -149.6458 | -149.6458
results5.txt | 6732 FLESAKER 400.00 | 0.1024 | -1619.6458 | 1571.5 | -48.1458 | -150.5458 | -150.5458
results5.txt | 6734 SYLLING400 400.00 | 0.1005 | -1619.6458 | 1571.5 | -48.1458 | -148.6458 | -148.6458
results5.txt | 6733 SYLLING300 400.00 | 0.1005 | -1619.6458 | 1571.5 | -48.1458 | -148.6458 | -148.6458
results5.txt | 6737 FOLLO 400.00 | 0.105 | -1619.6458 | 1571.5 | -48.1458 | -153.1458 | -153.1458
results5.txt | 6738 TVEITEN 400.00 | 0.1028 | -1619.6458 | 1571.5 | -48.1458 | -150.9458 | -150.9458
results5.txt | 6740 TEGNEBY400 400.00 | 0.1096 | -1619.6458 | 1571.5 | -48.1458 | -157.7458 | -157.7458
results5.txt | 6739 TEGNEBY300 400.00 | 0.1096 | -1619.6458 | 1571.5 | -48.1458 | -157.7458 | -157.7458
results5.txt | 6742 HASLE400 400.00 | 0.1144 | -1619.6458 | 1571.5 | -48.1458 | -162.5458 | -162.5458
results5.txt | 6741 HASLE300 400.00 | 0.1142 | -1619.6458 | 1571.5 | -48.1458 | -162.3458 | -162.3458
results5.txt | 7429 JOINT 220.00 | -0.1523 | -1619.6458 | 1571.5 | -48.1458 | 104.1542 | 104.1542
results5.txt | 1052 BREARED 400.00 | -0.1579 | -1619.6458 | 1571.5 | -48.1458 | 109.7542 | 109.7542
results5.txt | 1053 HÄRADSBO 400.00 | -0.1543 | -1619.6458 | 1571.5 | -48.1458 | 106.1542 | 106.1542
results5.txt | 9012 BAMBLE 400.00 | 0.1019 | -1619.6458 | 1571.5 | -48.1458 | -150.0458 | -150.0458
results5.txt | 9013 HOF 400.00 | 0.1025 | -1619.6458 | 1571.5 | -48.1458 | -150.6458 | -150.6458
results5.txt | 9401 HAGESKRUV 400.00 | -0.1274 | -1619.6458 | 1571.5 | -48.1458 | 79.2542 | 79.2542
results5.txt | 9402 INGELKÄRR 400.00 | -0.1786 | -1619.6458 | 1571.5 | -48.1458 | 130.4542 | 130.4542
results5.txt | 9018 TEGNEBY 301.00 | 0.1047 | -1619.6458 | 1571.5 | -48.1458 | -152.8458 | -152.8458
results6.txt | PTI INTERACTIVE POWER SYSTEM SIMULATOR--PSS(R)E MON, MAY 29 2023 |  | 2226.3176 | 2245 | 18.6824
results6.txt | SENSITIVITY FACTORS ARE CALCULATED WITH AC |  | 2226.3176 | 2245 | 18.6824
results6.txt | SUBSYSTEM 'RESERV' IS USED FOR OPPOSING SYSTEM FOR MW POWER |  | 2226.3176 | 2245 | 18.6824
results6.txt | SENSITIVITY FACTORS OF BRANCH FLOW (MVA) ON 6305 LOVISEHOLM 400.00 TO 6306 TROLLHATTAN 400.00 1 MORE THAN | 0.1 | 2226.3176 | 2245 | 18.6824 | -81.3176 | -81.3176
results6.txt | <--------- BUS NAME --------> |  | 2226.3176 | 2245 | 18.6824
results6.txt | 5624 HERSLEV 400.00 | -0.1502 | 2226.3176 | 2245 | 18.6824 | 168.8824 | 168.8824
results6.txt | 5642 HOVEGARD 400.00 | -0.1501 | 2226.3176 | 2245 | 18.6824 | 168.7824 | 168.7824
results6.txt | 5646 BJAEVERSKOV4400.00 | -0.15 | 2226.3176 | 2245 | 18.6824 | 168.6824 | 168.6824
results6.txt | 5645 BJAEVERSKOV2220.00 | -0.1499 | 2226.3176 | 2245 | 18.6824 | 168.5824 | 168.5824
results6.txt | 5657 ISHOJ400 400.00 | -0.1501 | 2226.3176 | 2245 | 18.6824 | 168.7824 | 168.7824
results6.txt | 5656 ISHOJ220 220.00 | -0.1502 | 2226.3176 | 2245 | 18.6824 | 168.8824 | 168.8824
results6.txt | 5660 AVEDOREVERK 400.00 | -0.1502 | 2226.3176 | 2245 | 18.6824 | 168.8824 | 168.8824
results6.txt | 5662 ORSTEDSVERKE400.00 | -0.1503 | 2226.3176 | 2245 | 18.6824 | 168.9824 | 168.9824
results6.txt | 5671 SEGE 400.00 | -0.1408 | 2226.3176 | 2245 | 18.6824 | 159.4824 | 159.4824
results6.txt | 5672 ARRIE 400.00 | -0.1408 | 2226.3176 | 2245 | 18.6824 | 159.4824 | 159.4824
results6.txt | 5673 KRUSEBERG 400.00 | -0.1408 | 2226.3176 | 2245 | 18.6824 | 159.4824 | 159.4824
results6.txt | 5676 WIND FARM 220.00 | -0.1485 | 2226.3176 | 2245 | 18.6824 | 167.1824 | 167.1824
results6.txt | 5845 ASNAESVERK 400.00 | -0.1501 | 2226.3176 | 2245 | 18.6824 | 168.7824 | 168.7824
results6.txt | 6305 LOVISEHOLM 400.00 | 0.2193 | 2226.3176 | 2245 | 18.6824 | -200.6176 | -200.6176
results6.txt | 6306 TROLLHATTAN 400.00 | -0.184 | 2226.3176 | 2245 | 18.6824 | 202.6824 | 202.6824
results6.txt | 6307 KILANDA 400.00 | -0.1587 | 2226.3176 | 2245 | 18.6824 | 177.3824 | 177.3824
results6.txt | 6308 HISINGEN 400.00 | -0.1583 | 2226.3176 | 2245 | 18.6824 | 176.9824 | 176.9824
results6.txt | 6309 STENKULLEN 400.00 | -0.1646 | 2226.3176 | 2245 | 18.6824 | 183.2824 | 183.2824
results6.txt | 6311 LINDOME 400.00 | -0.1615 | 2226.3176 | 2245 | 18.6824 | 180.1824 | 180.1824
results6.txt | 6312 RINGHALS 400.00 | -0.1542 | 2226.3176 | 2245 | 18.6824 | 172.8824 | 172.8824
results6.txt | 6313 STROMMA 400.00 | -0.1584 | 2226.3176 | 2245 | 18.6824 | 177.0824 | 177.0824
results6.txt | 6314 TIMMERSDALA 400.00 | -0.1282 | 2226.3176 | 2245 | 18.6824 | 146.8824 | 146.8824
results6.txt | 6315 HORRED 400.00 | -0.152 | 2226.3176 | 2245 | 18.6824 | 170.6824 | 170.6824
results6.txt | 6316 UDDEBO 400.00 | -0.1458 | 2226.3176 | 2245 | 18.6824 | 164.4824 | 164.4824
results6.txt | 6319 KYNDBYVERKER400.00 | -0.15 | 2226.3176 | 2245 | 18.6824 | 168.6824 | 168.6824
results6.txt | 6324 GORLOSEGARD 400.00 | -0.1497 | 2226.3176 | 2245 | 18.6824 | 168.3824 | 168.3824
results6.txt | 6330 GELNTEGARD2 400.00 | -0.1505 | 2226.3176 | 2245 | 18.6824 | 169.1824 | 169.1824
results6.txt | 6334 GLENTEGARD 400.00 | -0.1506 | 2226.3176 | 2245 | 18.6824 | 169.2824 | 169.2824
results6.txt | 6335 SODERASEN 400.00 | -0.1487 | 2226.3176 | 2245 | 18.6824 | 167.3824 | 167.3824
results6.txt | 6337 BARSEBACK 400.00 | -0.1419 | 2226.3176 | 2245 | 18.6824 | 160.5824 | 160.5824
results6.txt | 6338 HURVA 400.00 | -0.1386 | 2226.3176 | 2245 | 18.6824 | 157.2824 | 157.2824
results6.txt | 6341 KOLSTAD 400.00 | -0.1138 | 2226.3176 | 2245 | 18.6824 | 132.4824 | 132.4824
results6.txt | 6342 TENHULT 400.00 | -0.1315 | 2226.3176 | 2245 | 18.6824 | 150.1824 | 150.1824
results6.txt | 6343 BARKERYD 400.00 | -0.1217 | 2226.3176 | 2245 | 18.6824 | 140.3824 | 140.3824
results6.txt | 6345 GLAN 400.00 | -0.1022 | 2226.3176 | 2245 | 18.6824 | 120.8824 | 120.8824
results6.txt | 6346 KIMSTAD 400.00 | -0.1032 | 2226.3176 | 2245 | 18.6824 | 121.8824 | 121.8824
results6.txt | 6348 OSKARSHAMN 400.00 | -0.1183 | 2226.3176 | 2245 | 18.6824 | 136.9824 | 136.9824
results6.txt | 6349 ALVESTA 400.00 | -0.1304 | 2226.3176 | 2245 | 18.6824 | 149.0824 | 149.0824
results6.txt | 6350 HEMSJO 400.00 | -0.1298 | 2226.3176 | 2245 | 18.6824 | 148.4824 | 148.4824
results6.txt | 6351 KARLSHAMN 400.00 | -0.1298 | 2226.3176 | 2245 | 18.6824 | 148.4824 | 148.4824
results6.txt | 6354 NYBRO 400.00 | -0.1262 | 2226.3176 | 2245 | 18.6824 | 144.8824 | 144.8824
results6.txt | 6629 HALDEN 400.00 | 0.1481 | 2226.3176 | 2245 | 18.6824 | -129.4176 | -129.4176
results6.txt | 6737 FOLLO 400.00 | 0.1024 | 2226.3176 | 2245 | 18.6824 | -83.7176 | -83.7176
results6.txt | 6738 TVEITEN 400.00 | 0.1003 | 2226.3176 | 2245 | 18.6824 | -81.6176 | -81.6176
results6.txt | 6740 TEGNEBY400 400.00 | 0.107 | 2226.3176 | 2245 | 18.6824 | -88.3176 | -88.3176
results6.txt | 6739 TEGNEBY300 400.00 | 0.1069 | 2226.3176 | 2245 | 18.6824 | -88.2176 | -88.2176
results6.txt | 6742 HASLE400 400.00 | 0.1116 | 2226.3176 | 2245 | 18.6824 | -92.9176 | -92.9176
results6.txt | 6741 HASLE300 400.00 | 0.1114 | 2226.3176 | 2245 | 18.6824 | -92.7176 | -92.7176
results6.txt | 7429 JOINT 220.00 | -0.1486 | 2226.3176 | 2245 | 18.6824 | 167.2824 | 167.2824
results6.txt | 1052 BREARED 400.00 | -0.1541 | 2226.3176 | 2245 | 18.6824 | 172.7824 | 172.7824
results6.txt | 1053 HÄRADSBO 400.00 | -0.1506 | 2226.3176 | 2245 | 18.6824 | 169.2824 | 169.2824
results6.txt | 9013 HOF 400.00 | 0.1001 | 2226.3176 | 2245 | 18.6824 | -81.4176 | -81.4176
results6.txt | 9401 HAGESKRUV 400.00 | -0.1243 | 2226.3176 | 2245 | 18.6824 | 142.9824 | 142.9824
results6.txt | 9402 INGELKÄRR 400.00 | -0.1743 | 2226.3176 | 2245 | 18.6824 | 192.9824 | 192.9824
results6.txt | 9018 TEGNEBY 301.00 | 0.1022 | 2226.3176 | 2245 | 18.6824 | -83.5176 | -83.5176
results7.txt | PTI INTERACTIVE POWER SYSTEM SIMULATOR--PSS(R)E MON, MAY 29 2023 |  | 2226.3176 | 2245 | 18.6824
results7.txt | SENSITIVITY FACTORS ARE CALCULATED WITH AC |  | 2226.3176 | 2245 | 18.6824
results7.txt | SUBSYSTEM 'RESERV' IS USED FOR OPPOSING SYSTEM FOR MW POWER |  | 2226.3176 | 2245 | 18.6824
results7.txt | SENSITIVITY FACTORS OF BRANCH FLOW (MVA) ON 6305 LOVISEHOLM 400.00 TO 6306 TROLLHATTAN 400.00 5 MORE THAN | 0.1 | 2226.3176 | 2245 | 18.6824 | -81.3176 | -81.3176
results7.txt | <--------- BUS NAME --------> |  | 2226.3176 | 2245 | 18.6824
results7.txt | 5624 HERSLEV 400.00 | -0.1502 | 2226.3176 | 2245 | 18.6824 | 168.8824 | 168.8824
results7.txt | 5642 HOVEGARD 400.00 | -0.1501 | 2226.3176 | 2245 | 18.6824 | 168.7824 | 168.7824
results7.txt | 5646 BJAEVERSKOV4400.00 | -0.15 | 2226.3176 | 2245 | 18.6824 | 168.6824 | 168.6824
results7.txt | 5645 BJAEVERSKOV2220.00 | -0.1499 | 2226.3176 | 2245 | 18.6824 | 168.5824 | 168.5824
results7.txt | 5657 ISHOJ400 400.00 | -0.1501 | 2226.3176 | 2245 | 18.6824 | 168.7824 | 168.7824
results7.txt | 5656 ISHOJ220 220.00 | -0.1502 | 2226.3176 | 2245 | 18.6824 | 168.8824 | 168.8824
results7.txt | 5660 AVEDOREVERK 400.00 | -0.1502 | 2226.3176 | 2245 | 18.6824 | 168.8824 | 168.8824
results7.txt | 5662 ORSTEDSVERKE400.00 | -0.1503 | 2226.3176 | 2245 | 18.6824 | 168.9824 | 168.9824
results7.txt | 5671 SEGE 400.00 | -0.1408 | 2226.3176 | 2245 | 18.6824 | 159.4824 | 159.4824
results7.txt | 5672 ARRIE 400.00 | -0.1408 | 2226.3176 | 2245 | 18.6824 | 159.4824 | 159.4824
results7.txt | 5673 KRUSEBERG 400.00 | -0.1408 | 2226.3176 | 2245 | 18.6824 | 159.4824 | 159.4824
results7.txt | 5676 WIND FARM 220.00 | -0.1485 | 2226.3176 | 2245 | 18.6824 | 167.1824 | 167.1824
results7.txt | 5845 ASNAESVERK 400.00 | -0.1501 | 2226.3176 | 2245 | 18.6824 | 168.7824 | 168.7824
results7.txt | 6305 LOVISEHOLM 400.00 | 0.2193 | 2226.3176 | 2245 | 18.6824 | -200.6176 | -200.6176
results7.txt | 6306 TROLLHATTAN 400.00 | -0.184 | 2226.3176 | 2245 | 18.6824 | 202.6824 | 202.6824
results7.txt | 6307 KILANDA 400.00 | -0.1587 | 2226.3176 | 2245 | 18.6824 | 177.3824 | 177.3824
results7.txt | 6308 HISINGEN 400.00 | -0.1583 | 2226.3176 | 2245 | 18.6824 | 176.9824 | 176.9824
results7.txt | 6309 STENKULLEN 400.00 | -0.1646 | 2226.3176 | 2245 | 18.6824 | 183.2824 | 183.2824
results7.txt | 6311 LINDOME 400.00 | -0.1615 | 2226.3176 | 2245 | 18.6824 | 180.1824 | 180.1824
results7.txt | 6312 RINGHALS 400.00 | -0.1542 | 2226.3176 | 2245 | 18.6824 | 172.8824 | 172.8824
results7.txt | 6313 STROMMA 400.00 | -0.1584 | 2226.3176 | 2245 | 18.6824 | 177.0824 | 177.0824
results7.txt | 6314 TIMMERSDALA 400.00 | -0.1282 | 2226.3176 | 2245 | 18.6824 | 146.8824 | 146.8824
results7.txt | 6315 HORRED 400.00 | -0.152 | 2226.3176 | 2245 | 18.6824 | 170.6824 | 170.6824
results7.txt | 6316 UDDEBO 400.00 | -0.1458 | 2226.3176 | 2245 | 18.6824 | 164.4824 | 164.4824
results7.txt | 6319 KYNDBYVERKER400.00 | -0.15 | 2226.3176 | 2245 | 18.6824 | 168.6824 | 168.6824
results7.txt | 6324 GORLOSEGARD 400.00 | -0.1497 | 2226.3176 | 2245 | 18.6824 | 168.3824 | 168.3824
results7.txt | 6330 GELNTEGARD2 400.00 | -0.1505 | 2226.3176 | 2245 | 18.6824 | 169.1824 | 169.1824
results7.txt | 6334 GLENTEGARD 400.00 | -0.1506 | 2226.3176 | 2245 | 18.6824 | 169.2824 | 169.2824
results7.txt | 6335 SODERASEN 400.00 | -0.1487 | 2226.3176 | 2245 | 18.6824 | 167.3824 | 167.3824
results7.txt | 6337 BARSEBACK 400.00 | -0.1419 | 2226.3176 | 2245 | 18.6824 | 160.5824 | 160.5824
results7.txt | 6338 HURVA 400.00 | -0.1386 | 2226.3176 | 2245 | 18.6824 | 157.2824 | 157.2824
results7.txt | 6341 KOLSTAD 400.00 | -0.1138 | 2226.3176 | 2245 | 18.6824 | 132.4824 | 132.4824
results7.txt | 6342 TENHULT 400.00 | -0.1315 | 2226.3176 | 2245 | 18.6824 | 150.1824 | 150.1824
results7.txt | 6343 BARKERYD 400.00 | -0.1217 | 2226.3176 | 2245 | 18.6824 | 140.3824 | 140.3824
results7.txt | 6345 GLAN 400.00 | -0.1022 | 2226.3176 | 2245 | 18.6824 | 120.8824 | 120.8824
results7.txt | 6346 KIMSTAD 400.00 | -0.1032 | 2226.3176 | 2245 | 18.6824 | 121.8824 | 121.8824
results7.txt | 6348 OSKARSHAMN 400.00 | -0.1183 | 2226.3176 | 2245 | 18.6824 | 136.9824 | 136.9824
results7.txt | 6349 ALVESTA 400.00 | -0.1304 | 2226.3176 | 2245 | 18.6824 | 149.0824 | 149.0824
results7.txt | 6350 HEMSJO 400.00 | -0.1298 | 2226.3176 | 2245 | 18.6824 | 148.4824 | 148.4824
results7.txt | 6351 KARLSHAMN 400.00 | -0.1298 | 2226.3176 | 2245 | 18.6824 | 148.4824 | 148.4824
results7.txt | 6354 NYBRO 400.00 | -0.1262 | 2226.3176 | 2245 | 18.6824 | 144.8824 | 144.8824
results7.txt | 6629 HALDEN 400.00 | 0.1481 | 2226.3176 | 2245 | 18.6824 | -129.4176 | -129.4176
results7.txt | 6737 FOLLO 400.00 | 0.1024 | 2226.3176 | 2245 | 18.6824 | -83.7176 | -83.7176
results7.txt | 6738 TVEITEN 400.00 | 0.1003 | 2226.3176 | 2245 | 18.6824 | -81.6176 | -81.6176
results7.txt | 6740 TEGNEBY400 400.00 | 0.107 | 2226.3176 | 2245 | 18.6824 | -88.3176 | -88.3176
results7.txt | 6739 TEGNEBY300 400.00 | 0.1069 | 2226.3176 | 2245 | 18.6824 | -88.2176 | -88.2176
results7.txt | 6742 HASLE400 400.00 | 0.1116 | 2226.3176 | 2245 | 18.6824 | -92.9176 | -92.9176
results7.txt | 6741 HASLE300 400.00 | 0.1114 | 2226.3176 | 2245 | 18.6824 | -92.7176 | -92.7176
results7.txt | 7429 JOINT 220.00 | -0.1486 | 2226.3176 | 2245 | 18.6824 | 167.2824 | 167.2824
results7.txt | 1052 BREARED 400.00 | -0.1541 | 2226.3176 | 2245 | 18.6824 | 172.7824 | 172.7824
results7.txt | 1053 HÄRADSBO 400.00 | -0.1506 | 2226.3176 | 2245 | 18.6824 | 169.2824 | 169.2824
results7.txt | 9013 HOF 400.00 | 0.1001 | 2226.3176 | 2245 | 18.6824 | -81.4176 | -81.4176
results7.txt | 9401 HAGESKRUV 400.00 | -0.1243 | 2226.3176 | 2245 | 18.6824 | 142.9824 | 142.9824
results7.txt | 9402 INGELKÄRR 400.00 | -0.1743 | 2226.3176 | 2245 | 18.6824 | 192.9824 | 192.9824
results7.txt | 9018 TEGNEBY 301.00 | 0.1022 | 2226.3176 | 2245 | 18.6824 | -83.5176 | -83.5176
results8.txt | PTI INTERACTIVE POWER SYSTEM SIMULATOR--PSS(R)E MON, MAY 29 2023 |  | -717.9569 | 746 | 28.0432
results8.txt | SENSITIVITY FACTORS ARE CALCULATED WITH AC |  | -717.9569 | 746 | 28.0432
results8.txt | SUBSYSTEM 'RESERV' IS USED FOR OPPOSING SYSTEM FOR MW POWER |  | -717.9569 | 746 | 28.0432
results8.txt | SENSITIVITY FACTORS OF BRANCH FLOW (MVA) ON 6694 FORRE 400.00 TO 6697 LYSE300 400.00 4 MORE THAN | 0.1 | -717.9569 | 746 | 28.0432 | -71.9569 | -71.9569
results8.txt | <--------- BUS NAME --------> |  | -717.9569 | 746 | 28.0432
results8.txt | 6694 FORRE 400.00 | -0.5977 | -717.9569 | 746 | 28.0432 | 625.7431 | 625.7431
results8.txt | 6698 LYSE400 400.00 | 0.1323 | -717.9569 | 746 | 28.0432 | -104.2569 | -104.2569
results8.txt | 6697 LYSE300 400.00 | 0.1339 | -717.9569 | 746 | 28.0432 | -105.8569 | -105.8569
results8.txt | 6699 DUGE 301.00 | 0.1 | -717.9569 | 746 | 28.0432 | -71.9569 | -71.9569
results8.txt | 6700 TJORHOM 400.00 | 0.1335 | -717.9569 | 746 | 28.0432 | -105.4569 | -105.4569
results8.txt | 9020 LYSE 301.00 | 0.1055 | -717.9569 | 746 | 28.0432 | -77.4569 | -77.4569
results9.txt | PTI INTERACTIVE POWER SYSTEM SIMULATOR--PSS(R)E MON, MAY 29 2023 |  | 2143.8774 | 2245 | 101.1223
results9.txt | SENSITIVITY FACTORS ARE CALCULATED WITH AC |  | 2143.8774 | 2245 | 101.1223
results9.txt | SUBSYSTEM 'RESERV' IS USED FOR OPPOSING SYSTEM FOR MW POWER |  | 2143.8774 | 2245 | 101.1223
results9.txt | SENSITIVITY FACTORS OF BRANCH FLOW (MVA) ON 6741 HASLE300 400.00 TO 6742 HASLE400 400.00 3 MORE THAN | 0.1 | 2143.8774 | 2245 | 101.1223 | 1.1226 | 1.1226
results9.txt | <--------- BUS NAME --------> |  | 2143.8774 | 2245 | 101.1223
results9.txt | 6737 FOLLO 400.00 | 0.104 | 2143.8774 | 2245 | 101.1223 | -2.8774 | -2.8774
results9.txt | 6740 TEGNEBY400 400.00 | 0.1122 | 2143.8774 | 2245 | 101.1223 | -11.0774 | -11.0774
results9.txt | 6739 TEGNEBY300 400.00 | 0.1206 | 2143.8774 | 2245 | 101.1223 | -19.4774 | -19.4774
results9.txt | 6741 HASLE300 400.00 | 0.4137 | 2143.8774 | 2245 | 101.1223 | -312.5774 | -312.5774
results9.txt | 9018 TEGNEBY 301.00 | 0.1097 | 2143.8774 | 2245 | 101.1223 | -8.5774 | -8.5774
results10.txt | PTI INTERACTIVE POWER SYSTEM SIMULATOR--PSS(R)E MON, MAY 29 2023 |  | 2143.8774 | 2245 | 101.1223
results10.txt | SENSITIVITY FACTORS ARE CALCULATED WITH AC |  | 2143.8774 | 2245 | 101.1223
results10.txt | SUBSYSTEM 'RESERV' IS USED FOR OPPOSING SYSTEM FOR MW POWER |  | 2143.8774 | 2245 | 101.1223
results10.txt | SENSITIVITY FACTORS OF BRANCH FLOW (MVA) ON 6741 HASLE300 400.00 TO 6742 HASLE400 400.00 6 MORE THAN | 0.1 | 2143.8774 | 2245 | 101.1223 | 1.1226 | 1.1226
results10.txt | <--------- BUS NAME --------> |  | 2143.8774 | 2245 | 101.1223
results10.txt | 6737 FOLLO 400.00 | 0.104 | 2143.8774 | 2245 | 101.1223 | -2.8774 | -2.8774
results10.txt | 6740 TEGNEBY400 400.00 | 0.1122 | 2143.8774 | 2245 | 101.1223 | -11.0774 | -11.0774
results10.txt | 6739 TEGNEBY300 400.00 | 0.1206 | 2143.8774 | 2245 | 101.1223 | -19.4774 | -19.4774
results10.txt | 6741 HASLE300 400.00 | 0.4137 | 2143.8774 | 2245 | 101.1223 | -312.5774 | -312.5774
results10.txt | 9018 TEGNEBY 301.00 | 0.1097 | 2143.8774 | 2245 | 101.1223 | -8.5774 | -8.5774
results11.txt | PTI INTERACTIVE POWER SYSTEM SIMULATOR--PSS(R)E MON, MAY 29 2023 |  | 1450.6555 | 1571.5 | 120.8445
results11.txt | SENSITIVITY FACTORS ARE CALCULATED WITH AC |  | 1450.6555 | 1571.5 | 120.8445
results11.txt | SUBSYSTEM 'RESERV' IS USED FOR OPPOSING SYSTEM FOR MW POWER |  | 1450.6555 | 1571.5 | 120.8445
results11.txt | SENSITIVITY FACTORS OF BRANCH FLOW (MVA) ON 6316 UDDEBO 400.00 TO 6342 TENHULT 400.00 2 MORE THAN | 0.1 | 1450.6555 | 1571.5 | 120.8445 | 20.8445 | 20.8445
results11.txt | <--------- BUS NAME --------> |  | 1450.6555 | 1571.5 | 120.8445
results11.txt | 6305 LOVISEHOLM 400.00 | 0.1108 | 1450.6555 | 1571.5 | 120.8445 | 10.0445 | 10.0445
results11.txt | 6306 TROLLHATTAN 400.00 | 0.1374 | 1450.6555 | 1571.5 | 120.8445 | -16.5555 | -16.5555
results11.txt | 6307 KILANDA 400.00 | 0.1582 | 1450.6555 | 1571.5 | 120.8445 | -37.3555 | -37.3555
results11.txt | 6308 HISINGEN 400.00 | 0.1574 | 1450.6555 | 1571.5 | 120.8445 | -36.5555 | -36.5555
results11.txt | 6309 STENKULLEN 400.00 | 0.155 | 1450.6555 | 1571.5 | 120.8445 | -34.1555 | -34.1555
results11.txt | 6311 LINDOME 400.00 | 0.1739 | 1450.6555 | 1571.5 | 120.8445 | -53.0555 | -53.0555
results11.txt | 6312 RINGHALS 400.00 | 0.2256 | 1450.6555 | 1571.5 | 120.8445 | -104.7555 | -104.7555
results11.txt | 6313 STROMMA 400.00 | 0.1893 | 1450.6555 | 1571.5 | 120.8445 | -68.4555 | -68.4555
results11.txt | 6315 HORRED 400.00 | 0.2595 | 1450.6555 | 1571.5 | 120.8445 | -138.6555 | -138.6555
results11.txt | 6316 UDDEBO 400.00 | 0.3812 | 1450.6555 | 1571.5 | 120.8445 | -260.3555 | -260.3555
results11.txt | 6341 KOLSTAD 400.00 | -0.2415 | 1450.6555 | 1571.5 | 120.8445 | 362.3445 | 362.3445
results11.txt | 6342 TENHULT 400.00 | -0.3934 | 1450.6555 | 1571.5 | 120.8445 | 514.2445 | 514.2445
results11.txt | 6343 BARKERYD 400.00 | -0.3086 | 1450.6555 | 1571.5 | 120.8445 | 429.4445 | 429.4445
results11.txt | 6345 GLAN 400.00 | -0.1461 | 1450.6555 | 1571.5 | 120.8445 | 266.9445 | 266.9445
results11.txt | 6346 KIMSTAD 400.00 | -0.135 | 1450.6555 | 1571.5 | 120.8445 | 255.8445 | 255.8445
results11.txt | 6348 OSKARSHAMN 400.00 | -0.148 | 1450.6555 | 1571.5 | 120.8445 | 268.8445 | 268.8445
results11.txt | 6349 ALVESTA 400.00 | -0.1833 | 1450.6555 | 1571.5 | 120.8445 | 304.1445 | 304.1445
results11.txt | 6350 HEMSJO 400.00 | -0.1383 | 1450.6555 | 1571.5 | 120.8445 | 259.1445 | 259.1445
results11.txt | 6351 KARLSHAMN 400.00 | -0.1383 | 1450.6555 | 1571.5 | 120.8445 | 259.1445 | 259.1445
results11.txt | 6354 NYBRO 400.00 | -0.1424 | 1450.6555 | 1571.5 | 120.8445 | 263.2445 | 263.2445
results11.txt | 6600 AKER 400.00 | -0.1089 | 1450.6555 | 1571.5 | 120.8445 | 229.7445 | 229.7445
results11.txt | 6642 OSTANSJO 400.00 | -0.1013 | 1450.6555 | 1571.5 | 120.8445 | 222.1445 | 222.1445
results11.txt | 6646 HEDENLUNDA 400.00 | -0.1257 | 1450.6555 | 1571.5 | 120.8445 | 246.5445 | 246.5445
results11.txt | 1052 BREARED 400.00 | 0.1326 | 1450.6555 | 1571.5 | 120.8445 | -11.7555 | -11.7555
results11.txt | 1053 HÄRADSBO 400.00 | 0.1678 | 1450.6555 | 1571.5 | 120.8445 | -46.9555 | -46.9555
results11.txt | 9401 HAGESKRUV 400.00 | -0.1655 | 1450.6555 | 1571.5 | 120.8445 | 286.3445 | 286.3445
results11.txt | 9402 INGELKÄRR 400.00 | 0.1461 | 1450.6555 | 1571.5 | 120.8445 | -25.2555 | -25.2555
results12.txt | PTI INTERACTIVE POWER SYSTEM SIMULATOR--PSS(R)E MON, MAY 29 2023 |  | 1413.0608 | 1571.5 | 158.4391
results12.txt | SENSITIVITY FACTORS ARE CALCULATED WITH AC |  | 1413.0608 | 1571.5 | 158.4391
results12.txt | SUBSYSTEM 'RESERV' IS USED FOR OPPOSING SYSTEM FOR MW POWER |  | 1413.0608 | 1571.5 | 158.4391
results12.txt | SENSITIVITY FACTORS OF BRANCH FLOW (MVA) ON 6658 LEIRDOLA 400.00 TO 6660 FARDAL300 400.00 3 MORE THAN | 0.1 | 1413.0608 | 1571.5 | 158.4391 | 58.4392 | 58.4392
results12.txt | <--------- BUS NAME --------> |  | 1413.0608 | 1571.5 | 158.4391
results12.txt | 6657 JOSTEDAL 400.00 | 0.9997 | 1413.0608 | 1571.5 | 158.4391 | -841.2608 | -841.2608
results12.txt | 6658 LEIRDOLA 400.00 | 1.0012 | 1413.0608 | 1571.5 | 158.4391 | -842.7608 | -842.7608
results12.txt | 6666 SKAGEN-FOTUN400.00 | 0.9934 | 1413.0608 | 1571.5 | 158.4391 | -834.9608 | -834.9608
results13.txt | PTI INTERACTIVE POWER SYSTEM SIMULATOR--PSS(R)E MON, MAY 29 2023 |  | 2063.7981 | 2245 | 181.2017
results13.txt | SENSITIVITY FACTORS ARE CALCULATED WITH AC |  | 2063.7981 | 2245 | 181.2017
results13.txt | SUBSYSTEM 'RESERV' IS USED FOR OPPOSING SYSTEM FOR MW POWER |  | 2063.7981 | 2245 | 181.2017
results13.txt | SENSITIVITY FACTORS OF BRANCH FLOW (MVA) ON 6838 RAMSELE 400.00 TO 6839 KILFORSEN 400.00 3 MORE THAN | 0.1 | 2063.7981 | 2245 | 181.2017 | 81.2019 | 81.2019
results13.txt | <--------- BUS NAME --------> |  | 2063.7981 | 2245 | 181.2017
results13.txt | 6580 SODERALA 220.00 | -0.1748 | 2063.7981 | 2245 | 181.2017 | 356.0019 | 356.0019
results13.txt | 6581 ANGSBERG 400.00 | -0.1703 | 2063.7981 | 2245 | 181.2017 | 351.5019 | 351.5019
results13.txt | 6583 STACKBO400 400.00 | -0.171 | 2063.7981 | 2245 | 181.2017 | 352.2019 | 352.2019
results13.txt | 6582 STACKBO220 220.00 | -0.1717 | 2063.7981 | 2245 | 181.2017 | 352.9019 | 352.9019
results13.txt | 6584 VALBO 220.00 | -0.1723 | 2063.7981 | 2245 | 181.2017 | 353.5019 | 353.5019
results13.txt | 6585 FINNBOLEHVDC400.00 | -0.1701 | 2063.7981 | 2245 | 181.2017 | 351.3019 | 351.3019
results13.txt | 6586 FINNBOLEHVDC400.00 | -0.1699 | 2063.7981 | 2245 | 181.2017 | 351.1019 | 351.1019
results13.txt | 6588 UNTRA 220.00 | -0.1732 | 2063.7981 | 2245 | 181.2017 | 354.4019 | 354.4019
results13.txt | 6589 DANNEBO 400.00 | -0.1651 | 2063.7981 | 2245 | 181.2017 | 346.3019 | 346.3019
results13.txt | 6591 FORSMARK 400.00 | -0.1647 | 2063.7981 | 2245 | 181.2017 | 345.9019 | 345.9019
results13.txt | 6592 STARFORS 220.00 | -0.1832 | 2063.7981 | 2245 | 181.2017 | 364.4019 | 364.4019
results13.txt | 6594 HAMRA400 400.00 | -0.1616 | 2063.7981 | 2245 | 181.2017 | 342.8019 | 342.8019
results13.txt | 6593 HAMRA220 220.00 | -0.1608 | 2063.7981 | 2245 | 181.2017 | 342.0019 | 342.0019
results13.txt | 6595 BREDAKER 220.00 | -0.1697 | 2063.7981 | 2245 | 181.2017 | 350.9019 | 350.9019
results13.txt | 6597 TUNA400 400.00 | -0.1661 | 2063.7981 | 2245 | 181.2017 | 347.3019 | 347.3019
results13.txt | 6596 TUNA220 220.00 | -0.169 | 2063.7981 | 2245 | 181.2017 | 350.2019 | 350.2019
results13.txt | 6598 BOLANDERNA 220.00 | -0.1682 | 2063.7981 | 2245 | 181.2017 | 349.4019 | 349.4019
results13.txt | 6599 PLENNINGE 220.00 | -0.1678 | 2063.7981 | 2245 | 181.2017 | 349.0019 | 349.0019
results13.txt | 6600 AKER 400.00 | -0.1289 | 2063.7981 | 2245 | 181.2017 | 310.1019 | 310.1019
results13.txt | 6602 KOLBOTTEN400400.00 | -0.1571 | 2063.7981 | 2245 | 181.2017 | 338.3019 | 338.3019
results13.txt | 6601 KOLBOTTEN220220.00 | -0.1598 | 2063.7981 | 2245 | 181.2017 | 341.0019 | 341.0019
results13.txt | 6603 ODENSALA 400.00 | -0.164 | 2063.7981 | 2245 | 181.2017 | 345.2019 | 345.2019
results13.txt | 6605 STOCKHOLM400400.00 | -0.1642 | 2063.7981 | 2245 | 181.2017 | 345.4019 | 345.4019
results13.txt | 6604 STOCKHOLM220220.00 | -0.1603 | 2063.7981 | 2245 | 181.2017 | 341.5019 | 341.5019
results13.txt | 6606 HALL 400.00 | -0.1524 | 2063.7981 | 2245 | 181.2017 | 333.6019 | 333.6019
results13.txt | 6608 EKUDDEN400 400.00 | -0.1529 | 2063.7981 | 2245 | 181.2017 | 334.1019 | 334.1019
results13.txt | 6607 EKUDDEN220 220.00 | -0.1593 | 2063.7981 | 2245 | 181.2017 | 340.5019 | 340.5019
results13.txt | 6609 SOLBERGA 220.00 | -0.1594 | 2063.7981 | 2245 | 181.2017 | 340.6019 | 340.6019
results13.txt | 6610 GRASKA 220.00 | -0.1703 | 2063.7981 | 2245 | 181.2017 | 351.5019 | 351.5019
results13.txt | 6611 HALLSTAVIK 220.00 | -0.1703 | 2063.7981 | 2245 | 181.2017 | 351.5019 | 351.5019
results13.txt | 6613 MALSTA 220.00 | -0.1708 | 2063.7981 | 2245 | 181.2017 | 352.0019 | 352.0019
results13.txt | 6614 VALLENTUNA 220.00 | -0.1611 | 2063.7981 | 2245 | 181.2017 | 342.3019 | 342.3019
results13.txt | 6630 BORGVIK 400.00 | 0.1256 | 2063.7981 | 2245 | 181.2017 | 55.6019 | 55.6019
results13.txt | 6633 DÖNJE 220.00 | -0.1766 | 2063.7981 | 2245 | 181.2017 | 357.8019 | 357.8019
results13.txt | 6634 OCKELBO 220.00 | -0.1814 | 2063.7981 | 2245 | 181.2017 | 362.6019 | 362.6019
results13.txt | 6635 HOFORS 220.00 | -0.1882 | 2063.7981 | 2245 | 181.2017 | 369.4019 | 369.4019
results13.txt | 6636 HORNDAL 220.00 | -0.1803 | 2063.7981 | 2245 | 181.2017 | 361.5019 | 361.5019
results13.txt | 6643 FINNSLATTEN 220.00 | -0.1245 | 2063.7981 | 2245 | 181.2017 | 305.7019 | 305.7019
results13.txt | 6644 HIMMETA 220.00 | -0.1019 | 2063.7981 | 2245 | 181.2017 | 283.1019 | 283.1019
results13.txt | 6645 AROSVERKET 220.00 | -0.102 | 2063.7981 | 2245 | 181.2017 | 283.2019 | 283.2019
results13.txt | 6646 HEDENLUNDA 400.00 | -0.1048 | 2063.7981 | 2245 | 181.2017 | 286.0019 | 286.0019
results13.txt | 6712 OVREVINSTRA 400.00 | 0.1044 | 2063.7981 | 2245 | 181.2017 | 76.8019 | 76.8019
results13.txt | 6791 TRATTBERGET 220.00 | -0.1056 | 2063.7981 | 2245 | 181.2017 | 286.8019 | 286.8019
results13.txt | 6792 HÄLLBY 220.00 | -0.1056 | 2063.7981 | 2245 | 181.2017 | 286.8019 | 286.8019
results13.txt | 6793 DEGERFORSEN 220.00 | -0.1028 | 2063.7981 | 2245 | 181.2017 | 284.0019 | 284.0019
results13.txt | 6794 GUSELE 220.00 | -0.1058 | 2063.7981 | 2245 | 181.2017 | 287.0019 | 287.0019
results13.txt | 6796 BETÅSEN400 400.00 | -0.2599 | 2063.7981 | 2245 | 181.2017 | 441.1019 | 441.1019
results13.txt | 6795 BETÅSEN220 220.00 | -0.1356 | 2063.7981 | 2245 | 181.2017 | 316.8019 | 316.8019
results13.txt | 6802 HJÄLTA 400.00 | -0.2129 | 2063.7981 | 2245 | 181.2017 | 394.1019 | 394.1019
results13.txt | 6803 MOLIDEN 400.00 | -0.1616 | 2063.7981 | 2245 | 181.2017 | 342.8019 | 342.8019
results13.txt | 6805 NYSATER 400.00 | -0.2124 | 2063.7981 | 2245 | 181.2017 | 393.6019 | 393.6019
results13.txt | 6807 BANDSJO 400.00 | -0.2124 | 2063.7981 | 2245 | 181.2017 | 393.6019 | 393.6019
results13.txt | 6809 STORNORRFORS400.00 | -0.1567 | 2063.7981 | 2245 | 181.2017 | 337.9019 | 337.9019
results13.txt | 6812 OGNDAL 400.00 | 0.1203 | 2063.7981 | 2245 | 181.2017 | 60.9019 | 60.9019
results13.txt | 6814 VERDAL400 400.00 | 0.1236 | 2063.7981 | 2245 | 181.2017 | 57.6019 | 57.6019
results13.txt | 6813 VERDAL300 400.00 | 0.1236 | 2063.7981 | 2245 | 181.2017 | 57.6019 | 57.6019
results13.txt | 6815 HÖGÅSEN 400.00 | 0.1761 | 2063.7981 | 2245 | 181.2017 | 5.1019 | 5.1019
results13.txt | 6816 JUVLEN 220.00 | 0.1849 | 2063.7981 | 2245 | 181.2017 | -3.6981 | -3.6981
results13.txt | 6817 STENSJÖN 220.00 | 0.183 | 2063.7981 | 2245 | 181.2017 | -1.7981 | -1.7981
results13.txt | 6818 OLDEN 220.00 | 0.1831 | 2063.7981 | 2245 | 181.2017 | -1.8981 | -1.8981
results13.txt | 6820 JÄRPSTR400 400.00 | 0.1902 | 2063.7981 | 2245 | 181.2017 | -8.9981 | -8.9981
results13.txt | 6819 JÄRPSTR220 220.00 | 0.187 | 2063.7981 | 2245 | 181.2017 | -5.7981 | -5.7981
results13.txt | 6821 MÖRSIL 220.00 | 0.185 | 2063.7981 | 2245 | 181.2017 | -3.7981 | -3.7981
results13.txt | 6822 SÄLLSJÖ 220.00 | 0.1846 | 2063.7981 | 2245 | 181.2017 | -3.3981 | -3.3981
results13.txt | 6826 KATTSTRUPEF 220.00 | 0.1793 | 2063.7981 | 2245 | 181.2017 | 1.9019 | 1.9019
results13.txt | 6828 MIDSKOG400 400.00 | 0.2253 | 2063.7981 | 2245 | 181.2017 | -44.0981 | -44.0981
results13.txt | 6827 MIDSKOG220 220.00 | 0.1808 | 2063.7981 | 2245 | 181.2017 | 0.4019 | 0.4019
results13.txt | 6829 HAVSNÄS 220.00 | -0.1001 | 2063.7981 | 2245 | 181.2017 | 281.3019 | 281.3019
results13.txt | 6830 STORFINNSF 400.00 | 0.2245 | 2063.7981 | 2245 | 181.2017 | -43.2981 | -43.2981
results13.txt | 6831 LÅNGBJÖRN220220.00 | -0.1015 | 2063.7981 | 2245 | 181.2017 | 282.7019 | 282.7019
results13.txt | 6833 LASELE 220.00 | -0.1145 | 2063.7981 | 2245 | 181.2017 | 295.7019 | 295.7019
results13.txt | 6834 STUGUN 220.00 | 0.1499 | 2063.7981 | 2245 | 181.2017 | 31.3019 | 31.3019
results13.txt | 6835 NÄVEREDE 220.00 | 0.164 | 2063.7981 | 2245 | 181.2017 | 17.2019 | 17.2019
results13.txt | 6836 GAMMALÄNGE 220.00 | 0.1295 | 2063.7981 | 2245 | 181.2017 | 51.7019 | 51.7019
results13.txt | 6837 KRÅNGEDE 220.00 | 0.1296 | 2063.7981 | 2245 | 181.2017 | 51.6019 | 51.6019
results13.txt | 6872 AURA2300 400.00 | 0.1164 | 2063.7981 | 2245 | 181.2017 | 64.8019 | 64.8019
results13.txt | 6838 RAMSELE 400.00 | 0.4306 | 2063.7981 | 2245 | 181.2017 | -249.3981 | -249.3981
results13.txt | 6839 KILFORSEN 400.00 | -0.2926 | 2063.7981 | 2245 | 181.2017 | 473.8019 | 473.8019
results13.txt | 6840 SVARTHÅLSF 220.00 | 0.1203 | 2063.7981 | 2245 | 181.2017 | 60.9019 | 60.9019
results13.txt | 6843 RATANSKV400 400.00 | 0.1682 | 2063.7981 | 2245 | 181.2017 | 13.0019 | 13.0019
results13.txt | 6844 RATAN 400.00 | 0.1732 | 2063.7981 | 2245 | 181.2017 | 8.0019 | 8.0019
results13.txt | 6847 BRACKE 220.00 | 0.1303 | 2063.7981 | 2245 | 181.2017 | 50.9019 | 50.9019
results13.txt | 6850 MORTTJARNB 220.00 | 0.1303 | 2063.7981 | 2245 | 181.2017 | 50.9019 | 50.9019
results13.txt | 6854 LJUSDAL 220.00 | -0.1791 | 2063.7981 | 2245 | 181.2017 | 360.3019 | 360.3019
results13.txt | 6855 FRAERNA 400.00 | 0.1151 | 2063.7981 | 2245 | 181.2017 | 66.1019 | 66.1019
results13.txt | 6856 ORSKOG 400.00 | 0.1093 | 2063.7981 | 2245 | 181.2017 | 71.9019 | 71.9019
results13.txt | 6857 ORSTA 400.00 | 0.1049 | 2063.7981 | 2245 | 181.2017 | 76.3019 | 76.3019
results13.txt | 6858 ISTAD 400.00 | 0.1151 | 2063.7981 | 2245 | 181.2017 | 66.1019 | 66.1019
results13.txt | 6859 AURA1 400.00 | 0.1161 | 2063.7981 | 2245 | 181.2017 | 65.1019 | 65.1019
results13.txt | 6860 GRYTTEN 400.00 | 0.1133 | 2063.7981 | 2245 | 181.2017 | 67.9019 | 67.9019
results13.txt | 6861 SNILLDAL 400.00 | 0.1181 | 2063.7981 | 2245 | 181.2017 | 63.1019 | 63.1019
results13.txt | 6862 SURNA 400.00 | 0.1193 | 2063.7981 | 2245 | 181.2017 | 61.9019 | 61.9019
results13.txt | 6863 HOFSTAD 400.00 | 0.1143 | 2063.7981 | 2245 | 181.2017 | 66.9019 | 66.9019
results13.txt | 6864 ÅFJORD 400.00 | 0.1161 | 2063.7981 | 2245 | 181.2017 | 65.1019 | 65.1019
results13.txt | 6866 ORKDAL400 400.00 | 0.1279 | 2063.7981 | 2245 | 181.2017 | 53.3019 | 53.3019
results13.txt | 6865 ORKDAL300 400.00 | 0.1279 | 2063.7981 | 2245 | 181.2017 | 53.3019 | 53.3019
results13.txt | 6867 STRINDA 400.00 | 0.1321 | 2063.7981 | 2245 | 181.2017 | 49.1019 | 49.1019
results13.txt | 6869 KLAEBU400 400.00 | 0.133 | 2063.7981 | 2245 | 181.2017 | 48.2019 | 48.2019
results13.txt | 6868 KLAEBU300 400.00 | 0.133 | 2063.7981 | 2245 | 181.2017 | 48.2019 | 48.2019
results13.txt | 6871 EIDUM400 400.00 | 0.1301 | 2063.7981 | 2245 | 181.2017 | 51.1019 | 51.1019
results13.txt | 6870 EIDUM300 400.00 | 0.1301 | 2063.7981 | 2245 | 181.2017 | 51.1019 | 51.1019
results13.txt | 6874 VÅGÅMO 400.00 | 0.1092 | 2063.7981 | 2245 | 181.2017 | 72.0019 | 72.0019
results13.txt | 6924 JUKTAN/BLAIK400.00 | 0.2021 | 2063.7981 | 2245 | 181.2017 | -20.8981 | -20.8981
results13.txt | 6926 GRUNDFORS400400.00 | 0.2018 | 2063.7981 | 2245 | 181.2017 | -20.5981 | -20.5981
results13.txt | 6925 GRUNDFORS220220.00 | 0.1881 | 2063.7981 | 2245 | 181.2017 | -6.8981 | -6.8981
results13.txt | 6927 STENKULLAFOR220.00 | -0.1052 | 2063.7981 | 2245 | 181.2017 | 286.4019 | 286.4019
results13.txt | 6928 ÅSELE 220.00 | -0.1051 | 2063.7981 | 2245 | 181.2017 | 286.3019 | 286.3019
results13.txt | 6929 TUGGEN 400.00 | -0.146 | 2063.7981 | 2245 | 181.2017 | 327.2019 | 327.2019
results13.txt | 6932 VAGFORS 400.00 | -0.1154 | 2063.7981 | 2245 | 181.2017 | 296.6019 | 296.6019
results13.txt | 6934 NEDRERÖS220 220.00 | 0.1089 | 2063.7981 | 2245 | 181.2017 | 72.3019 | 72.3019
results13.txt | 6938 NAMSOS 400.00 | 0.1122 | 2063.7981 | 2245 | 181.2017 | 69.0019 | 69.0019
results13.txt | 6939 KOLSVIK 400.00 | 0.1039 | 2063.7981 | 2245 | 181.2017 | 77.3019 | 77.3019
results13.txt | 6940 NAMSKOGEN 400.00 | 0.1041 | 2063.7981 | 2245 | 181.2017 | 77.1019 | 77.1019
results13.txt | 6942 TUNNSJO400 400.00 | 0.106 | 2063.7981 | 2245 | 181.2017 | 75.2019 | 75.2019
results13.txt | 6941 TUNNSJO300 400.00 | 0.106 | 2063.7981 | 2245 | 181.2017 | 75.2019 | 75.2019
results13.txt | 6945 GEJMÅN 220.00 | 0.1334 | 2063.7981 | 2245 | 181.2017 | 47.8019 | 47.8019
results13.txt | 6946 AJAURE 220.00 | 0.1503 | 2063.7981 | 2245 | 181.2017 | 30.9019 | 30.9019
results13.txt | 6947 GARDIKFORS 220.00 | 0.1623 | 2063.7981 | 2245 | 181.2017 | 18.9019 | 18.9019
results13.txt | 7061 NEA 400.00 | 0.1565 | 2063.7981 | 2245 | 181.2017 | 24.7019 | 24.7019
results13.txt | 8830 JOINT 220.00 | -0.1028 | 2063.7981 | 2245 | 181.2017 | 284.0019 | 284.0019
results13.txt | 8861 JOINT 400.00 | -0.1599 | 2063.7981 | 2245 | 181.2017 | 341.1019 | 341.1019
results13.txt | 8750 JOINT 220.00 | 0.1205 | 2063.7981 | 2245 | 181.2017 | 60.7019 | 60.7019
results13.txt | 8817 JOINT 220.00 | -0.1052 | 2063.7981 | 2245 | 181.2017 | 286.4019 | 286.4019
results13.txt | 8411 JOINT 220.00 | 0.1837 | 2063.7981 | 2245 | 181.2017 | -2.4981 | -2.4981
results13.txt | 7799 JOINT 220.00 | 0.1336 | 2063.7981 | 2245 | 181.2017 | 47.6019 | 47.6019
results13.txt | 8643 JOINT 220.00 | 0.1624 | 2063.7981 | 2245 | 181.2017 | 18.8019 | 18.8019
results13.txt | 8857 JOINT 220.00 | 0.1851 | 2063.7981 | 2245 | 181.2017 | -3.8981 | -3.8981
results13.txt | 8504 JOINT 220.00 | -0.1002 | 2063.7981 | 2245 | 181.2017 | 281.4019 | 281.4019
results13.txt | 8682 JOINT 220.00 | 0.15 | 2063.7981 | 2245 | 181.2017 | 31.2019 | 31.2019
results13.txt | 8845 JOINT 220.00 | -0.1072 | 2063.7981 | 2245 | 181.2017 | 288.4019 | 288.4019
results13.txt | 8812 JOINT 220.00 | 0.1803 | 2063.7981 | 2245 | 181.2017 | 0.9019 | 0.9019
results13.txt | 8258 JOINT 220.00 | 0.1641 | 2063.7981 | 2245 | 181.2017 | 17.1019 | 17.1019
results13.txt | 1051 SUBSTATION 400.00 | -0.1647 | 2063.7981 | 2245 | 181.2017 | 345.9019 | 345.9019
results13.txt | 9007 TJELDBERGO 400.00 | 0.1189 | 2063.7981 | 2245 | 181.2017 | 62.3019 | 62.3019
results13.txt | 9008 SYLKKYVELN 400.00 | 0.1074 | 2063.7981 | 2245 | 181.2017 | 73.8019 | 73.8019
results13.txt | 9403 TOVÅSEN 400.00 | 0.1541 | 2063.7981 | 2245 | 181.2017 | 27.1019 | 27.1019
results13.txt | 9404 GÄDDTJÄRN 400.00 | -0.1093 | 2063.7981 | 2245 | 181.2017 | 290.5019 | 290.5019
results13.txt | 9405 GRÖNVIKEN 400.00 | -0.1734 | 2063.7981 | 2245 | 181.2017 | 354.6019 | 354.6019
results13.txt | 9406 TANDÖ 400.00 | 0.1731 | 2063.7981 | 2245 | 181.2017 | 8.1019 | 8.1019
results13.txt | 9407 HAGFORS 400.00 | 0.1462 | 2063.7981 | 2245 | 181.2017 | 35.0019 | 35.0019
results13.txt | 9409 TROLLTJÄRN 400.00 | -0.116 | 2063.7981 | 2245 | 181.2017 | 297.2019 | 297.2019
results13.txt | 9410 HORNDAL 400.00 | -0.1882 | 2063.7981 | 2245 | 181.2017 | 369.4019 | 369.4019
results13.txt | 9411 MUNGA 400.00 | -0.1667 | 2063.7981 | 2245 | 181.2017 | 347.9019 | 347.9019
results13.txt | 9412 FALLVIKEN 400.00 | -0.2011 | 2063.7981 | 2245 | 181.2017 | 382.3019 | 382.3019
results14.txt | PTI INTERACTIVE POWER SYSTEM SIMULATOR--PSS(R)E MON, MAY 29 2023 |  | 2043.848 | 2245 | 201.152
results14.txt | SENSITIVITY FACTORS ARE CALCULATED WITH AC |  | 2043.848 | 2245 | 201.152
results14.txt | SUBSYSTEM 'RESERV' IS USED FOR OPPOSING SYSTEM FOR MW POWER |  | 2043.848 | 2245 | 201.152
results14.txt | SENSITIVITY FACTORS OF BRANCH FLOW (MVA) ON 6828 MIDSKOG400 400.00 TO 6830 STORFINNSF 400.00 3 MORE THAN | 0.1 | 2043.848 | 2245 | 201.152 | 101.152 | 101.152
results14.txt | <--------- BUS NAME --------> |  | 2043.848 | 2245 | 201.152
results14.txt | 6571 VISULAHTI 400.00 | -0.1035 | 2043.848 | 2245 | 201.152 | 304.652 | 304.652
results14.txt | 6545 HUITTINEN 400.00 | -0.1034 | 2043.848 | 2245 | 201.152 | 304.552 | 304.552
results14.txt | 6572 KYMI 400.00 | -0.1035 | 2043.848 | 2245 | 201.152 | 304.652 | 304.652
results14.txt | 6546 SALO 400.00 | -0.1034 | 2043.848 | 2245 | 201.152 | 304.552 | 304.552
results14.txt | 6547 FORSSA 400.00 | -0.1034 | 2043.848 | 2245 | 201.152 | 304.552 | 304.552
results14.txt | 6548 KANGASALA 400.00 | -0.1035 | 2043.848 | 2245 | 201.152 | 304.652 | 304.652
results14.txt | 6549 LAVIANVOURI 400.00 | -0.1035 | 2043.848 | 2245 | 201.152 | 304.652 | 304.652
results14.txt | 6550 KOPULA 400.00 | -0.1035 | 2043.848 | 2245 | 201.152 | 304.652 | 304.652
results14.txt | 6551 HIKIÄ 400.00 | -0.1035 | 2043.848 | 2245 | 201.152 | 304.652 | 304.652
results14.txt | 6552 TAMMISTO 400.00 | -0.1035 | 2043.848 | 2245 | 201.152 | 304.652 | 304.652
results14.txt | 6553 NURMIJÄRVI 400.00 | -0.1035 | 2043.848 | 2245 | 201.152 | 304.652 | 304.652
results14.txt | 6554 LÄNSISALMI 400.00 | -0.1035 | 2043.848 | 2245 | 201.152 | 304.652 | 304.652
results14.txt | 6555 INKOO 400.00 | -0.1035 | 2043.848 | 2245 | 201.152 | 304.652 | 304.652
results14.txt | 6556 ESPOO 400.00 | -0.1035 | 2043.848 | 2245 | 201.152 | 304.652 | 304.652
results14.txt | 6567 ANTTILA 400.00 | -0.1035 | 2043.848 | 2245 | 201.152 | 304.652 | 304.652
results14.txt | 6569 KORIA 400.00 | -0.1035 | 2043.848 | 2245 | 201.152 | 304.652 | 304.652
results14.txt | 6570 LOVIISA 400.00 | -0.1035 | 2043.848 | 2245 | 201.152 | 304.652 | 304.652
results14.txt | 6573 YLLIKKÄLÄ 400.00 | -0.1035 | 2043.848 | 2245 | 201.152 | 304.652 | 304.652
results14.txt | 6615 TAHKOLUOTO 400.00 | -0.1034 | 2043.848 | 2245 | 201.152 | 304.552 | 304.552
results14.txt | 6617 OLKILUOTO 400.00 | -0.1034 | 2043.848 | 2245 | 201.152 | 304.552 | 304.552
results14.txt | 6618 RAUMA 400.00 | -0.1034 | 2043.848 | 2245 | 201.152 | 304.552 | 304.552
results14.txt | 6619 ULVILA 400.00 | -0.1034 | 2043.848 | 2245 | 201.152 | 304.552 | 304.552
results14.txt | 6621 LIETO 400.00 | -0.1034 | 2043.848 | 2245 | 201.152 | 304.552 | 304.552
results14.txt | 6630 BORGVIK 400.00 | 0.1416 | 2043.848 | 2245 | 201.152 | 59.552 | 59.552
results14.txt | 6742 HASLE400 400.00 | 0.1006 | 2043.848 | 2245 | 201.152 | 100.552 | 100.552
results14.txt | 6741 HASLE300 400.00 | 0.1005 | 2043.848 | 2245 | 201.152 | 100.652 | 100.652
results14.txt | 6778 HIRVISUO 400.00 | -0.1035 | 2043.848 | 2245 | 201.152 | 304.652 | 304.652
results14.txt | 6779 UUSNIVALA 400.00 | -0.1035 | 2043.848 | 2245 | 201.152 | 304.652 | 304.652
results14.txt | 6780 ALAJÄRVI 400.00 | -0.1035 | 2043.848 | 2245 | 201.152 | 304.652 | 304.652
results14.txt | 6781 SEINÄJOKI 400.00 | -0.1035 | 2043.848 | 2245 | 201.152 | 304.652 | 304.652
results14.txt | 6783 PETÄJÄV400 400.00 | -0.1035 | 2043.848 | 2245 | 201.152 | 304.652 | 304.652
results14.txt | 6782 PETÄJÄV220 220.00 | -0.1035 | 2043.848 | 2245 | 201.152 | 304.652 | 304.652
results14.txt | 6784 JÄMSÄ 220.00 | -0.1035 | 2043.848 | 2245 | 201.152 | 304.652 | 304.652
results14.txt | 6785 TOIVILA 400.00 | -0.1035 | 2043.848 | 2245 | 201.152 | 304.652 | 304.652
results14.txt | 6786 HAAPAVESI 220.00 | -0.1035 | 2043.848 | 2245 | 201.152 | 304.652 | 304.652
results14.txt | 6787 VUOLIJOKI 400.00 | -0.1035 | 2043.848 | 2245 | 201.152 | 304.652 | 304.652
results14.txt | 6788 ALAPITKÄ 400.00 | -0.1035 | 2043.848 | 2245 | 201.152 | 304.652 | 304.652
results14.txt | 6789 VIHTAVUORI 400.00 | -0.1035 | 2043.848 | 2245 | 201.152 | 304.652 | 304.652
results14.txt | 6790 HUUTOKOSKI 400.00 | -0.1035 | 2043.848 | 2245 | 201.152 | 304.652 | 304.652
results14.txt | 6793 DEGERFORSEN 220.00 | -0.1168 | 2043.848 | 2245 | 201.152 | 317.952 | 317.952
results14.txt | 6796 BETÅSEN400 400.00 | -0.1197 | 2043.848 | 2245 | 201.152 | 320.852 | 320.852
results14.txt | 6799 HJÄLTA220 220.00 | 0.141 | 2043.848 | 2245 | 201.152 | 60.152 | 60.152
results14.txt | 6801 FORSSE 220.00 | 0.116 | 2043.848 | 2245 | 201.152 | 85.152 | 85.152
results14.txt | 6802 HJÄLTA 400.00 | -0.1094 | 2043.848 | 2245 | 201.152 | 310.552 | 310.552
results14.txt | 6803 MOLIDEN 400.00 | -0.1004 | 2043.848 | 2245 | 201.152 | 301.552 | 301.552
results14.txt | 6804 JARKVISSLE 220.00 | 0.1393 | 2043.848 | 2245 | 201.152 | 61.852 | 61.852
results14.txt | 6805 NYSATER 400.00 | -0.1093 | 2043.848 | 2245 | 201.152 | 310.452 | 310.452
results14.txt | 6806 HALLSJO 220.00 | 0.1391 | 2043.848 | 2245 | 201.152 | 62.052 | 62.052
results14.txt | 6807 BANDSJO 400.00 | -0.1093 | 2043.848 | 2245 | 201.152 | 310.452 | 310.452
results14.txt | 6808 VAPLE 220.00 | 0.138 | 2043.848 | 2245 | 201.152 | 63.152 | 63.152
results14.txt | 6809 STORNORRFORS400.00 | -0.1037 | 2043.848 | 2245 | 201.152 | 304.852 | 304.852
results14.txt | 6810 TUOVILA 400.00 | -0.1035 | 2043.848 | 2245 | 201.152 | 304.652 | 304.652
results14.txt | 6811 KRSITINESTAD400.00 | -0.1034 | 2043.848 | 2245 | 201.152 | 304.552 | 304.552
results14.txt | 6815 HÖGÅSEN 400.00 | 0.1901 | 2043.848 | 2245 | 201.152 | 11.052 | 11.052
results14.txt | 6816 JUVLEN 220.00 | 0.2132 | 2043.848 | 2245 | 201.152 | -12.048 | -12.048
results14.txt | 6817 STENSJÖN 220.00 | 0.2105 | 2043.848 | 2245 | 201.152 | -9.348 | -9.348
results14.txt | 6818 OLDEN 220.00 | 0.2106 | 2043.848 | 2245 | 201.152 | -9.448 | -9.448
results14.txt | 6820 JÄRPSTR400 400.00 | 0.2138 | 2043.848 | 2245 | 201.152 | -12.648 | -12.648
results14.txt | 6819 JÄRPSTR220 220.00 | 0.2162 | 2043.848 | 2245 | 201.152 | -15.048 | -15.048
results14.txt | 6821 MÖRSIL 220.00 | 0.2154 | 2043.848 | 2245 | 201.152 | -14.248 | -14.248
results14.txt | 6822 SÄLLSJÖ 220.00 | 0.2148 | 2043.848 | 2245 | 201.152 | -13.648 | -13.648
results14.txt | 6823 LANGA 220.00 | 0.1261 | 2043.848 | 2245 | 201.152 | 75.052 | 75.052
results14.txt | 6824 TRANGFARS 220.00 | 0.1354 | 2043.848 | 2245 | 201.152 | 65.752 | 65.752
results14.txt | 6825 NORDIASEN 220.00 | 0.1333 | 2043.848 | 2245 | 201.152 | 67.852 | 67.852
results14.txt | 6826 KATTSTRUPEF 220.00 | 0.2151 | 2043.848 | 2245 | 201.152 | -13.948 | -13.948
results14.txt | 6828 MIDSKOG400 400.00 | 0.2676 | 2043.848 | 2245 | 201.152 | -66.448 | -66.448
results14.txt | 6827 MIDSKOG220 220.00 | 0.2206 | 2043.848 | 2245 | 201.152 | -19.448 | -19.448
results14.txt | 6829 HAVSNÄS 220.00 | -0.1247 | 2043.848 | 2245 | 201.152 | 325.852 | 325.852
results14.txt | 6830 STORFINNSF 400.00 | -0.2498 | 2043.848 | 2245 | 201.152 | 450.952 | 450.952
results14.txt | 6832 LÅNGBJÖRN400400.00 | -0.1709 | 2043.848 | 2245 | 201.152 | 372.052 | 372.052
results14.txt | 6831 LÅNGBJÖRN220220.00 | -0.1252 | 2043.848 | 2245 | 201.152 | 326.352 | 326.352
results14.txt | 6834 STUGUN 220.00 | 0.1897 | 2043.848 | 2245 | 201.152 | 11.452 | 11.452
results14.txt | 6835 NÄVEREDE 220.00 | 0.2038 | 2043.848 | 2245 | 201.152 | -2.648 | -2.648
results14.txt | 6836 GAMMALÄNGE 220.00 | 0.1695 | 2043.848 | 2245 | 201.152 | 31.652 | 31.652
results14.txt | 6837 KRÅNGEDE 220.00 | 0.1697 | 2043.848 | 2245 | 201.152 | 31.452 | 31.452
results14.txt | 6872 AURA2300 400.00 | 0.1004 | 2043.848 | 2245 | 201.152 | 100.752 | 100.752
results14.txt | 6838 RAMSELE 400.00 | -0.1246 | 2043.848 | 2245 | 201.152 | 325.752 | 325.752
results14.txt | 6839 KILFORSEN 400.00 | -0.1281 | 2043.848 | 2245 | 201.152 | 329.252 | 329.252
results14.txt | 6840 SVARTHÅLSF 220.00 | 0.1605 | 2043.848 | 2245 | 201.152 | 40.652 | 40.652
results14.txt | 6841 STADSFORSEN 220.00 | 0.141 | 2043.848 | 2245 | 201.152 | 60.152 | 60.152
results14.txt | 6843 RATANSKV400 400.00 | 0.204 | 2043.848 | 2245 | 201.152 | -2.848 | -2.848
results14.txt | 6842 RATANSKV220 220.00 | 0.1411 | 2043.848 | 2245 | 201.152 | 60.052 | 60.052
results14.txt | 6844 RATAN 400.00 | 0.2091 | 2043.848 | 2245 | 201.152 | -7.948 | -7.948
results14.txt | 6845 TURINGE 220.00 | 0.1405 | 2043.848 | 2245 | 201.152 | 60.652 | 60.652
results14.txt | 6846 SVEG 220.00 | 0.1345 | 2043.848 | 2245 | 201.152 | 66.652 | 66.652
results14.txt | 6847 BRACKE 220.00 | 0.1708 | 2043.848 | 2245 | 201.152 | 30.352 | 30.352
results14.txt | 6848 JARNVAGSFOR 220.00 | 0.1401 | 2043.848 | 2245 | 201.152 | 61.052 | 61.052
results14.txt | 6849 ANGE 220.00 | 0.1401 | 2043.848 | 2245 | 201.152 | 61.052 | 61.052
results14.txt | 6850 MORTTJARNB 220.00 | 0.1707 | 2043.848 | 2245 | 201.152 | 30.452 | 30.452
results14.txt | 6851 HOLLEFORSEN 220.00 | 0.1402 | 2043.848 | 2245 | 201.152 | 60.952 | 60.952
results14.txt | 6852 TORPSHAMMAR 220.00 | 0.1392 | 2043.848 | 2245 | 201.152 | 61.952 | 61.952
results14.txt | 6853 DONJE 220.00 | 0.1391 | 2043.848 | 2245 | 201.152 | 62.052 | 62.052
results14.txt | 6859 AURA1 400.00 | 0.1003 | 2043.848 | 2245 | 201.152 | 100.852 | 100.852
results14.txt | 6862 SURNA 400.00 | 0.102 | 2043.848 | 2245 | 201.152 | 99.152 | 99.152
results14.txt | 6866 ORKDAL400 400.00 | 0.1124 | 2043.848 | 2245 | 201.152 | 88.752 | 88.752
results14.txt | 6865 ORKDAL300 400.00 | 0.1123 | 2043.848 | 2245 | 201.152 | 88.852 | 88.852
results14.txt | 6867 STRINDA 400.00 | 0.1165 | 2043.848 | 2245 | 201.152 | 84.652 | 84.652
results14.txt | 6869 KLAEBU400 400.00 | 0.1186 | 2043.848 | 2245 | 201.152 | 82.552 | 82.552
results14.txt | 6868 KLAEBU300 400.00 | 0.1186 | 2043.848 | 2245 | 201.152 | 82.552 | 82.552
results14.txt | 6871 EIDUM400 400.00 | 0.112 | 2043.848 | 2245 | 201.152 | 89.152 | 89.152
results14.txt | 6870 EIDUM300 400.00 | 0.112 | 2043.848 | 2245 | 201.152 | 89.152 | 89.152
results14.txt | 6903 SEITENOIKEA 220.00 | -0.1034 | 2043.848 | 2245 | 201.152 | 304.552 | 304.552
results14.txt | 6907 DJUPTJÄRN 400.00 | -0.1035 | 2043.848 | 2245 | 201.152 | 304.652 | 304.652
results14.txt | 6908 KEMINMAA 220.00 | -0.1035 | 2043.848 | 2245 | 201.152 | 304.652 | 304.652
results14.txt | 6909 ISOHAARA 400.00 | -0.1035 | 2043.848 | 2245 | 201.152 | 304.652 | 304.652
results14.txt | 6910 SUBSTATION 400.00 | -0.1035 | 2043.848 | 2245 | 201.152 | 304.652 | 304.652
results14.txt | 6911 JYLKKÄ 400.00 | -0.1035 | 2043.848 | 2245 | 201.152 | 304.652 | 304.652
results14.txt | 6912 VALAJASKO 220.00 | -0.1035 | 2043.848 | 2245 | 201.152 | 304.652 | 304.652
results14.txt | 6913 VANTTAUSKOSK220.00 | -0.1035 | 2043.848 | 2245 | 201.152 | 304.652 | 304.652
results14.txt | 6915 PIRITTIK400 400.00 | -0.1035 | 2043.848 | 2245 | 201.152 | 304.652 | 304.652
results14.txt | 6914 PIRITTK220 220.00 | -0.1035 | 2043.848 | 2245 | 201.152 | 304.652 | 304.652
results14.txt | 6916 SEITAKORVA 220.00 | -0.1035 | 2043.848 | 2245 | 201.152 | 304.652 | 304.652
results14.txt | 6917 ISOKANGAS 400.00 | -0.1035 | 2043.848 | 2245 | 201.152 | 304.652 | 304.652
results14.txt | 6918 PIKKARALA 400.00 | -0.1035 | 2043.848 | 2245 | 201.152 | 304.652 | 304.652
results14.txt | 6920 PYHÄNSEL400 400.00 | -0.1035 | 2043.848 | 2245 | 201.152 | 304.652 | 304.652
results14.txt | 6919 PYHÄNSEL220 220.00 | -0.1035 | 2043.848 | 2245 | 201.152 | 304.652 | 304.652
results14.txt | 6921 PYHÄKOSI 220.00 | -0.1035 | 2043.848 | 2245 | 201.152 | 304.652 | 304.652
results14.txt | 6922 UTANEN 220.00 | -0.1035 | 2043.848 | 2245 | 201.152 | 304.652 | 304.652
results14.txt | 6923 NUOJA 220.00 | -0.1034 | 2043.848 | 2245 | 201.152 | 304.552 | 304.552
results14.txt | 6924 JUKTAN/BLAIK400.00 | -0.1474 | 2043.848 | 2245 | 201.152 | 348.552 | 348.552
results14.txt | 6926 GRUNDFORS400400.00 | -0.1474 | 2043.848 | 2245 | 201.152 | 348.552 | 348.552
results14.txt | 6925 GRUNDFORS220220.00 | -0.1215 | 2043.848 | 2245 | 201.152 | 322.652 | 322.652
results14.txt | 6929 TUGGEN 400.00 | -0.1066 | 2043.848 | 2245 | 201.152 | 307.752 | 307.752
results14.txt | 6930 LETSI 400.00 | -0.1035 | 2043.848 | 2245 | 201.152 | 304.652 | 304.652
results14.txt | 6931 SVARTBYN 400.00 | -0.1034 | 2043.848 | 2245 | 201.152 | 304.552 | 304.552
results14.txt | 6932 VAGFORS 400.00 | -0.1054 | 2043.848 | 2245 | 201.152 | 306.552 | 306.552
results14.txt | 6933 RÅBÄCKEN 400.00 | -0.1035 | 2043.848 | 2245 | 201.152 | 304.652 | 304.652
results14.txt | 6943 LINNVASSELV 220.00 | -0.1242 | 2043.848 | 2245 | 201.152 | 325.352 | 325.352
results14.txt | 6948 BLÅSJÖN 220.00 | -0.1243 | 2043.848 | 2245 | 201.152 | 325.452 | 325.452
results14.txt | 6949 JUNSTERF 220.00 | -0.1243 | 2043.848 | 2245 | 201.152 | 325.452 | 325.452
results14.txt | 6950 GÄDDEDE 220.00 | -0.1243 | 2043.848 | 2245 | 201.152 | 325.452 | 325.452
results14.txt | 6951 KORSELBRÄNNA220.00 | -0.1243 | 2043.848 | 2245 | 201.152 | 325.452 | 325.452
results14.txt | 6952 BÅGEDE 220.00 | -0.1245 | 2043.848 | 2245 | 201.152 | 325.652 | 325.652
results14.txt | 6953 STALON 220.00 | -0.1241 | 2043.848 | 2245 | 201.152 | 325.252 | 325.252
results14.txt | 6954 STORBÄCK 220.00 | -0.1242 | 2043.848 | 2245 | 201.152 | 325.352 | 325.352
results14.txt | 6990 ISONIEMI 220.00 | -0.1036 | 2043.848 | 2245 | 201.152 | 304.752 | 304.752
results14.txt | 6992 IVALO 220.00 | -0.1037 | 2043.848 | 2245 | 201.152 | 304.852 | 304.852
results14.txt | 6993 KUOLAJÄRVI 220.00 | -0.1036 | 2043.848 | 2245 | 201.152 | 304.752 | 304.752
results14.txt | 6994 VAJUKOSKI 220.00 | -0.1036 | 2043.848 | 2245 | 201.152 | 304.752 | 304.752
results14.txt | 6995 KOKKOSNIVA 220.00 | -0.1036 | 2043.848 | 2245 | 201.152 | 304.752 | 304.752
results14.txt | 7001 SEITEVARE 400.00 | -0.1023 | 2043.848 | 2245 | 201.152 | 303.452 | 303.452
results14.txt | 7002 PORJUS 400.00 | -0.1003 | 2043.848 | 2245 | 201.152 | 301.452 | 301.452
results14.txt | 7003 HARSPÅNGET 400.00 | -0.1015 | 2043.848 | 2245 | 201.152 | 302.652 | 302.652
results14.txt | 7004 LIGGA 400.00 | -0.1023 | 2043.848 | 2245 | 201.152 | 303.452 | 303.452
results14.txt | 7005 MESSAURE 400.00 | -0.103 | 2043.848 | 2245 | 201.152 | 304.152 | 304.152
results14.txt | 7010 VARANGERBOT 220.00 | -0.1037 | 2043.848 | 2245 | 201.152 | 304.852 | 304.852
results14.txt | 7018 UTSJOKI 220.00 | -0.1037 | 2043.848 | 2245 | 201.152 | 304.852 | 304.852
results14.txt | 7054 OSSAUSKOSKI 220.00 | -0.1035 | 2043.848 | 2245 | 201.152 | 304.652 | 304.652
results14.txt | 7056 PETÄJÄSKO 400.00 | -0.1035 | 2043.848 | 2245 | 201.152 | 304.652 | 304.652
results14.txt | 7055 PETÄJÄSKO 220.00 | -0.1035 | 2043.848 | 2245 | 201.152 | 304.652 | 304.652
results14.txt | 7061 NEA 400.00 | 0.1576 | 2043.848 | 2245 | 201.152 | 43.552 | 43.552
results14.txt | 8619 JOINT 220.00 | 0.1395 | 2043.848 | 2245 | 201.152 | 61.652 | 61.652
results14.txt | 8830 JOINT 220.00 | -0.1168 | 2043.848 | 2245 | 201.152 | 317.952 | 317.952
results14.txt | 8424 JOINT 220.00 | -0.1243 | 2043.848 | 2245 | 201.152 | 325.452 | 325.452
results14.txt | 8579 JOINT 220.00 | -0.1035 | 2043.848 | 2245 | 201.152 | 304.652 | 304.652
results14.txt | 8750 JOINT 220.00 | 0.1609 | 2043.848 | 2245 | 201.152 | 40.252 | 40.252
results14.txt | 8271 JOINT 220.00 | 0.1395 | 2043.848 | 2245 | 201.152 | 61.652 | 61.652
results14.txt | 8411 JOINT 220.00 | 0.2116 | 2043.848 | 2245 | 201.152 | -10.448 | -10.448
results14.txt | 8526 JOINT 220.00 | -0.1243 | 2043.848 | 2245 | 201.152 | 325.452 | 325.452
results14.txt | 8799 JOINT 220.00 | -0.1243 | 2043.848 | 2245 | 201.152 | 325.452 | 325.452
results14.txt | 7140 JOINT 220.00 | -0.1037 | 2043.848 | 2245 | 201.152 | 304.852 | 304.852
results14.txt | 8857 JOINT 220.00 | 0.2136 | 2043.848 | 2245 | 201.152 | -12.448 | -12.448
results14.txt | 8777 JOINT 220.00 | 0.116 | 2043.848 | 2245 | 201.152 | 85.152 | 85.152
results14.txt | 8504 JOINT 220.00 | -0.1247 | 2043.848 | 2245 | 201.152 | 325.852 | 325.852
results14.txt | 8682 JOINT 220.00 | 0.1899 | 2043.848 | 2245 | 201.152 | 11.252 | 11.252
results14.txt | 8256 JOINT 400.00 | -0.1023 | 2043.848 | 2245 | 201.152 | 303.452 | 303.452
results14.txt | 8691 JOINT 220.00 | -0.1245 | 2043.848 | 2245 | 201.152 | 325.652 | 325.652
results14.txt | 8812 JOINT 220.00 | 0.2166 | 2043.848 | 2245 | 201.152 | -15.448 | -15.448
results14.txt | 8258 JOINT 220.00 | 0.2039 | 2043.848 | 2245 | 201.152 | -2.748 | -2.748
results14.txt | 8723 JOINT 220.00 | -0.1242 | 2043.848 | 2245 | 201.152 | 325.352 | 325.352
results14.txt | 8606 JOINT 220.00 | 0.1384 | 2043.848 | 2245 | 201.152 | 62.752 | 62.752
results14.txt | 8693 JOINT 220.00 | 0.1392 | 2043.848 | 2245 | 201.152 | 61.952 | 61.952
results14.txt | 8613 JOINT 220.00 | 0.1396 | 2043.848 | 2245 | 201.152 | 61.552 | 61.552
results14.txt | 9403 TOVÅSEN 400.00 | 0.1706 | 2043.848 | 2245 | 201.152 | 30.552 | 30.552
results14.txt | 9406 TANDÖ 400.00 | 0.2014 | 2043.848 | 2245 | 201.152 | -0.24802 | -0.24802
results14.txt | 9407 HAGFORS 400.00 | 0.1675 | 2043.848 | 2245 | 201.152 | 33.652 | 33.652
results14.txt | 9408 HÄLLBERGET 400.00 | -0.1035 | 2043.848 | 2245 | 201.152 | 304.652 | 304.652
results14.txt | 9409 TROLLTJÄRN 400.00 | -0.1035 | 2043.848 | 2245 | 201.152 | 304.652 | 304.652
results14.txt | 9301 KEMIJÄRVI 220.00 | -0.1035 | 2043.848 | 2245 | 201.152 | 304.652 | 304.652
results14.txt | 9302 KEMINMAA 400.00 | -0.1035 | 2043.848 | 2245 | 201.152 | 304.652 | 304.652
results14.txt | 9304 LUMIJÄRVI 400.00 | -0.1035 | 2043.848 | 2245 | 201.152 | 304.652 | 304.652
results14.txt | 9303 MUSALA 400.00 | -0.1035 | 2043.848 | 2245 | 201.152 | 304.652 | 304.652
results14.txt | 9305 KÄRPPIÖN 400.00 | -0.1034 | 2043.848 | 2245 | 201.152 | 304.552 | 304.552
results14.txt | 9306 HONKAJOEN 400.00 | -0.1034 | 2043.848 | 2245 | 201.152 | 304.552 | 304.552
results14.txt | 9307 KONTIOLAHTI 400.00 | -0.1035 | 2043.848 | 2245 | 201.152 | 304.652 | 304.652
results14.txt | 9308 ORIMATTILAN 400.00 | -0.1035 | 2043.848 | 2245 | 201.152 | 304.652 | 304.652
results14.txt | 9309 NAANTALINSAL400.00 | -0.1034 | 2043.848 | 2245 | 201.152 | 304.552 | 304.552
results14.txt | 9412 FALLVIKEN 400.00 | -0.1022 | 2043.848 | 2245 | 201.152 | 303.352 | 303.352
results15.txt | PTI INTERACTIVE POWER SYSTEM SIMULATOR--PSS(R)E MON, MAY 29 2023 |  | -2030.0204 | 2245 | 214.9796
results15.txt | SENSITIVITY FACTORS ARE CALCULATED WITH AC |  | -2030.0204 | 2245 | 214.9796
results15.txt | SUBSYSTEM 'RESERV' IS USED FOR OPPOSING SYSTEM FOR MW POWER |  | -2030.0204 | 2245 | 214.9796
results15.txt | SENSITIVITY FACTORS OF BRANCH FLOW (MVA) ON 1052 BREARED 400.00 TO 6313 STROMMA 400.00 6 MORE THAN | 0.1 | -2030.0204 | 2245 | 214.9796 | 114.9796 | 114.9796
results15.txt | <--------- BUS NAME --------> |  | -2030.0204 | 2245 | 214.9796
results15.txt | 5624 HERSLEV 400.00 | -0.3437 | -2030.0204 | 2245 | 214.9796 | 558.6796 | 558.6796
results15.txt | 5642 HOVEGARD 400.00 | -0.3433 | -2030.0204 | 2245 | 214.9796 | 558.2796 | 558.2796
results15.txt | 5646 BJAEVERSKOV4400.00 | -0.3431 | -2030.0204 | 2245 | 214.9796 | 558.0796 | 558.0796
results15.txt | 5645 BJAEVERSKOV2220.00 | -0.3426 | -2030.0204 | 2245 | 214.9796 | 557.5796 | 557.5796
results15.txt | 5657 ISHOJ400 400.00 | -0.3433 | -2030.0204 | 2245 | 214.9796 | 558.2796 | 558.2796
results15.txt | 5656 ISHOJ220 220.00 | -0.3438 | -2030.0204 | 2245 | 214.9796 | 558.7796 | 558.7796
results15.txt | 5660 AVEDOREVERK 400.00 | -0.3435 | -2030.0204 | 2245 | 214.9796 | 558.4796 | 558.4796
results15.txt | 5662 ORSTEDSVERKE400.00 | -0.3439 | -2030.0204 | 2245 | 214.9796 | 558.8796 | 558.8796
results15.txt | 5671 SEGE 400.00 | -0.261 | -2030.0204 | 2245 | 214.9796 | 475.9796 | 475.9796
results15.txt | 5672 ARRIE 400.00 | -0.2609 | -2030.0204 | 2245 | 214.9796 | 475.8796 | 475.8796
results15.txt | 5673 KRUSEBERG 400.00 | -0.2609 | -2030.0204 | 2245 | 214.9796 | 475.8796 | 475.8796
results15.txt | 5676 WIND FARM 220.00 | -0.3376 | -2030.0204 | 2245 | 214.9796 | 552.5796 | 552.5796
results15.txt | 5845 ASNAESVERK 400.00 | -0.3435 | -2030.0204 | 2245 | 214.9796 | 558.4796 | 558.4796
results15.txt | 6319 KYNDBYVERKER400.00 | -0.3431 | -2030.0204 | 2245 | 214.9796 | 558.0796 | 558.0796
results15.txt | 6324 GORLOSEGARD 400.00 | -0.342 | -2030.0204 | 2245 | 214.9796 | 556.9796 | 556.9796
results15.txt | 6330 GELNTEGARD2 400.00 | -0.3447 | -2030.0204 | 2245 | 214.9796 | 559.6796 | 559.6796
results15.txt | 6334 GLENTEGARD 400.00 | -0.3451 | -2030.0204 | 2245 | 214.9796 | 560.0796 | 560.0796
results15.txt | 6335 SODERASEN 400.00 | -0.3383 | -2030.0204 | 2245 | 214.9796 | 553.2796 | 553.2796
results15.txt | 6337 BARSEBACK 400.00 | -0.2716 | -2030.0204 | 2245 | 214.9796 | 486.5796 | 486.5796
results15.txt | 6338 HURVA 400.00 | -0.2375 | -2030.0204 | 2245 | 214.9796 | 452.4796 | 452.4796
results15.txt | 6348 OSKARSHAMN 400.00 | -0.113 | -2030.0204 | 2245 | 214.9796 | 327.9796 | 327.9796
results15.txt | 6349 ALVESTA 400.00 | -0.1439 | -2030.0204 | 2245 | 214.9796 | 358.8796 | 358.8796
results15.txt | 6350 HEMSJO 400.00 | -0.1621 | -2030.0204 | 2245 | 214.9796 | 377.0796 | 377.0796
results15.txt | 6351 KARLSHAMN 400.00 | -0.162 | -2030.0204 | 2245 | 214.9796 | 376.9796 | 376.9796
results15.txt | 6354 NYBRO 400.00 | -0.1456 | -2030.0204 | 2245 | 214.9796 | 360.5796 | 360.5796
results15.txt | 7429 JOINT 220.00 | -0.3381 | -2030.0204 | 2245 | 214.9796 | 553.0796 | 553.0796
results15.txt | 1052 BREARED 400.00 | -0.6344 | -2030.0204 | 2245 | 214.9796 | 849.3796 | 849.3796
results15.txt | 1053 HÄRADSBO 400.00 | -0.1612 | -2030.0204 | 2245 | 214.9796 | 376.1796 | 376.1796
results15.txt | 9401 HAGESKRUV 400.00 | -0.1284 | -2030.0204 | 2245 | 214.9796 | 343.3796 | 343.3796
results16.txt | PTI INTERACTIVE POWER SYSTEM SIMULATOR--PSS(R)E MON, MAY 29 2023 |  | 1345.8878 | 1571.5 | 225.6123
results16.txt | SENSITIVITY FACTORS ARE CALCULATED WITH AC |  | 1345.8878 | 1571.5 | 225.6123
results16.txt | SUBSYSTEM 'RESERV' IS USED FOR OPPOSING SYSTEM FOR MW POWER |  | 1345.8878 | 1571.5 | 225.6123
results16.txt | SENSITIVITY FACTORS OF BRANCH FLOW (MVA) ON 6693 SATURDAL 400.00 TO 6695 KVILLDAL 400.00 2 MORE THAN | 0.1 | 1345.8878 | 1571.5 | 225.6123 | 125.6122 | 125.6122
results16.txt | <--------- BUS NAME --------> |  | 1345.8878 | 1571.5 | 225.6123
results16.txt | 6356 BJERKREIM 400.00 | 0.193 | 1345.8878 | 1571.5 | 225.6123 | 32.6122 | 32.6122
results16.txt | 6358 TONSTAD400 400.00 | 0.1522 | 1345.8878 | 1571.5 | 225.6123 | 73.4122 | 73.4122
results16.txt | 6357 TONSTAD300 400.00 | 0.1522 | 1345.8878 | 1571.5 | 225.6123 | 73.4122 | 73.4122
results16.txt | 6360 KJELLAND 400.00 | 0.166 | 1345.8878 | 1571.5 | 225.6123 | 59.6122 | 59.6122
results16.txt | 6363 FEDA400 400.00 | 0.1444 | 1345.8878 | 1571.5 | 225.6123 | 81.2122 | 81.2122
results16.txt | 6362 FEDA300 400.00 | 0.1448 | 1345.8878 | 1571.5 | 225.6123 | 80.8122 | 80.8122
results16.txt | 6364 LISTAWIND 400.00 | 0.1448 | 1345.8878 | 1571.5 | 225.6123 | 80.8122 | 80.8122
results16.txt | 6674 HUSNES 400.00 | 0.1266 | 1345.8878 | 1571.5 | 225.6123 | 99.0122 | 99.0122
results16.txt | 6676 HYDRO PURE S400.00 | 0.1042 | 1345.8878 | 1571.5 | 225.6123 | 121.4122 | 121.4122
results16.txt | 6675 MAURANGER 400.00 | 0.1042 | 1345.8878 | 1571.5 | 225.6123 | 121.4122 | 121.4122
results16.txt | 6677 BLÅFALL 400.00 | 0.1262 | 1345.8878 | 1571.5 | 225.6123 | 99.4122 | 99.4122
results16.txt | 6679 OKSLA 400.00 | 0.1022 | 1345.8878 | 1571.5 | 225.6123 | 123.4122 | 123.4122
results16.txt | 6680 ÅSEN 400.00 | 0.1022 | 1345.8878 | 1571.5 | 225.6123 | 123.4122 | 123.4122
results16.txt | 6682 SAUDA400 400.00 | 0.1455 | 1345.8878 | 1571.5 | 225.6123 | 80.1122 | 80.1122
results16.txt | 6681 SAUDA300 400.00 | 0.1443 | 1345.8878 | 1571.5 | 225.6123 | 81.3122 | 81.3122
results16.txt | 6683 HYLEN 400.00 | 0.1441 | 1345.8878 | 1571.5 | 225.6123 | 81.5122 | 81.5122
results16.txt | 6685 RÖDAL 400.00 | 0.1026 | 1345.8878 | 1571.5 | 225.6123 | 123.0122 | 123.0122
results16.txt | 6686 NOVLE 400.00 | 0.1026 | 1345.8878 | 1571.5 | 225.6123 | 123.0122 | 123.0122
results16.txt | 6687 ULLA-FORRE 400.00 | 0.1031 | 1345.8878 | 1571.5 | 225.6123 | 122.5122 | 122.5122
results16.txt | 6688 STOKKELAND 400.00 | 0.2203 | 1345.8878 | 1571.5 | 225.6123 | 5.3122 | 5.3122
results16.txt | 6690 HOG-JAERN400400.00 | 0.2211 | 1345.8878 | 1571.5 | 225.6123 | 4.5122 | 4.5122
results16.txt | 6689 HOG-JAERN300400.00 | 0.2203 | 1345.8878 | 1571.5 | 225.6123 | 5.3122 | 5.3122
results16.txt | 6691 SUBSTATION 400.00 | 0.1441 | 1345.8878 | 1571.5 | 225.6123 | 81.5122 | 81.5122
results16.txt | 6693 SATURDAL 400.00 | 0.6414 | 1345.8878 | 1571.5 | 225.6123 | -415.7878 | -415.7878
results16.txt | 6692 HYDRO MIXED 400.00 | 0.6411 | 1345.8878 | 1571.5 | 225.6123 | -415.4878 | -415.4878
results16.txt | 6694 FORRE 400.00 | 0.2103 | 1345.8878 | 1571.5 | 225.6123 | 15.3122 | 15.3122
results16.txt | 6695 KVILLDAL 400.00 | -0.2442 | 1345.8878 | 1571.5 | 225.6123 | 469.8122 | 469.8122
results16.txt | 6698 LYSE400 400.00 | 0.3267 | 1345.8878 | 1571.5 | 225.6123 | -101.0878 | -101.0878
results16.txt | 6697 LYSE300 400.00 | 0.3258 | 1345.8878 | 1571.5 | 225.6123 | -100.1878 | -100.1878
results16.txt | 6699 DUGE 301.00 | 0.2388 | 1345.8878 | 1571.5 | 225.6123 | -13.1878 | -13.1878
results16.txt | 6700 TJORHOM 400.00 | 0.3248 | 1345.8878 | 1571.5 | 225.6123 | -99.1878 | -99.1878
results16.txt | 6705 HOLEN 400.00 | -0.1145 | 1345.8878 | 1571.5 | 225.6123 | 340.1122 | 340.1122
results16.txt | 6706 ROSKREPP 301.00 | 0.2335 | 1345.8878 | 1571.5 | 225.6123 | -7.8878 | -7.8878
results16.txt | 6707 KVINEN 301.00 | 0.2287 | 1345.8878 | 1571.5 | 225.6123 | -3.0878 | -3.0878
results16.txt | 6708 SOLHOLM300 400.00 | 0.1381 | 1345.8878 | 1571.5 | 225.6123 | 87.5122 | 87.5122
results16.txt | 6749 STORD 400.00 | 0.1283 | 1345.8878 | 1571.5 | 225.6123 | 97.3122 | 97.3122
results16.txt | 6751 SUBSTATION 301.00 | 0.1358 | 1345.8878 | 1571.5 | 225.6123 | 89.8122 | 89.8122
results16.txt | 6750 HÅVIK 400.00 | 0.1316 | 1345.8878 | 1571.5 | 225.6123 | 94.0122 | 94.0122
results16.txt | 6752 SPANNE 400.00 | 0.1301 | 1345.8878 | 1571.5 | 225.6123 | 95.5122 | 95.5122
results16.txt | 6753 KÅRSTO 400.00 | 0.1319 | 1345.8878 | 1571.5 | 225.6123 | 93.7122 | 93.7122
results16.txt | 6754 STOLAHELA 400.00 | 0.2203 | 1345.8878 | 1571.5 | 225.6123 | 5.3122 | 5.3122
results16.txt | 8611 JOINT 400.00 | 0.1318 | 1345.8878 | 1571.5 | 225.6123 | 93.8122 | 93.8122
results16.txt | 9014 HONNA 400.00 | 0.1131 | 1345.8878 | 1571.5 | 225.6123 | 112.5122 | 112.5122
results16.txt | 9019 SAUDA 301.00 | 0.1413 | 1345.8878 | 1571.5 | 225.6123 | 84.3122 | 84.3122
results16.txt | 9020 LYSE 301.00 | 0.2528 | 1345.8878 | 1571.5 | 225.6123 | -27.1878 | -27.1878
results16.txt | 9021 FJOTLAND 301.00 | 0.2113 | 1345.8878 | 1571.5 | 225.6123 | 14.3122 | 14.3122
results17.txt | PTI INTERACTIVE POWER SYSTEM SIMULATOR--PSS(R)E MON, MAY 29 2023 |  | 1339.1852 | 1571.5 | 232.3148
results17.txt | SENSITIVITY FACTORS ARE CALCULATED WITH AC |  | 1339.1852 | 1571.5 | 232.3148
results17.txt | SUBSYSTEM 'RESERV' IS USED FOR OPPOSING SYSTEM FOR MW POWER |  | 1339.1852 | 1571.5 | 232.3148
results17.txt | SENSITIVITY FACTORS OF BRANCH FLOW (MVA) ON 6668 ELDFJORD 400.00 TO 6716 DAGALI 400.00 1 MORE THAN | 0.1 | 1339.1852 | 1571.5 | 232.3148 | 132.3148 | 132.3148
results17.txt | <--------- BUS NAME --------> |  | 1339.1852 | 1571.5 | 232.3148
results17.txt | 6649 REFSDAL 400.00 | 0.1277 | 1339.1852 | 1571.5 | 232.3148 | 104.6148 | 104.6148
results17.txt | 6650 HOVE 400.00 | 0.1182 | 1339.1852 | 1571.5 | 232.3148 | 114.1148 | 114.1148
results17.txt | 6651 MODALEN 400.00 | 0.1544 | 1339.1852 | 1571.5 | 232.3148 | 77.9148 | 77.9148
results17.txt | 6653 DALE 400.00 | 0.1653 | 1339.1852 | 1571.5 | 232.3148 | 67.0148 | 67.0148
results17.txt | 6654 EVANGER 400.00 | 0.1648 | 1339.1852 | 1571.5 | 232.3148 | 67.5148 | 67.5148
results17.txt | 6656 SAMNAGER400 400.00 | 0.1756 | 1339.1852 | 1571.5 | 232.3148 | 56.7148 | 56.7148
results17.txt | 6655 SAMNAGER300 400.00 | 0.1746 | 1339.1852 | 1571.5 | 232.3148 | 57.7148 | 57.7148
results17.txt | 6659 ÅROY 400.00 | 0.1005 | 1339.1852 | 1571.5 | 232.3148 | 131.8148 | 131.8148
results17.txt | 6661 FARDAL400 400.00 | 0.1006 | 1339.1852 | 1571.5 | 232.3148 | 131.7148 | 131.7148
results17.txt | 6660 FARDAL300 400.00 | 0.1005 | 1339.1852 | 1571.5 | 232.3148 | 131.8148 | 131.8148
results17.txt | 6668 ELDFJORD 400.00 | 0.3067 | 1339.1852 | 1571.5 | 232.3148 | -74.3852 | -74.3852
results17.txt | 6676 HYDRO PURE S400.00 | 0.1159 | 1339.1852 | 1571.5 | 232.3148 | 116.4148 | 116.4148
results17.txt | 6675 MAURANGER 400.00 | 0.1159 | 1339.1852 | 1571.5 | 232.3148 | 116.4148 | 116.4148
results17.txt | 6716 DAGALI 400.00 | -0.2035 | 1339.1852 | 1571.5 | 232.3148 | 435.8148 | 435.8148
results17.txt | 6719 ÅDAL 400.00 | -0.1027 | 1339.1852 | 1571.5 | 232.3148 | 335.0148 | 335.0148
results17.txt | 6724 NORE 400.00 | -0.1761 | 1339.1852 | 1571.5 | 232.3148 | 408.4148 | 408.4148
results17.txt | 6731 RINGERIKE 400.00 | -0.1113 | 1339.1852 | 1571.5 | 232.3148 | 343.6148 | 343.6148
results17.txt | 6743 KOLLSNES 400.00 | 0.1666 | 1339.1852 | 1571.5 | 232.3148 | 65.7148 | 65.7148
results17.txt | 6745 SUBSTATION 400.00 | 0.1628 | 1339.1852 | 1571.5 | 232.3148 | 69.5148 | 69.5148
results17.txt | 6744 LINDÅS 400.00 | 0.1628 | 1339.1852 | 1571.5 | 232.3148 | 69.5148 | 69.5148
results17.txt | 6746 NYGARD 400.00 | 0.1681 | 1339.1852 | 1571.5 | 232.3148 | 64.2148 | 64.2148
results17.txt | 6747 ARNA 400.00 | 0.1681 | 1339.1852 | 1571.5 | 232.3148 | 64.2148 | 64.2148
results17.txt | 6748 BERGEN 400.00 | 0.1689 | 1339.1852 | 1571.5 | 232.3148 | 63.4148 | 63.4148
results17.txt | 9010 HAUGSVAER 400.00 | 0.1585 | 1339.1852 | 1571.5 | 232.3148 | 73.8148 | 73.8148
results17.txt | 9011 STEINSLAND 400.00 | 0.1552 | 1339.1852 | 1571.5 | 232.3148 | 77.1148 | 77.1148
results18.txt | PTI INTERACTIVE POWER SYSTEM SIMULATOR--PSS(R)E MON, MAY 29 2023 |  | 1280.0229 | 1571.5 | 291.4771
results18.txt | SENSITIVITY FACTORS ARE CALCULATED WITH AC |  | 1280.0229 | 1571.5 | 291.4771
results18.txt | SUBSYSTEM 'RESERV' IS USED FOR OPPOSING SYSTEM FOR MW POWER |  | 1280.0229 | 1571.5 | 291.4771
results18.txt | SENSITIVITY FACTORS OF BRANCH FLOW (MVA) ON 6711 TOKKE 400.00 TO 6725 SUNDSBARM 400.00 3 MORE THAN | 0.1 | 1280.0229 | 1571.5 | 291.4771 | 191.4771 | 191.4771
results18.txt | <--------- BUS NAME --------> |  | 1280.0229 | 1571.5 | 291.4771
results18.txt | 6356 BJERKREIM 400.00 | 0.1033 | 1280.0229 | 1571.5 | 291.4771 | 188.1771 | 188.1771
results18.txt | 6674 HUSNES 400.00 | 0.1226 | 1280.0229 | 1571.5 | 291.4771 | 168.8771 | 168.8771
results18.txt | 6677 BLÅFALL 400.00 | 0.1221 | 1280.0229 | 1571.5 | 291.4771 | 169.3771 | 169.3771
results18.txt | 6679 OKSLA 400.00 | 0.1662 | 1280.0229 | 1571.5 | 291.4771 | 125.2771 | 125.2771
results18.txt | 6680 ÅSEN 400.00 | 0.1662 | 1280.0229 | 1571.5 | 291.4771 | 125.2771 | 125.2771
results18.txt | 6682 SAUDA400 400.00 | 0.145 | 1280.0229 | 1571.5 | 291.4771 | 146.4771 | 146.4771
results18.txt | 6681 SAUDA300 400.00 | 0.145 | 1280.0229 | 1571.5 | 291.4771 | 146.4771 | 146.4771
results18.txt | 6683 HYLEN 400.00 | 0.1447 | 1280.0229 | 1571.5 | 291.4771 | 146.7771 | 146.7771
results18.txt | 6685 RÖDAL 400.00 | 0.167 | 1280.0229 | 1571.5 | 291.4771 | 124.4771 | 124.4771
results18.txt | 6686 NOVLE 400.00 | 0.1669 | 1280.0229 | 1571.5 | 291.4771 | 124.5771 | 124.5771
results18.txt | 6687 ULLA-FORRE 400.00 | 0.1681 | 1280.0229 | 1571.5 | 291.4771 | 123.3771 | 123.3771
results18.txt | 6688 STOKKELAND 400.00 | 0.1117 | 1280.0229 | 1571.5 | 291.4771 | 179.7771 | 179.7771
results18.txt | 6690 HOG-JAERN400400.00 | 0.1119 | 1280.0229 | 1571.5 | 291.4771 | 179.5771 | 179.5771
results18.txt | 6689 HOG-JAERN300400.00 | 0.1116 | 1280.0229 | 1571.5 | 291.4771 | 179.8771 | 179.8771
results18.txt | 6691 SUBSTATION 400.00 | 0.1447 | 1280.0229 | 1571.5 | 291.4771 | 146.7771 | 146.7771
results18.txt | 6693 SATURDAL 400.00 | 0.1503 | 1280.0229 | 1571.5 | 291.4771 | 141.1771 | 141.1771
results18.txt | 6692 HYDRO MIXED 400.00 | 0.1503 | 1280.0229 | 1571.5 | 291.4771 | 141.1771 | 141.1771
results18.txt | 6694 FORRE 400.00 | 0.2095 | 1280.0229 | 1571.5 | 291.4771 | 81.9771 | 81.9771
results18.txt | 6695 KVILLDAL 400.00 | 0.1541 | 1280.0229 | 1571.5 | 291.4771 | 137.3771 | 137.3771
results18.txt | 6698 LYSE400 400.00 | 0.1474 | 1280.0229 | 1571.5 | 291.4771 | 144.0771 | 144.0771
results18.txt | 6697 LYSE300 400.00 | 0.1477 | 1280.0229 | 1571.5 | 291.4771 | 143.7771 | 143.7771
results18.txt | 6699 DUGE 301.00 | 0.1137 | 1280.0229 | 1571.5 | 291.4771 | 177.7771 | 177.7771
results18.txt | 6700 TJORHOM 400.00 | 0.1471 | 1280.0229 | 1571.5 | 291.4771 | 144.3771 | 144.3771
results18.txt | 6701 KVANNDAL 400.00 | 0.1778 | 1280.0229 | 1571.5 | 291.4771 | 113.6771 | 113.6771
results18.txt | 6702 KJELA 400.00 | 0.1935 | 1280.0229 | 1571.5 | 291.4771 | 97.9771 | 97.9771
results18.txt | 6703 SONGA 400.00 | 0.2155 | 1280.0229 | 1571.5 | 291.4771 | 75.9771 | 75.9771
results18.txt | 6704 VINJE 400.00 | 0.2637 | 1280.0229 | 1571.5 | 291.4771 | 27.7771 | 27.7771
results18.txt | 6705 HOLEN 400.00 | 0.1845 | 1280.0229 | 1571.5 | 291.4771 | 106.9771 | 106.9771
results18.txt | 6706 ROSKREPP 301.00 | 0.1116 | 1280.0229 | 1571.5 | 291.4771 | 179.8771 | 179.8771
results18.txt | 6707 KVINEN 301.00 | 0.1098 | 1280.0229 | 1571.5 | 291.4771 | 181.6771 | 181.6771
results18.txt | 6710 HEKNI 400.00 | 0.1385 | 1280.0229 | 1571.5 | 291.4771 | 152.9771 | 152.9771
results18.txt | 6711 TOKKE 400.00 | 0.3217 | 1280.0229 | 1571.5 | 291.4771 | -30.2229 | -30.2229
results18.txt | 6722 VEMORK 400.00 | 0.1266 | 1280.0229 | 1571.5 | 291.4771 | 164.8771 | 164.8771
results18.txt | 6725 SUNDSBARM 400.00 | -0.2664 | 1280.0229 | 1571.5 | 291.4771 | 557.8771 | 557.8771
results18.txt | 6749 STORD 400.00 | 0.1247 | 1280.0229 | 1571.5 | 291.4771 | 166.7771 | 166.7771
results18.txt | 6751 SUBSTATION 301.00 | 0.1337 | 1280.0229 | 1571.5 | 291.4771 | 157.7771 | 157.7771
results18.txt | 6750 HÅVIK 400.00 | 0.1289 | 1280.0229 | 1571.5 | 291.4771 | 162.5771 | 162.5771
results18.txt | 6752 SPANNE 400.00 | 0.1269 | 1280.0229 | 1571.5 | 291.4771 | 164.5771 | 164.5771
results18.txt | 6753 KÅRSTO 400.00 | 0.1292 | 1280.0229 | 1571.5 | 291.4771 | 162.2771 | 162.2771
results18.txt | 6754 STOLAHELA 400.00 | 0.1117 | 1280.0229 | 1571.5 | 291.4771 | 179.7771 | 179.7771
results18.txt | 8448 JOINT 400.00 | 0.1936 | 1280.0229 | 1571.5 | 291.4771 | 97.8771 | 97.8771
results18.txt | 8460 JOINT 400.00 | 0.1778 | 1280.0229 | 1571.5 | 291.4771 | 113.6771 | 113.6771
results18.txt | 8611 JOINT 400.00 | 0.1292 | 1280.0229 | 1571.5 | 291.4771 | 162.2771 | 162.2771
results18.txt | 9019 SAUDA 301.00 | 0.1401 | 1280.0229 | 1571.5 | 291.4771 | 151.3771 | 151.3771
results18.txt | 9020 LYSE 301.00 | 0.1192 | 1280.0229 | 1571.5 | 291.4771 | 172.2771 | 172.2771
results18.txt | 9021 FJOTLAND 301.00 | 0.1032 | 1280.0229 | 1571.5 | 291.4771 | 188.2771 | 188.2771
results19.txt | PTI INTERACTIVE POWER SYSTEM SIMULATOR--PSS(R)E MON, MAY 29 2023 |  | -1948.631 | 2245 | 296.3691
results19.txt | SENSITIVITY FACTORS ARE CALCULATED WITH AC |  | -1948.631 | 2245 | 296.3691
results19.txt | SUBSYSTEM 'RESERV' IS USED FOR OPPOSING SYSTEM FOR MW POWER |  | -1948.631 | 2245 | 296.3691
results19.txt | SENSITIVITY FACTORS OF BRANCH FLOW (MVA) ON 5642 HOVEGARD 400.00 TO 6324 GORLOSEGARD 400.00 13 MORE THAN | 0.1 | -1948.631 | 2245 | 296.3691 | 196.369 | 196.369
results19.txt | <--------- BUS NAME --------> |  | -1948.631 | 2245 | 296.3691
results19.txt | 5624 HERSLEV 400.00 | -0.3368 | -1948.631 | 2245 | 296.3691 | 633.169 | 633.169
results19.txt | 5642 HOVEGARD 400.00 | -0.3364 | -1948.631 | 2245 | 296.3691 | 632.769 | 632.769
results19.txt | 5646 BJAEVERSKOV4400.00 | -0.3362 | -1948.631 | 2245 | 296.3691 | 632.569 | 632.569
results19.txt | 5645 BJAEVERSKOV2220.00 | -0.3357 | -1948.631 | 2245 | 296.3691 | 632.069 | 632.069
results19.txt | 5657 ISHOJ400 400.00 | -0.3364 | -1948.631 | 2245 | 296.3691 | 632.769 | 632.769
results19.txt | 5656 ISHOJ220 220.00 | -0.3369 | -1948.631 | 2245 | 296.3691 | 633.269 | 633.269
results19.txt | 5660 AVEDOREVERK 400.00 | -0.3366 | -1948.631 | 2245 | 296.3691 | 632.969 | 632.969
results19.txt | 5662 ORSTEDSVERKE400.00 | -0.337 | -1948.631 | 2245 | 296.3691 | 633.369 | 633.369
results19.txt | 5676 WIND FARM 220.00 | -0.3306 | -1948.631 | 2245 | 296.3691 | 626.969 | 626.969
results19.txt | 5845 ASNAESVERK 400.00 | -0.3366 | -1948.631 | 2245 | 296.3691 | 632.969 | 632.969
results19.txt | 6319 KYNDBYVERKER400.00 | -0.3362 | -1948.631 | 2245 | 296.3691 | 632.569 | 632.569
results19.txt | 6330 GELNTEGARD2 400.00 | -0.3378 | -1948.631 | 2245 | 296.3691 | 634.169 | 634.169
results19.txt | 6334 GLENTEGARD 400.00 | -0.3383 | -1948.631 | 2245 | 296.3691 | 634.669 | 634.669
results19.txt | 7429 JOINT 220.00 | -0.331 | -1948.631 | 2245 | 296.3691 | 627.369 | 627.369
results20.txt | PTI INTERACTIVE POWER SYSTEM SIMULATOR--PSS(R)E MON, MAY 29 2023 |  | -1945.8654 | 2245 | 299.1345
results20.txt | SENSITIVITY FACTORS ARE CALCULATED WITH AC |  | -1945.8654 | 2245 | 299.1345
results20.txt | SUBSYSTEM 'RESERV' IS USED FOR OPPOSING SYSTEM FOR MW POWER |  | -1945.8654 | 2245 | 299.1345
results20.txt | SENSITIVITY FACTORS OF BRANCH FLOW (MVA) ON 5642 HOVEGARD 400.00 TO 6324 GORLOSEGARD 400.00 9 MORE THAN | 0.1 | -1945.8654 | 2245 | 299.1345 | 199.1346 | 199.1346
results20.txt | <--------- BUS NAME --------> |  | -1945.8654 | 2245 | 299.1345
results20.txt | 5624 HERSLEV 400.00 | -0.6736 | -1945.8654 | 2245 | 299.1345 | 972.7346 | 972.7346
results20.txt | 5642 HOVEGARD 400.00 | -0.6729 | -1945.8654 | 2245 | 299.1345 | 972.0346 | 972.0346
results20.txt | 5646 BJAEVERSKOV4400.00 | -0.6725 | -1945.8654 | 2245 | 299.1345 | 971.6346 | 971.6346
results20.txt | 5645 BJAEVERSKOV2220.00 | -0.6714 | -1945.8654 | 2245 | 299.1345 | 970.5346 | 970.5346
results20.txt | 5657 ISHOJ400 400.00 | -0.6728 | -1945.8654 | 2245 | 299.1345 | 971.9346 | 971.9346
results20.txt | 5656 ISHOJ220 220.00 | -0.6739 | -1945.8654 | 2245 | 299.1345 | 973.0346 | 973.0346
results20.txt | 5660 AVEDOREVERK 400.00 | -0.6732 | -1945.8654 | 2245 | 299.1345 | 972.3346 | 972.3346
results20.txt | 5662 ORSTEDSVERKE400.00 | -0.674 | -1945.8654 | 2245 | 299.1345 | 973.1346 | 973.1346
results20.txt | 5676 WIND FARM 220.00 | -0.6612 | -1945.8654 | 2245 | 299.1345 | 960.3346 | 960.3346
results20.txt | 5845 ASNAESVERK 400.00 | -0.6732 | -1945.8654 | 2245 | 299.1345 | 972.3346 | 972.3346
results20.txt | 6319 KYNDBYVERKER400.00 | -0.6725 | -1945.8654 | 2245 | 299.1345 | 971.6346 | 971.6346
results20.txt | 6330 GELNTEGARD2 400.00 | -0.6756 | -1945.8654 | 2245 | 299.1345 | 974.7346 | 974.7346
results20.txt | 6334 GLENTEGARD 400.00 | -0.6765 | -1945.8654 | 2245 | 299.1345 | 975.6346 | 975.6346
results20.txt | 7429 JOINT 220.00 | -0.6621 | -1945.8654 | 2245 | 299.1345 | 961.2346 | 961.2346
results21.txt | PTI INTERACTIVE POWER SYSTEM SIMULATOR--PSS(R)E MON, MAY 29 2023 |  | -1944.5734 | 2245 | 300.4266
results21.txt | SENSITIVITY FACTORS ARE CALCULATED WITH AC |  | -1944.5734 | 2245 | 300.4266
results21.txt | SUBSYSTEM 'RESERV' IS USED FOR OPPOSING SYSTEM FOR MW POWER |  | -1944.5734 | 2245 | 300.4266
results21.txt | SENSITIVITY FACTORS OF BRANCH FLOW (MVA) ON 1053 HÄRADSBO 400.00 TO 6315 HORRED 400.00 8 MORE THAN | 0.1 | -1944.5734 | 2245 | 300.4266 | 200.4266 | 200.4266
results21.txt | <--------- BUS NAME --------> |  | -1944.5734 | 2245 | 300.4266
results21.txt | 5624 HERSLEV 400.00 | -0.337 | -1944.5734 | 2245 | 300.4266 | 637.4266 | 637.4266
results21.txt | 5642 HOVEGARD 400.00 | -0.3367 | -1944.5734 | 2245 | 300.4266 | 637.1266 | 637.1266
results21.txt | 5646 BJAEVERSKOV4400.00 | -0.3365 | -1944.5734 | 2245 | 300.4266 | 636.9266 | 636.9266
results21.txt | 5645 BJAEVERSKOV2220.00 | -0.3359 | -1944.5734 | 2245 | 300.4266 | 636.3266 | 636.3266
results21.txt | 5657 ISHOJ400 400.00 | -0.3366 | -1944.5734 | 2245 | 300.4266 | 637.0266 | 637.0266
results21.txt | 5656 ISHOJ220 220.00 | -0.3372 | -1944.5734 | 2245 | 300.4266 | 637.6266 | 637.6266
results21.txt | 5660 AVEDOREVERK 400.00 | -0.3368 | -1944.5734 | 2245 | 300.4266 | 637.2266 | 637.2266
results21.txt | 5662 ORSTEDSVERKE400.00 | -0.3372 | -1944.5734 | 2245 | 300.4266 | 637.6266 | 637.6266
results21.txt | 5671 SEGE 400.00 | -0.2476 | -1944.5734 | 2245 | 300.4266 | 548.0266 | 548.0266
results21.txt | 5672 ARRIE 400.00 | -0.2475 | -1944.5734 | 2245 | 300.4266 | 547.9266 | 547.9266
results21.txt | 5673 KRUSEBERG 400.00 | -0.2475 | -1944.5734 | 2245 | 300.4266 | 547.9266 | 547.9266
results21.txt | 5676 WIND FARM 220.00 | -0.331 | -1944.5734 | 2245 | 300.4266 | 631.4266 | 631.4266
results21.txt | 5845 ASNAESVERK 400.00 | -0.3368 | -1944.5734 | 2245 | 300.4266 | 637.2266 | 637.2266
results21.txt | 6319 KYNDBYVERKER400.00 | -0.3365 | -1944.5734 | 2245 | 300.4266 | 636.9266 | 636.9266
results21.txt | 6324 GORLOSEGARD 400.00 | -0.3353 | -1944.5734 | 2245 | 300.4266 | 635.7266 | 635.7266
results21.txt | 6330 GELNTEGARD2 400.00 | -0.338 | -1944.5734 | 2245 | 300.4266 | 638.4266 | 638.4266
results21.txt | 6334 GLENTEGARD 400.00 | -0.3384 | -1944.5734 | 2245 | 300.4266 | 638.8266 | 638.8266
results21.txt | 6335 SODERASEN 400.00 | -0.3317 | -1944.5734 | 2245 | 300.4266 | 632.1266 | 632.1266
results21.txt | 6337 BARSEBACK 400.00 | -0.2591 | -1944.5734 | 2245 | 300.4266 | 559.5266 | 559.5266
results21.txt | 6338 HURVA 400.00 | -0.222 | -1944.5734 | 2245 | 300.4266 | 522.4266 | 522.4266
results21.txt | 6349 ALVESTA 400.00 | -0.119 | -1944.5734 | 2245 | 300.4266 | 419.4266 | 419.4266
results21.txt | 6350 HEMSJO 400.00 | -0.141 | -1944.5734 | 2245 | 300.4266 | 441.4266 | 441.4266
results21.txt | 6351 KARLSHAMN 400.00 | -0.141 | -1944.5734 | 2245 | 300.4266 | 441.4266 | 441.4266
results21.txt | 6354 NYBRO 400.00 | -0.1249 | -1944.5734 | 2245 | 300.4266 | 425.3266 | 425.3266
results21.txt | 7429 JOINT 220.00 | -0.3314 | -1944.5734 | 2245 | 300.4266 | 631.8266 | 631.8266
results21.txt | 1052 BREARED 400.00 | -0.1494 | -1944.5734 | 2245 | 300.4266 | 449.8266 | 449.8266
results21.txt | 1053 HÄRADSBO 400.00 | -0.6268 | -1944.5734 | 2245 | 300.4266 | 927.2266 | 927.2266
results21.txt | 9401 HAGESKRUV 400.00 | -0.106 | -1944.5734 | 2245 | 300.4266 | 406.4266 | 406.4266
results22.txt | PTI INTERACTIVE POWER SYSTEM SIMULATOR--PSS(R)E MON, MAY 29 2023 |  | 1269.8074 | 1571.5 | 301.6926
results22.txt | SENSITIVITY FACTORS ARE CALCULATED WITH AC |  | 1269.8074 | 1571.5 | 301.6926
results22.txt | SUBSYSTEM 'RESERV' IS USED FOR OPPOSING SYSTEM FOR MW POWER |  | 1269.8074 | 1571.5 | 301.6926
results22.txt | SENSITIVITY FACTORS OF BRANCH FLOW (MVA) ON 6732 FLESAKER 400.00 TO 6739 TEGNEBY300 400.00 5 MORE THAN | 0.1 | 1269.8074 | 1571.5 | 301.6926 | 201.6926 | 201.6926
results22.txt | <--------- BUS NAME --------> |  | 1269.8074 | 1571.5 | 301.6926
results22.txt | 6356 BJERKREIM 400.00 | 0.1335 | 1269.8074 | 1571.5 | 301.6926 | 168.1926 | 168.1926
results22.txt | 6358 TONSTAD400 400.00 | 0.1326 | 1269.8074 | 1571.5 | 301.6926 | 169.0926 | 169.0926
results22.txt | 6357 TONSTAD300 400.00 | 0.1326 | 1269.8074 | 1571.5 | 301.6926 | 169.0926 | 169.0926
results22.txt | 6360 KJELLAND 400.00 | 0.1334 | 1269.8074 | 1571.5 | 301.6926 | 168.2926 | 168.2926
results22.txt | 6363 FEDA400 400.00 | 0.1337 | 1269.8074 | 1571.5 | 301.6926 | 167.9926 | 167.9926
results22.txt | 6362 FEDA300 400.00 | 0.1337 | 1269.8074 | 1571.5 | 301.6926 | 167.9926 | 167.9926
results22.txt | 6364 LISTAWIND 400.00 | 0.1337 | 1269.8074 | 1571.5 | 301.6926 | 167.9926 | 167.9926
results22.txt | 6365 KRISTIANSAND400.00 | 0.136 | 1269.8074 | 1571.5 | 301.6926 | 165.6926 | 165.6926
results22.txt | 6373 ARENDAL400 400.00 | 0.137 | 1269.8074 | 1571.5 | 301.6926 | 164.6926 | 164.6926
results22.txt | 6372 ARENDAL300 400.00 | 0.137 | 1269.8074 | 1571.5 | 301.6926 | 164.6926 | 164.6926
results22.txt | 6674 HUSNES 400.00 | 0.1057 | 1269.8074 | 1571.5 | 301.6926 | 195.9926 | 195.9926
results22.txt | 6677 BLÅFALL 400.00 | 0.1053 | 1269.8074 | 1571.5 | 301.6926 | 196.3926 | 196.3926
results22.txt | 6679 OKSLA 400.00 | 0.1231 | 1269.8074 | 1571.5 | 301.6926 | 178.5926 | 178.5926
results22.txt | 6680 ÅSEN 400.00 | 0.1231 | 1269.8074 | 1571.5 | 301.6926 | 178.5926 | 178.5926
results22.txt | 6682 SAUDA400 400.00 | 0.1172 | 1269.8074 | 1571.5 | 301.6926 | 184.4926 | 184.4926
results22.txt | 6681 SAUDA300 400.00 | 0.1171 | 1269.8074 | 1571.5 | 301.6926 | 184.5926 | 184.5926
results22.txt | 6683 HYLEN 400.00 | 0.1168 | 1269.8074 | 1571.5 | 301.6926 | 184.8926 | 184.8926
results22.txt | 6685 RÖDAL 400.00 | 0.1238 | 1269.8074 | 1571.5 | 301.6926 | 177.8926 | 177.8926
results22.txt | 6686 NOVLE 400.00 | 0.1237 | 1269.8074 | 1571.5 | 301.6926 | 177.9926 | 177.9926
results22.txt | 6687 ULLA-FORRE 400.00 | 0.1247 | 1269.8074 | 1571.5 | 301.6926 | 176.9926 | 176.9926
results22.txt | 6688 STOKKELAND 400.00 | 0.1326 | 1269.8074 | 1571.5 | 301.6926 | 169.0926 | 169.0926
results22.txt | 6690 HOG-JAERN400400.00 | 0.1325 | 1269.8074 | 1571.5 | 301.6926 | 169.1926 | 169.1926
results22.txt | 6689 HOG-JAERN300400.00 | 0.1325 | 1269.8074 | 1571.5 | 301.6926 | 169.1926 | 169.1926
results22.txt | 6691 SUBSTATION 400.00 | 0.1168 | 1269.8074 | 1571.5 | 301.6926 | 184.8926 | 184.8926
results22.txt | 6693 SATURDAL 400.00 | 0.135 | 1269.8074 | 1571.5 | 301.6926 | 166.6926 | 166.6926
results22.txt | 6692 HYDRO MIXED 400.00 | 0.1349 | 1269.8074 | 1571.5 | 301.6926 | 166.7926 | 166.7926
results22.txt | 6694 FORRE 400.00 | 0.1356 | 1269.8074 | 1571.5 | 301.6926 | 166.0926 | 166.0926
results22.txt | 6695 KVILLDAL 400.00 | 0.1394 | 1269.8074 | 1571.5 | 301.6926 | 162.2926 | 162.2926
results22.txt | 6698 LYSE400 400.00 | 0.1302 | 1269.8074 | 1571.5 | 301.6926 | 171.4926 | 171.4926
results22.txt | 6697 LYSE300 400.00 | 0.1302 | 1269.8074 | 1571.5 | 301.6926 | 171.4926 | 171.4926
results22.txt | 6699 DUGE 301.00 | 0.1306 | 1269.8074 | 1571.5 | 301.6926 | 171.0926 | 171.0926
results22.txt | 6700 TJORHOM 400.00 | 0.1297 | 1269.8074 | 1571.5 | 301.6926 | 171.9926 | 171.9926
results22.txt | 6701 KVANNDAL 400.00 | 0.1284 | 1269.8074 | 1571.5 | 301.6926 | 173.2926 | 173.2926
results22.txt | 6702 KJELA 400.00 | 0.1343 | 1269.8074 | 1571.5 | 301.6926 | 167.3926 | 167.3926
results22.txt | 6703 SONGA 400.00 | 0.1427 | 1269.8074 | 1571.5 | 301.6926 | 158.9926 | 158.9926
results22.txt | 6704 VINJE 400.00 | 0.1419 | 1269.8074 | 1571.5 | 301.6926 | 159.7926 | 159.7926
results22.txt | 6705 HOLEN 400.00 | 0.1378 | 1269.8074 | 1571.5 | 301.6926 | 163.8926 | 163.8926
results22.txt | 6706 ROSKREPP 301.00 | 0.1308 | 1269.8074 | 1571.5 | 301.6926 | 170.8926 | 170.8926
results22.txt | 6707 KVINEN 301.00 | 0.1309 | 1269.8074 | 1571.5 | 301.6926 | 170.7926 | 170.7926
results22.txt | 6708 SOLHOLM300 400.00 | 0.1323 | 1269.8074 | 1571.5 | 301.6926 | 169.3926 | 169.3926
results22.txt | 6710 HEKNI 400.00 | 0.1357 | 1269.8074 | 1571.5 | 301.6926 | 165.9926 | 165.9926
results22.txt | 6711 TOKKE 400.00 | 0.1414 | 1269.8074 | 1571.5 | 301.6926 | 160.2926 | 160.2926
results22.txt | 6722 VEMORK 400.00 | 0.1622 | 1269.8074 | 1571.5 | 301.6926 | 139.4926 | 139.4926
results22.txt | 6723 SÅHEIM 400.00 | 0.1796 | 1269.8074 | 1571.5 | 301.6926 | 122.0926 | 122.0926
results22.txt | 6725 SUNDSBARM 400.00 | 0.1502 | 1269.8074 | 1571.5 | 301.6926 | 151.4926 | 151.4926
results22.txt | 6727 ROD400 400.00 | 0.1255 | 1269.8074 | 1571.5 | 301.6926 | 176.1926 | 176.1926
results22.txt | 6726 ROD300 400.00 | 0.1262 | 1269.8074 | 1571.5 | 301.6926 | 175.4926 | 175.4926
results22.txt | 6728 GRENLAND 400.00 | 0.1364 | 1269.8074 | 1571.5 | 301.6926 | 165.2926 | 165.2926
results22.txt | 6730 BAMBLE400 400.00 | 0.1387 | 1269.8074 | 1571.5 | 301.6926 | 162.9926 | 162.9926
results22.txt | 6729 BAMBLE300 400.00 | 0.1387 | 1269.8074 | 1571.5 | 301.6926 | 162.9926 | 162.9926
results22.txt | 6732 FLESAKER 400.00 | 0.2023 | 1269.8074 | 1571.5 | 301.6926 | 99.3926 | 99.3926
results22.txt | 6738 TVEITEN 400.00 | 0.1681 | 1269.8074 | 1571.5 | 301.6926 | 133.5926 | 133.5926
results22.txt | 6749 STORD 400.00 | 0.1069 | 1269.8074 | 1571.5 | 301.6926 | 194.7926 | 194.7926
results22.txt | 6751 SUBSTATION 301.00 | 0.1116 | 1269.8074 | 1571.5 | 301.6926 | 190.0926 | 190.0926
results22.txt | 6750 HÅVIK 400.00 | 0.1092 | 1269.8074 | 1571.5 | 301.6926 | 192.4926 | 192.4926
results22.txt | 6752 SPANNE 400.00 | 0.1082 | 1269.8074 | 1571.5 | 301.6926 | 193.4926 | 193.4926
results22.txt | 6753 KÅRSTO 400.00 | 0.1095 | 1269.8074 | 1571.5 | 301.6926 | 192.1926 | 192.1926
results22.txt | 6754 STOLAHELA 400.00 | 0.1326 | 1269.8074 | 1571.5 | 301.6926 | 169.0926 | 169.0926
results22.txt | 8448 JOINT 400.00 | 0.1343 | 1269.8074 | 1571.5 | 301.6926 | 167.3926 | 167.3926
results22.txt | 8460 JOINT 400.00 | 0.1284 | 1269.8074 | 1571.5 | 301.6926 | 173.2926 | 173.2926
results22.txt | 8611 JOINT 400.00 | 0.1095 | 1269.8074 | 1571.5 | 301.6926 | 192.1926 | 192.1926
results22.txt | 9012 BAMBLE 400.00 | 0.1415 | 1269.8074 | 1571.5 | 301.6926 | 160.1926 | 160.1926
results22.txt | 9013 HOF 400.00 | 0.1885 | 1269.8074 | 1571.5 | 301.6926 | 113.1926 | 113.1926
results22.txt | 9014 HONNA 400.00 | 0.1336 | 1269.8074 | 1571.5 | 301.6926 | 168.0926 | 168.0926
results22.txt | 9019 SAUDA 301.00 | 0.1148 | 1269.8074 | 1571.5 | 301.6926 | 186.8926 | 186.8926
results22.txt | 9020 LYSE 301.00 | 0.1308 | 1269.8074 | 1571.5 | 301.6926 | 170.8926 | 170.8926
results22.txt | 9021 FJOTLAND 301.00 | 0.1318 | 1269.8074 | 1571.5 | 301.6926 | 169.8926 | 169.8926
results23.txt | PTI INTERACTIVE POWER SYSTEM SIMULATOR--PSS(R)E MON, MAY 29 2023 |  | -1937.6586 | 2245 | 307.3416
results23.txt | SENSITIVITY FACTORS ARE CALCULATED WITH AC |  | -1937.6586 | 2245 | 307.3416
results23.txt | SUBSYSTEM 'RESERV' IS USED FOR OPPOSING SYSTEM FOR MW POWER |  | -1937.6586 | 2245 | 307.3416
results23.txt | SENSITIVITY FACTORS OF BRANCH FLOW (MVA) ON 6630 BORGVIK 400.00 TO 6742 HASLE400 400.00 5 MORE THAN | 0.1 | -1937.6586 | 2245 | 307.3416 | 207.3414 | 207.3414
results23.txt | <--------- BUS NAME --------> |  | -1937.6586 | 2245 | 307.3416
results23.txt | 6356 BJERKREIM 400.00 | 0.1249 | -1937.6586 | 2245 | 307.3416 | 182.4414 | 182.4414
results23.txt | 6358 TONSTAD400 400.00 | 0.1242 | -1937.6586 | 2245 | 307.3416 | 183.1414 | 183.1414
results23.txt | 6357 TONSTAD300 400.00 | 0.1242 | -1937.6586 | 2245 | 307.3416 | 183.1414 | 183.1414
results23.txt | 6360 KJELLAND 400.00 | 0.125 | -1937.6586 | 2245 | 307.3416 | 182.3414 | 182.3414
results23.txt | 6363 FEDA400 400.00 | 0.1254 | -1937.6586 | 2245 | 307.3416 | 181.9414 | 181.9414
results23.txt | 6362 FEDA300 400.00 | 0.1254 | -1937.6586 | 2245 | 307.3416 | 181.9414 | 181.9414
results23.txt | 6364 LISTAWIND 400.00 | 0.1254 | -1937.6586 | 2245 | 307.3416 | 181.9414 | 181.9414
results23.txt | 6365 KRISTIANSAND400.00 | 0.1278 | -1937.6586 | 2245 | 307.3416 | 179.5414 | 179.5414
results23.txt | 6373 ARENDAL400 400.00 | 0.1311 | -1937.6586 | 2245 | 307.3416 | 176.2414 | 176.2414
results23.txt | 6372 ARENDAL300 400.00 | 0.1311 | -1937.6586 | 2245 | 307.3416 | 176.2414 | 176.2414
results23.txt | 6626 MINNE 400.00 | 0.1245 | -1937.6586 | 2245 | 307.3416 | 182.8414 | 182.8414
results23.txt | 6629 HALDEN 400.00 | 0.1256 | -1937.6586 | 2245 | 307.3416 | 181.7414 | 181.7414
results23.txt | 6630 BORGVIK 400.00 | -0.1807 | -1937.6586 | 2245 | 307.3416 | 488.0414 | 488.0414
results23.txt | 6651 MODALEN 400.00 | 0.1024 | -1937.6586 | 2245 | 307.3416 | 204.9414 | 204.9414
results23.txt | 6653 DALE 400.00 | 0.1037 | -1937.6586 | 2245 | 307.3416 | 203.6414 | 203.6414
results23.txt | 6654 EVANGER 400.00 | 0.1039 | -1937.6586 | 2245 | 307.3416 | 203.4414 | 203.4414
results23.txt | 6656 SAMNAGER400 400.00 | 0.106 | -1937.6586 | 2245 | 307.3416 | 201.3414 | 201.3414
results23.txt | 6655 SAMNAGER300 400.00 | 0.106 | -1937.6586 | 2245 | 307.3416 | 201.3414 | 201.3414
results23.txt | 6663 AURLAND400 400.00 | 0.1054 | -1937.6586 | 2245 | 307.3416 | 201.9414 | 201.9414
results23.txt | 6662 AURLAND200 400.00 | 0.1053 | -1937.6586 | 2245 | 307.3416 | 202.0414 | 202.0414
results23.txt | 6664 AURLAND2 400.00 | 0.1054 | -1937.6586 | 2245 | 307.3416 | 201.9414 | 201.9414
results23.txt | 6665 AURLAND3 400.00 | 0.1072 | -1937.6586 | 2245 | 307.3416 | 200.1414 | 200.1414
results23.txt | 6667 BORGUND 301.00 | 0.1176 | -1937.6586 | 2245 | 307.3416 | 189.7414 | 189.7414
results23.txt | 6668 ELDFJORD 400.00 | 0.1071 | -1937.6586 | 2245 | 307.3416 | 200.2414 | 200.2414
results23.txt | 6669 HOL1 400.00 | 0.1129 | -1937.6586 | 2245 | 307.3416 | 194.4414 | 194.4414
results23.txt | 6670 HOL3 400.00 | 0.1151 | -1937.6586 | 2245 | 307.3416 | 192.2414 | 192.2414
results23.txt | 6671 HEMSIL1 301.00 | 0.1182 | -1937.6586 | 2245 | 307.3416 | 189.1414 | 189.1414
results23.txt | 6673 USTA400 400.00 | 0.1155 | -1937.6586 | 2245 | 307.3416 | 191.8414 | 191.8414
results23.txt | 6672 USTA300 400.00 | 0.1155 | -1937.6586 | 2245 | 307.3416 | 191.8414 | 191.8414
results23.txt | 6674 HUSNES 400.00 | 0.1141 | -1937.6586 | 2245 | 307.3416 | 193.2414 | 193.2414
results23.txt | 6676 HYDRO PURE S400.00 | 0.1103 | -1937.6586 | 2245 | 307.3416 | 197.0414 | 197.0414
results23.txt | 6675 MAURANGER 400.00 | 0.1103 | -1937.6586 | 2245 | 307.3416 | 197.0414 | 197.0414
results23.txt | 6677 BLÅFALL 400.00 | 0.1139 | -1937.6586 | 2245 | 307.3416 | 193.4414 | 193.4414
results23.txt | 6679 OKSLA 400.00 | 0.1155 | -1937.6586 | 2245 | 307.3416 | 191.8414 | 191.8414
results23.txt | 6680 ÅSEN 400.00 | 0.1155 | -1937.6586 | 2245 | 307.3416 | 191.8414 | 191.8414
results23.txt | 6682 SAUDA400 400.00 | 0.1166 | -1937.6586 | 2245 | 307.3416 | 190.7414 | 190.7414
results23.txt | 6681 SAUDA300 400.00 | 0.1166 | -1937.6586 | 2245 | 307.3416 | 190.7414 | 190.7414
results23.txt | 6683 HYLEN 400.00 | 0.1163 | -1937.6586 | 2245 | 307.3416 | 191.0414 | 191.0414
results23.txt | 6685 RÖDAL 400.00 | 0.1163 | -1937.6586 | 2245 | 307.3416 | 191.0414 | 191.0414
results23.txt | 6686 NOVLE 400.00 | 0.1162 | -1937.6586 | 2245 | 307.3416 | 191.1414 | 191.1414
results23.txt | 6687 ULLA-FORRE 400.00 | 0.1173 | -1937.6586 | 2245 | 307.3416 | 190.0414 | 190.0414
results23.txt | 6688 STOKKELAND 400.00 | 0.1237 | -1937.6586 | 2245 | 307.3416 | 183.6414 | 183.6414
results23.txt | 6690 HOG-JAERN400400.00 | 0.1237 | -1937.6586 | 2245 | 307.3416 | 183.6414 | 183.6414
results23.txt | 6689 HOG-JAERN300400.00 | 0.1237 | -1937.6586 | 2245 | 307.3416 | 183.6414 | 183.6414
results23.txt | 6691 SUBSTATION 400.00 | 0.1163 | -1937.6586 | 2245 | 307.3416 | 191.0414 | 191.0414
results23.txt | 6693 SATURDAL 400.00 | 0.1197 | -1937.6586 | 2245 | 307.3416 | 187.6414 | 187.6414
results23.txt | 6692 HYDRO MIXED 400.00 | 0.1196 | -1937.6586 | 2245 | 307.3416 | 187.7414 | 187.7414
results23.txt | 6694 FORRE 400.00 | 0.1235 | -1937.6586 | 2245 | 307.3416 | 183.8414 | 183.8414
results23.txt | 6695 KVILLDAL 400.00 | 0.1221 | -1937.6586 | 2245 | 307.3416 | 185.2414 | 185.2414
results23.txt | 6698 LYSE400 400.00 | 0.1205 | -1937.6586 | 2245 | 307.3416 | 186.8414 | 186.8414
results23.txt | 6697 LYSE300 400.00 | 0.1205 | -1937.6586 | 2245 | 307.3416 | 186.8414 | 186.8414
results23.txt | 6699 DUGE 301.00 | 0.1216 | -1937.6586 | 2245 | 307.3416 | 185.7414 | 185.7414
results23.txt | 6700 TJORHOM 400.00 | 0.1199 | -1937.6586 | 2245 | 307.3416 | 187.4414 | 187.4414
results23.txt | 6701 KVANNDAL 400.00 | 0.1184 | -1937.6586 | 2245 | 307.3416 | 188.9414 | 188.9414
results23.txt | 6702 KJELA 400.00 | 0.1201 | -1937.6586 | 2245 | 307.3416 | 187.2414 | 187.2414
results23.txt | 6703 SONGA 400.00 | 0.1227 | -1937.6586 | 2245 | 307.3416 | 184.6414 | 184.6414
results23.txt | 6704 VINJE 400.00 | 0.1233 | -1937.6586 | 2245 | 307.3416 | 184.0414 | 184.0414
results23.txt | 6705 HOLEN 400.00 | 0.124 | -1937.6586 | 2245 | 307.3416 | 183.3414 | 183.3414
results23.txt | 6706 ROSKREPP 301.00 | 0.1218 | -1937.6586 | 2245 | 307.3416 | 185.5414 | 185.5414
results23.txt | 6707 KVINEN 301.00 | 0.122 | -1937.6586 | 2245 | 307.3416 | 185.3414 | 185.3414
results23.txt | 6708 SOLHOLM300 400.00 | 0.1243 | -1937.6586 | 2245 | 307.3416 | 183.0414 | 183.0414
results23.txt | 6710 HEKNI 400.00 | 0.1241 | -1937.6586 | 2245 | 307.3416 | 183.2414 | 183.2414
results23.txt | 6711 TOKKE 400.00 | 0.1244 | -1937.6586 | 2245 | 307.3416 | 182.9414 | 182.9414
results23.txt | 6713 NEDREVINSTRA400.00 | 0.1052 | -1937.6586 | 2245 | 307.3416 | 202.1414 | 202.1414
results23.txt | 6714 HEMSIL2 400.00 | 0.1197 | -1937.6586 | 2245 | 307.3416 | 187.6414 | 187.6414
results23.txt | 6715 NESBYEN 400.00 | 0.1208 | -1937.6586 | 2245 | 307.3416 | 186.5414 | 186.5414
results23.txt | 6716 DAGALI 400.00 | 0.1184 | -1937.6586 | 2245 | 307.3416 | 188.9414 | 188.9414
results23.txt | 6717 NEDREVINSTRA400.00 | 0.1051 | -1937.6586 | 2245 | 307.3416 | 202.2414 | 202.2414
results23.txt | 6718 FÅBERG 400.00 | 0.1066 | -1937.6586 | 2245 | 307.3416 | 200.7414 | 200.7414
results23.txt | 6719 ÅDAL 400.00 | 0.1274 | -1937.6586 | 2245 | 307.3416 | 179.9414 | 179.9414
results23.txt | 6720 VARDAL 400.00 | 0.114 | -1937.6586 | 2245 | 307.3416 | 193.3414 | 193.3414
results23.txt | 6721 VANG 400.00 | 0.1162 | -1937.6586 | 2245 | 307.3416 | 191.1414 | 191.1414
results23.txt | 6722 VEMORK 400.00 | 0.1267 | -1937.6586 | 2245 | 307.3416 | 180.6414 | 180.6414
results23.txt | 6723 SÅHEIM 400.00 | 0.1299 | -1937.6586 | 2245 | 307.3416 | 177.4414 | 177.4414
results23.txt | 6724 NORE 400.00 | 0.1214 | -1937.6586 | 2245 | 307.3416 | 185.9414 | 185.9414
results23.txt | 6725 SUNDSBARM 400.00 | 0.1315 | -1937.6586 | 2245 | 307.3416 | 175.8414 | 175.8414
results23.txt | 6727 ROD400 400.00 | 0.136 | -1937.6586 | 2245 | 307.3416 | 171.3414 | 171.3414
results23.txt | 6726 ROD300 400.00 | 0.136 | -1937.6586 | 2245 | 307.3416 | 171.3414 | 171.3414
results23.txt | 6728 GRENLAND 400.00 | 0.1357 | -1937.6586 | 2245 | 307.3416 | 171.6414 | 171.6414
results23.txt | 6730 BAMBLE400 400.00 | 0.1349 | -1937.6586 | 2245 | 307.3416 | 172.4414 | 172.4414
results23.txt | 6729 BAMBLE300 400.00 | 0.1349 | -1937.6586 | 2245 | 307.3416 | 172.4414 | 172.4414
results23.txt | 6731 RINGERIKE 400.00 | 0.1278 | -1937.6586 | 2245 | 307.3416 | 179.5414 | 179.5414
results23.txt | 6732 FLESAKER 400.00 | 0.1361 | -1937.6586 | 2245 | 307.3416 | 171.2414 | 171.2414
results23.txt | 6734 SYLLING400 400.00 | 0.1331 | -1937.6586 | 2245 | 307.3416 | 174.2414 | 174.2414
results23.txt | 6733 SYLLING300 400.00 | 0.1331 | -1937.6586 | 2245 | 307.3416 | 174.2414 | 174.2414
results23.txt | 6736 OSLA400 400.00 | 0.1315 | -1937.6586 | 2245 | 307.3416 | 175.8414 | 175.8414
results23.txt | 6735 OSLO300 400.00 | 0.1313 | -1937.6586 | 2245 | 307.3416 | 176.0414 | 176.0414
results23.txt | 6737 FOLLO 400.00 | 0.1393 | -1937.6586 | 2245 | 307.3416 | 168.0414 | 168.0414
results23.txt | 6738 TVEITEN 400.00 | 0.1366 | -1937.6586 | 2245 | 307.3416 | 170.7414 | 170.7414
results23.txt | 6740 TEGNEBY400 400.00 | 0.146 | -1937.6586 | 2245 | 307.3416 | 161.3414 | 161.3414
results23.txt | 6739 TEGNEBY300 400.00 | 0.146 | -1937.6586 | 2245 | 307.3416 | 161.3414 | 161.3414
results23.txt | 6742 HASLE400 400.00 | 0.1527 | -1937.6586 | 2245 | 307.3416 | 154.6414 | 154.6414
results23.txt | 6741 HASLE300 400.00 | 0.1525 | -1937.6586 | 2245 | 307.3416 | 154.8414 | 154.8414
results23.txt | 6743 KOLLSNES 400.00 | 0.1046 | -1937.6586 | 2245 | 307.3416 | 202.7414 | 202.7414
results23.txt | 6745 SUBSTATION 400.00 | 0.1039 | -1937.6586 | 2245 | 307.3416 | 203.4414 | 203.4414
results23.txt | 6744 LINDÅS 400.00 | 0.1039 | -1937.6586 | 2245 | 307.3416 | 203.4414 | 203.4414
results23.txt | 6746 NYGARD 400.00 | 0.1047 | -1937.6586 | 2245 | 307.3416 | 202.6414 | 202.6414
results23.txt | 6747 ARNA 400.00 | 0.1045 | -1937.6586 | 2245 | 307.3416 | 202.8414 | 202.8414
results23.txt | 6748 BERGEN 400.00 | 0.1048 | -1937.6586 | 2245 | 307.3416 | 202.5414 | 202.5414
results23.txt | 6749 STORD 400.00 | 0.1147 | -1937.6586 | 2245 | 307.3416 | 192.6414 | 192.6414
results23.txt | 6751 SUBSTATION 301.00 | 0.1159 | -1937.6586 | 2245 | 307.3416 | 191.4414 | 191.4414
results23.txt | 6750 HÅVIK 400.00 | 0.1156 | -1937.6586 | 2245 | 307.3416 | 191.7414 | 191.7414
results23.txt | 6752 SPANNE 400.00 | 0.1153 | -1937.6586 | 2245 | 307.3416 | 192.0414 | 192.0414
results23.txt | 6753 KÅRSTO 400.00 | 0.116 | -1937.6586 | 2245 | 307.3416 | 191.3414 | 191.3414
results23.txt | 6754 STOLAHELA 400.00 | 0.1237 | -1937.6586 | 2245 | 307.3416 | 183.6414 | 183.6414
results23.txt | 6799 HJÄLTA220 220.00 | -0.1093 | -1937.6586 | 2245 | 307.3416 | 416.6414 | 416.6414
results23.txt | 6800 FORSMO 220.00 | -0.1012 | -1937.6586 | 2245 | 307.3416 | 408.5414 | 408.5414
results23.txt | 6801 FORSSE 220.00 | -0.1074 | -1937.6586 | 2245 | 307.3416 | 414.7414 | 414.7414
results23.txt | 6804 JARKVISSLE 220.00 | -0.109 | -1937.6586 | 2245 | 307.3416 | 416.3414 | 416.3414
results23.txt | 6806 HALLSJO 220.00 | -0.109 | -1937.6586 | 2245 | 307.3416 | 416.3414 | 416.3414
results23.txt | 6808 VAPLE 220.00 | -0.1089 | -1937.6586 | 2245 | 307.3416 | 416.2414 | 416.2414
results23.txt | 6823 LANGA 220.00 | -0.1072 | -1937.6586 | 2245 | 307.3416 | 414.5414 | 414.5414
results23.txt | 6824 TRANGFARS 220.00 | -0.1085 | -1937.6586 | 2245 | 307.3416 | 415.8414 | 415.8414
results23.txt | 6825 NORDIASEN 220.00 | -0.1082 | -1937.6586 | 2245 | 307.3416 | 415.5414 | 415.5414
results23.txt | 6828 MIDSKOG400 400.00 | -0.1081 | -1937.6586 | 2245 | 307.3416 | 415.4414 | 415.4414
results23.txt | 6827 MIDSKOG220 220.00 | -0.103 | -1937.6586 | 2245 | 307.3416 | 410.3414 | 410.3414
results23.txt | 6834 STUGUN 220.00 | -0.1052 | -1937.6586 | 2245 | 307.3416 | 412.5414 | 412.5414
results23.txt | 6835 NÄVEREDE 220.00 | -0.1041 | -1937.6586 | 2245 | 307.3416 | 411.4414 | 411.4414
results23.txt | 6836 GAMMALÄNGE 220.00 | -0.1066 | -1937.6586 | 2245 | 307.3416 | 413.9414 | 413.9414
results23.txt | 6837 KRÅNGEDE 220.00 | -0.1066 | -1937.6586 | 2245 | 307.3416 | 413.9414 | 413.9414
results23.txt | 6840 SVARTHÅLSF 220.00 | -0.1074 | -1937.6586 | 2245 | 307.3416 | 414.7414 | 414.7414
results23.txt | 6841 STADSFORSEN 220.00 | -0.1093 | -1937.6586 | 2245 | 307.3416 | 416.6414 | 416.6414
results23.txt | 6843 RATANSKV400 400.00 | -0.1222 | -1937.6586 | 2245 | 307.3416 | 429.5414 | 429.5414
results23.txt | 6842 RATANSKV220 220.00 | -0.1093 | -1937.6586 | 2245 | 307.3416 | 416.6414 | 416.6414
results23.txt | 6844 RATAN 400.00 | -0.1232 | -1937.6586 | 2245 | 307.3416 | 430.5414 | 430.5414
results23.txt | 6845 TURINGE 220.00 | -0.1092 | -1937.6586 | 2245 | 307.3416 | 416.5414 | 416.5414
results23.txt | 6846 SVEG 220.00 | -0.1084 | -1937.6586 | 2245 | 307.3416 | 415.7414 | 415.7414
results23.txt | 6847 BRACKE 220.00 | -0.1068 | -1937.6586 | 2245 | 307.3416 | 414.1414 | 414.1414
results23.txt | 6848 JARNVAGSFOR 220.00 | -0.1092 | -1937.6586 | 2245 | 307.3416 | 416.5414 | 416.5414
results23.txt | 6849 ANGE 220.00 | -0.1091 | -1937.6586 | 2245 | 307.3416 | 416.4414 | 416.4414
results23.txt | 6850 MORTTJARNB 220.00 | -0.1068 | -1937.6586 | 2245 | 307.3416 | 414.1414 | 414.1414
results23.txt | 6851 HOLLEFORSEN 220.00 | -0.1092 | -1937.6586 | 2245 | 307.3416 | 416.5414 | 416.5414
results23.txt | 6852 TORPSHAMMAR 220.00 | -0.109 | -1937.6586 | 2245 | 307.3416 | 416.3414 | 416.3414
results23.txt | 6853 DONJE 220.00 | -0.109 | -1937.6586 | 2245 | 307.3416 | 416.3414 | 416.3414
results23.txt | 6875 RENDALEN 301.00 | 0.1112 | -1937.6586 | 2245 | 307.3416 | 196.1414 | 196.1414
results23.txt | 8619 JOINT 220.00 | -0.1091 | -1937.6586 | 2245 | 307.3416 | 416.4414 | 416.4414
results23.txt | 8750 JOINT 220.00 | -0.1074 | -1937.6586 | 2245 | 307.3416 | 414.7414 | 414.7414
results23.txt | 8448 JOINT 400.00 | 0.1201 | -1937.6586 | 2245 | 307.3416 | 187.2414 | 187.2414
results23.txt | 8271 JOINT 220.00 | -0.1091 | -1937.6586 | 2245 | 307.3416 | 416.4414 | 416.4414
results23.txt | 8460 JOINT 400.00 | 0.1184 | -1937.6586 | 2245 | 307.3416 | 188.9414 | 188.9414
results23.txt | 8777 JOINT 220.00 | -0.1074 | -1937.6586 | 2245 | 307.3416 | 414.7414 | 414.7414
results23.txt | 8682 JOINT 220.00 | -0.1052 | -1937.6586 | 2245 | 307.3416 | 412.5414 | 412.5414
results23.txt | 8258 JOINT 220.00 | -0.1042 | -1937.6586 | 2245 | 307.3416 | 411.5414 | 411.5414
results23.txt | 8611 JOINT 400.00 | 0.1159 | -1937.6586 | 2245 | 307.3416 | 191.4414 | 191.4414
results23.txt | 8606 JOINT 220.00 | -0.1089 | -1937.6586 | 2245 | 307.3416 | 416.2414 | 416.2414
results23.txt | 8693 JOINT 220.00 | -0.109 | -1937.6586 | 2245 | 307.3416 | 416.3414 | 416.3414
results23.txt | 8613 JOINT 220.00 | -0.1091 | -1937.6586 | 2245 | 307.3416 | 416.4414 | 416.4414
results23.txt | 9010 HAUGSVAER 400.00 | 0.1031 | -1937.6586 | 2245 | 307.3416 | 204.2414 | 204.2414
results23.txt | 9011 STEINSLAND 400.00 | 0.1026 | -1937.6586 | 2245 | 307.3416 | 204.7414 | 204.7414
results23.txt | 9012 BAMBLE 400.00 | 0.1355 | -1937.6586 | 2245 | 307.3416 | 171.8414 | 171.8414
results23.txt | 9013 HOF 400.00 | 0.1362 | -1937.6586 | 2245 | 307.3416 | 171.1414 | 171.1414
results23.txt | 9014 HONNA 400.00 | 0.1262 | -1937.6586 | 2245 | 307.3416 | 181.1414 | 181.1414
results23.txt | 9406 TANDÖ 400.00 | -0.1449 | -1937.6586 | 2245 | 307.3416 | 452.2414 | 452.2414
results23.txt | 9407 HAGFORS 400.00 | -0.1652 | -1937.6586 | 2245 | 307.3416 | 472.5414 | 472.5414
results23.txt | 9015 HEMSIL300 301.00 | 0.1197 | -1937.6586 | 2245 | 307.3416 | 187.6414 | 187.6414
results23.txt | 9016 FÅBER300 301.00 | 0.1139 | -1937.6586 | 2245 | 307.3416 | 193.4414 | 193.4414
results23.txt | 9017 OSLO301 301.00 | 0.1312 | -1937.6586 | 2245 | 307.3416 | 176.1414 | 176.1414
results23.txt | 9018 TEGNEBY 301.00 | 0.1388 | -1937.6586 | 2245 | 307.3416 | 168.5414 | 168.5414
results23.txt | 9019 SAUDA 301.00 | 0.1163 | -1937.6586 | 2245 | 307.3416 | 191.0414 | 191.0414
results23.txt | 9020 LYSE 301.00 | 0.1216 | -1937.6586 | 2245 | 307.3416 | 185.7414 | 185.7414
results23.txt | 9021 FJOTLAND 301.00 | 0.1231 | -1937.6586 | 2245 | 307.3416 | 184.2414 | 184.2414
results24.txt | PTI INTERACTIVE POWER SYSTEM SIMULATOR--PSS(R)E MON, MAY 29 2023 |  | -1937.6586 | 2245 | 307.3416
results24.txt | SENSITIVITY FACTORS ARE CALCULATED WITH AC |  | -1937.6586 | 2245 | 307.3416
results24.txt | SUBSYSTEM 'RESERV' IS USED FOR OPPOSING SYSTEM FOR MW POWER |  | -1937.6586 | 2245 | 307.3416
results24.txt | SENSITIVITY FACTORS OF BRANCH FLOW (MVA) ON 6630 BORGVIK 400.00 TO 6742 HASLE400 400.00 8 MORE THAN | 0.1 | -1937.6586 | 2245 | 307.3416 | 207.3414 | 207.3414
results24.txt | <--------- BUS NAME --------> |  | -1937.6586 | 2245 | 307.3416
results24.txt | 6356 BJERKREIM 400.00 | 0.1249 | -1937.6586 | 2245 | 307.3416 | 182.4414 | 182.4414
results24.txt | 6358 TONSTAD400 400.00 | 0.1242 | -1937.6586 | 2245 | 307.3416 | 183.1414 | 183.1414
results24.txt | 6357 TONSTAD300 400.00 | 0.1242 | -1937.6586 | 2245 | 307.3416 | 183.1414 | 183.1414
results24.txt | 6360 KJELLAND 400.00 | 0.125 | -1937.6586 | 2245 | 307.3416 | 182.3414 | 182.3414
results24.txt | 6363 FEDA400 400.00 | 0.1254 | -1937.6586 | 2245 | 307.3416 | 181.9414 | 181.9414
results24.txt | 6362 FEDA300 400.00 | 0.1254 | -1937.6586 | 2245 | 307.3416 | 181.9414 | 181.9414
results24.txt | 6364 LISTAWIND 400.00 | 0.1254 | -1937.6586 | 2245 | 307.3416 | 181.9414 | 181.9414
results24.txt | 6365 KRISTIANSAND400.00 | 0.1278 | -1937.6586 | 2245 | 307.3416 | 179.5414 | 179.5414
results24.txt | 6373 ARENDAL400 400.00 | 0.1311 | -1937.6586 | 2245 | 307.3416 | 176.2414 | 176.2414
results24.txt | 6372 ARENDAL300 400.00 | 0.1311 | -1937.6586 | 2245 | 307.3416 | 176.2414 | 176.2414
results24.txt | 6626 MINNE 400.00 | 0.1245 | -1937.6586 | 2245 | 307.3416 | 182.8414 | 182.8414
results24.txt | 6629 HALDEN 400.00 | 0.1256 | -1937.6586 | 2245 | 307.3416 | 181.7414 | 181.7414
results24.txt | 6630 BORGVIK 400.00 | -0.1807 | -1937.6586 | 2245 | 307.3416 | 488.0414 | 488.0414
results24.txt | 6651 MODALEN 400.00 | 0.1024 | -1937.6586 | 2245 | 307.3416 | 204.9414 | 204.9414
results24.txt | 6653 DALE 400.00 | 0.1037 | -1937.6586 | 2245 | 307.3416 | 203.6414 | 203.6414
results24.txt | 6654 EVANGER 400.00 | 0.1039 | -1937.6586 | 2245 | 307.3416 | 203.4414 | 203.4414
results24.txt | 6656 SAMNAGER400 400.00 | 0.106 | -1937.6586 | 2245 | 307.3416 | 201.3414 | 201.3414
results24.txt | 6655 SAMNAGER300 400.00 | 0.106 | -1937.6586 | 2245 | 307.3416 | 201.3414 | 201.3414
results24.txt | 6663 AURLAND400 400.00 | 0.1054 | -1937.6586 | 2245 | 307.3416 | 201.9414 | 201.9414
results24.txt | 6662 AURLAND200 400.00 | 0.1053 | -1937.6586 | 2245 | 307.3416 | 202.0414 | 202.0414
results24.txt | 6664 AURLAND2 400.00 | 0.1054 | -1937.6586 | 2245 | 307.3416 | 201.9414 | 201.9414
results24.txt | 6665 AURLAND3 400.00 | 0.1072 | -1937.6586 | 2245 | 307.3416 | 200.1414 | 200.1414
results24.txt | 6667 BORGUND 301.00 | 0.1176 | -1937.6586 | 2245 | 307.3416 | 189.7414 | 189.7414
results24.txt | 6668 ELDFJORD 400.00 | 0.1071 | -1937.6586 | 2245 | 307.3416 | 200.2414 | 200.2414
results24.txt | 6669 HOL1 400.00 | 0.1129 | -1937.6586 | 2245 | 307.3416 | 194.4414 | 194.4414
results24.txt | 6670 HOL3 400.00 | 0.1151 | -1937.6586 | 2245 | 307.3416 | 192.2414 | 192.2414
results24.txt | 6671 HEMSIL1 301.00 | 0.1182 | -1937.6586 | 2245 | 307.3416 | 189.1414 | 189.1414
results24.txt | 6673 USTA400 400.00 | 0.1155 | -1937.6586 | 2245 | 307.3416 | 191.8414 | 191.8414
results24.txt | 6672 USTA300 400.00 | 0.1155 | -1937.6586 | 2245 | 307.3416 | 191.8414 | 191.8414
results24.txt | 6674 HUSNES 400.00 | 0.1141 | -1937.6586 | 2245 | 307.3416 | 193.2414 | 193.2414
results24.txt | 6676 HYDRO PURE S400.00 | 0.1103 | -1937.6586 | 2245 | 307.3416 | 197.0414 | 197.0414
results24.txt | 6675 MAURANGER 400.00 | 0.1103 | -1937.6586 | 2245 | 307.3416 | 197.0414 | 197.0414
results24.txt | 6677 BLÅFALL 400.00 | 0.1139 | -1937.6586 | 2245 | 307.3416 | 193.4414 | 193.4414
results24.txt | 6679 OKSLA 400.00 | 0.1155 | -1937.6586 | 2245 | 307.3416 | 191.8414 | 191.8414
results24.txt | 6680 ÅSEN 400.00 | 0.1155 | -1937.6586 | 2245 | 307.3416 | 191.8414 | 191.8414
results24.txt | 6682 SAUDA400 400.00 | 0.1166 | -1937.6586 | 2245 | 307.3416 | 190.7414 | 190.7414
results24.txt | 6681 SAUDA300 400.00 | 0.1166 | -1937.6586 | 2245 | 307.3416 | 190.7414 | 190.7414
results24.txt | 6683 HYLEN 400.00 | 0.1163 | -1937.6586 | 2245 | 307.3416 | 191.0414 | 191.0414
results24.txt | 6685 RÖDAL 400.00 | 0.1163 | -1937.6586 | 2245 | 307.3416 | 191.0414 | 191.0414
results24.txt | 6686 NOVLE 400.00 | 0.1162 | -1937.6586 | 2245 | 307.3416 | 191.1414 | 191.1414
results24.txt | 6687 ULLA-FORRE 400.00 | 0.1173 | -1937.6586 | 2245 | 307.3416 | 190.0414 | 190.0414
results24.txt | 6688 STOKKELAND 400.00 | 0.1237 | -1937.6586 | 2245 | 307.3416 | 183.6414 | 183.6414
results24.txt | 6690 HOG-JAERN400400.00 | 0.1237 | -1937.6586 | 2245 | 307.3416 | 183.6414 | 183.6414
results24.txt | 6689 HOG-JAERN300400.00 | 0.1237 | -1937.6586 | 2245 | 307.3416 | 183.6414 | 183.6414
results24.txt | 6691 SUBSTATION 400.00 | 0.1163 | -1937.6586 | 2245 | 307.3416 | 191.0414 | 191.0414
results24.txt | 6693 SATURDAL 400.00 | 0.1197 | -1937.6586 | 2245 | 307.3416 | 187.6414 | 187.6414
results24.txt | 6692 HYDRO MIXED 400.00 | 0.1196 | -1937.6586 | 2245 | 307.3416 | 187.7414 | 187.7414
results24.txt | 6694 FORRE 400.00 | 0.1235 | -1937.6586 | 2245 | 307.3416 | 183.8414 | 183.8414
results24.txt | 6695 KVILLDAL 400.00 | 0.1221 | -1937.6586 | 2245 | 307.3416 | 185.2414 | 185.2414
results24.txt | 6698 LYSE400 400.00 | 0.1205 | -1937.6586 | 2245 | 307.3416 | 186.8414 | 186.8414
results24.txt | 6697 LYSE300 400.00 | 0.1205 | -1937.6586 | 2245 | 307.3416 | 186.8414 | 186.8414
results24.txt | 6699 DUGE 301.00 | 0.1216 | -1937.6586 | 2245 | 307.3416 | 185.7414 | 185.7414
results24.txt | 6700 TJORHOM 400.00 | 0.1199 | -1937.6586 | 2245 | 307.3416 | 187.4414 | 187.4414
results24.txt | 6701 KVANNDAL 400.00 | 0.1184 | -1937.6586 | 2245 | 307.3416 | 188.9414 | 188.9414
results24.txt | 6702 KJELA 400.00 | 0.1201 | -1937.6586 | 2245 | 307.3416 | 187.2414 | 187.2414
results24.txt | 6703 SONGA 400.00 | 0.1227 | -1937.6586 | 2245 | 307.3416 | 184.6414 | 184.6414
results24.txt | 6704 VINJE 400.00 | 0.1233 | -1937.6586 | 2245 | 307.3416 | 184.0414 | 184.0414
results24.txt | 6705 HOLEN 400.00 | 0.124 | -1937.6586 | 2245 | 307.3416 | 183.3414 | 183.3414
results24.txt | 6706 ROSKREPP 301.00 | 0.1218 | -1937.6586 | 2245 | 307.3416 | 185.5414 | 185.5414
results24.txt | 6707 KVINEN 301.00 | 0.122 | -1937.6586 | 2245 | 307.3416 | 185.3414 | 185.3414
results24.txt | 6708 SOLHOLM300 400.00 | 0.1243 | -1937.6586 | 2245 | 307.3416 | 183.0414 | 183.0414
results24.txt | 6710 HEKNI 400.00 | 0.1241 | -1937.6586 | 2245 | 307.3416 | 183.2414 | 183.2414
results24.txt | 6711 TOKKE 400.00 | 0.1244 | -1937.6586 | 2245 | 307.3416 | 182.9414 | 182.9414
results24.txt | 6713 NEDREVINSTRA400.00 | 0.1052 | -1937.6586 | 2245 | 307.3416 | 202.1414 | 202.1414
results24.txt | 6714 HEMSIL2 400.00 | 0.1197 | -1937.6586 | 2245 | 307.3416 | 187.6414 | 187.6414
results24.txt | 6715 NESBYEN 400.00 | 0.1208 | -1937.6586 | 2245 | 307.3416 | 186.5414 | 186.5414
results24.txt | 6716 DAGALI 400.00 | 0.1184 | -1937.6586 | 2245 | 307.3416 | 188.9414 | 188.9414
results24.txt | 6717 NEDREVINSTRA400.00 | 0.1051 | -1937.6586 | 2245 | 307.3416 | 202.2414 | 202.2414
results24.txt | 6718 FÅBERG 400.00 | 0.1066 | -1937.6586 | 2245 | 307.3416 | 200.7414 | 200.7414
results24.txt | 6719 ÅDAL 400.00 | 0.1274 | -1937.6586 | 2245 | 307.3416 | 179.9414 | 179.9414
results24.txt | 6720 VARDAL 400.00 | 0.114 | -1937.6586 | 2245 | 307.3416 | 193.3414 | 193.3414
results24.txt | 6721 VANG 400.00 | 0.1162 | -1937.6586 | 2245 | 307.3416 | 191.1414 | 191.1414
results24.txt | 6722 VEMORK 400.00 | 0.1267 | -1937.6586 | 2245 | 307.3416 | 180.6414 | 180.6414
results24.txt | 6723 SÅHEIM 400.00 | 0.1299 | -1937.6586 | 2245 | 307.3416 | 177.4414 | 177.4414
results24.txt | 6724 NORE 400.00 | 0.1214 | -1937.6586 | 2245 | 307.3416 | 185.9414 | 185.9414
results24.txt | 6725 SUNDSBARM 400.00 | 0.1315 | -1937.6586 | 2245 | 307.3416 | 175.8414 | 175.8414
results24.txt | 6727 ROD400 400.00 | 0.136 | -1937.6586 | 2245 | 307.3416 | 171.3414 | 171.3414
results24.txt | 6726 ROD300 400.00 | 0.136 | -1937.6586 | 2245 | 307.3416 | 171.3414 | 171.3414
results24.txt | 6728 GRENLAND 400.00 | 0.1357 | -1937.6586 | 2245 | 307.3416 | 171.6414 | 171.6414
results24.txt | 6730 BAMBLE400 400.00 | 0.1349 | -1937.6586 | 2245 | 307.3416 | 172.4414 | 172.4414
results24.txt | 6729 BAMBLE300 400.00 | 0.1349 | -1937.6586 | 2245 | 307.3416 | 172.4414 | 172.4414
results24.txt | 6731 RINGERIKE 400.00 | 0.1278 | -1937.6586 | 2245 | 307.3416 | 179.5414 | 179.5414
results24.txt | 6732 FLESAKER 400.00 | 0.1361 | -1937.6586 | 2245 | 307.3416 | 171.2414 | 171.2414
results24.txt | 6734 SYLLING400 400.00 | 0.1331 | -1937.6586 | 2245 | 307.3416 | 174.2414 | 174.2414
results24.txt | 6733 SYLLING300 400.00 | 0.1331 | -1937.6586 | 2245 | 307.3416 | 174.2414 | 174.2414
results24.txt | 6736 OSLA400 400.00 | 0.1315 | -1937.6586 | 2245 | 307.3416 | 175.8414 | 175.8414
results24.txt | 6735 OSLO300 400.00 | 0.1313 | -1937.6586 | 2245 | 307.3416 | 176.0414 | 176.0414
results24.txt | 6737 FOLLO 400.00 | 0.1393 | -1937.6586 | 2245 | 307.3416 | 168.0414 | 168.0414
results24.txt | 6738 TVEITEN 400.00 | 0.1366 | -1937.6586 | 2245 | 307.3416 | 170.7414 | 170.7414
results24.txt | 6740 TEGNEBY400 400.00 | 0.146 | -1937.6586 | 2245 | 307.3416 | 161.3414 | 161.3414
results24.txt | 6739 TEGNEBY300 400.00 | 0.146 | -1937.6586 | 2245 | 307.3416 | 161.3414 | 161.3414
results24.txt | 6742 HASLE400 400.00 | 0.1527 | -1937.6586 | 2245 | 307.3416 | 154.6414 | 154.6414
results24.txt | 6741 HASLE300 400.00 | 0.1525 | -1937.6586 | 2245 | 307.3416 | 154.8414 | 154.8414
results24.txt | 6743 KOLLSNES 400.00 | 0.1046 | -1937.6586 | 2245 | 307.3416 | 202.7414 | 202.7414
results24.txt | 6745 SUBSTATION 400.00 | 0.1039 | -1937.6586 | 2245 | 307.3416 | 203.4414 | 203.4414
results24.txt | 6744 LINDÅS 400.00 | 0.1039 | -1937.6586 | 2245 | 307.3416 | 203.4414 | 203.4414
results24.txt | 6746 NYGARD 400.00 | 0.1047 | -1937.6586 | 2245 | 307.3416 | 202.6414 | 202.6414
results24.txt | 6747 ARNA 400.00 | 0.1045 | -1937.6586 | 2245 | 307.3416 | 202.8414 | 202.8414
results24.txt | 6748 BERGEN 400.00 | 0.1048 | -1937.6586 | 2245 | 307.3416 | 202.5414 | 202.5414
results24.txt | 6749 STORD 400.00 | 0.1147 | -1937.6586 | 2245 | 307.3416 | 192.6414 | 192.6414
results24.txt | 6751 SUBSTATION 301.00 | 0.1159 | -1937.6586 | 2245 | 307.3416 | 191.4414 | 191.4414
results24.txt | 6750 HÅVIK 400.00 | 0.1156 | -1937.6586 | 2245 | 307.3416 | 191.7414 | 191.7414
results24.txt | 6752 SPANNE 400.00 | 0.1153 | -1937.6586 | 2245 | 307.3416 | 192.0414 | 192.0414
results24.txt | 6753 KÅRSTO 400.00 | 0.116 | -1937.6586 | 2245 | 307.3416 | 191.3414 | 191.3414
results24.txt | 6754 STOLAHELA 400.00 | 0.1237 | -1937.6586 | 2245 | 307.3416 | 183.6414 | 183.6414
results24.txt | 6799 HJÄLTA220 220.00 | -0.1093 | -1937.6586 | 2245 | 307.3416 | 416.6414 | 416.6414
results24.txt | 6800 FORSMO 220.00 | -0.1012 | -1937.6586 | 2245 | 307.3416 | 408.5414 | 408.5414
results24.txt | 6801 FORSSE 220.00 | -0.1074 | -1937.6586 | 2245 | 307.3416 | 414.7414 | 414.7414
results24.txt | 6804 JARKVISSLE 220.00 | -0.109 | -1937.6586 | 2245 | 307.3416 | 416.3414 | 416.3414
results24.txt | 6806 HALLSJO 220.00 | -0.109 | -1937.6586 | 2245 | 307.3416 | 416.3414 | 416.3414
results24.txt | 6808 VAPLE 220.00 | -0.1089 | -1937.6586 | 2245 | 307.3416 | 416.2414 | 416.2414
results24.txt | 6823 LANGA 220.00 | -0.1072 | -1937.6586 | 2245 | 307.3416 | 414.5414 | 414.5414
results24.txt | 6824 TRANGFARS 220.00 | -0.1085 | -1937.6586 | 2245 | 307.3416 | 415.8414 | 415.8414
results24.txt | 6825 NORDIASEN 220.00 | -0.1082 | -1937.6586 | 2245 | 307.3416 | 415.5414 | 415.5414
results24.txt | 6828 MIDSKOG400 400.00 | -0.1081 | -1937.6586 | 2245 | 307.3416 | 415.4414 | 415.4414
results24.txt | 6827 MIDSKOG220 220.00 | -0.103 | -1937.6586 | 2245 | 307.3416 | 410.3414 | 410.3414
results24.txt | 6834 STUGUN 220.00 | -0.1052 | -1937.6586 | 2245 | 307.3416 | 412.5414 | 412.5414
results24.txt | 6835 NÄVEREDE 220.00 | -0.1041 | -1937.6586 | 2245 | 307.3416 | 411.4414 | 411.4414
results24.txt | 6836 GAMMALÄNGE 220.00 | -0.1066 | -1937.6586 | 2245 | 307.3416 | 413.9414 | 413.9414
results24.txt | 6837 KRÅNGEDE 220.00 | -0.1066 | -1937.6586 | 2245 | 307.3416 | 413.9414 | 413.9414
results24.txt | 6840 SVARTHÅLSF 220.00 | -0.1074 | -1937.6586 | 2245 | 307.3416 | 414.7414 | 414.7414
results24.txt | 6841 STADSFORSEN 220.00 | -0.1093 | -1937.6586 | 2245 | 307.3416 | 416.6414 | 416.6414
results24.txt | 6843 RATANSKV400 400.00 | -0.1222 | -1937.6586 | 2245 | 307.3416 | 429.5414 | 429.5414
results24.txt | 6842 RATANSKV220 220.00 | -0.1093 | -1937.6586 | 2245 | 307.3416 | 416.6414 | 416.6414
results24.txt | 6844 RATAN 400.00 | -0.1232 | -1937.6586 | 2245 | 307.3416 | 430.5414 | 430.5414
results24.txt | 6845 TURINGE 220.00 | -0.1092 | -1937.6586 | 2245 | 307.3416 | 416.5414 | 416.5414
results24.txt | 6846 SVEG 220.00 | -0.1084 | -1937.6586 | 2245 | 307.3416 | 415.7414 | 415.7414
results24.txt | 6847 BRACKE 220.00 | -0.1068 | -1937.6586 | 2245 | 307.3416 | 414.1414 | 414.1414
results24.txt | 6848 JARNVAGSFOR 220.00 | -0.1092 | -1937.6586 | 2245 | 307.3416 | 416.5414 | 416.5414
results24.txt | 6849 ANGE 220.00 | -0.1091 | -1937.6586 | 2245 | 307.3416 | 416.4414 | 416.4414
results24.txt | 6850 MORTTJARNB 220.00 | -0.1068 | -1937.6586 | 2245 | 307.3416 | 414.1414 | 414.1414
results24.txt | 6851 HOLLEFORSEN 220.00 | -0.1092 | -1937.6586 | 2245 | 307.3416 | 416.5414 | 416.5414
results24.txt | 6852 TORPSHAMMAR 220.00 | -0.109 | -1937.6586 | 2245 | 307.3416 | 416.3414 | 416.3414
results24.txt | 6853 DONJE 220.00 | -0.109 | -1937.6586 | 2245 | 307.3416 | 416.3414 | 416.3414
results24.txt | 6875 RENDALEN 301.00 | 0.1112 | -1937.6586 | 2245 | 307.3416 | 196.1414 | 196.1414
results24.txt | 8619 JOINT 220.00 | -0.1091 | -1937.6586 | 2245 | 307.3416 | 416.4414 | 416.4414
results24.txt | 8750 JOINT 220.00 | -0.1074 | -1937.6586 | 2245 | 307.3416 | 414.7414 | 414.7414
results24.txt | 8448 JOINT 400.00 | 0.1201 | -1937.6586 | 2245 | 307.3416 | 187.2414 | 187.2414
results24.txt | 8271 JOINT 220.00 | -0.1091 | -1937.6586 | 2245 | 307.3416 | 416.4414 | 416.4414
results24.txt | 8460 JOINT 400.00 | 0.1184 | -1937.6586 | 2245 | 307.3416 | 188.9414 | 188.9414
results24.txt | 8777 JOINT 220.00 | -0.1074 | -1937.6586 | 2245 | 307.3416 | 414.7414 | 414.7414
results24.txt | 8682 JOINT 220.00 | -0.1052 | -1937.6586 | 2245 | 307.3416 | 412.5414 | 412.5414
results24.txt | 8258 JOINT 220.00 | -0.1042 | -1937.6586 | 2245 | 307.3416 | 411.5414 | 411.5414
results24.txt | 8611 JOINT 400.00 | 0.1159 | -1937.6586 | 2245 | 307.3416 | 191.4414 | 191.4414
results24.txt | 8606 JOINT 220.00 | -0.1089 | -1937.6586 | 2245 | 307.3416 | 416.2414 | 416.2414
results24.txt | 8693 JOINT 220.00 | -0.109 | -1937.6586 | 2245 | 307.3416 | 416.3414 | 416.3414
results24.txt | 8613 JOINT 220.00 | -0.1091 | -1937.6586 | 2245 | 307.3416 | 416.4414 | 416.4414
results24.txt | 9010 HAUGSVAER 400.00 | 0.1031 | -1937.6586 | 2245 | 307.3416 | 204.2414 | 204.2414
results24.txt | 9011 STEINSLAND 400.00 | 0.1026 | -1937.6586 | 2245 | 307.3416 | 204.7414 | 204.7414
results24.txt | 9012 BAMBLE 400.00 | 0.1355 | -1937.6586 | 2245 | 307.3416 | 171.8414 | 171.8414
results24.txt | 9013 HOF 400.00 | 0.1362 | -1937.6586 | 2245 | 307.3416 | 171.1414 | 171.1414
results24.txt | 9014 HONNA 400.00 | 0.1262 | -1937.6586 | 2245 | 307.3416 | 181.1414 | 181.1414
results24.txt | 9406 TANDÖ 400.00 | -0.1449 | -1937.6586 | 2245 | 307.3416 | 452.2414 | 452.2414
results24.txt | 9407 HAGFORS 400.00 | -0.1652 | -1937.6586 | 2245 | 307.3416 | 472.5414 | 472.5414
results24.txt | 9015 HEMSIL300 301.00 | 0.1197 | -1937.6586 | 2245 | 307.3416 | 187.6414 | 187.6414
results24.txt | 9016 FÅBER300 301.00 | 0.1139 | -1937.6586 | 2245 | 307.3416 | 193.4414 | 193.4414
results24.txt | 9017 OSLO301 301.00 | 0.1312 | -1937.6586 | 2245 | 307.3416 | 176.1414 | 176.1414
results24.txt | 9018 TEGNEBY 301.00 | 0.1388 | -1937.6586 | 2245 | 307.3416 | 168.5414 | 168.5414
results24.txt | 9019 SAUDA 301.00 | 0.1163 | -1937.6586 | 2245 | 307.3416 | 191.0414 | 191.0414
results24.txt | 9020 LYSE 301.00 | 0.1216 | -1937.6586 | 2245 | 307.3416 | 185.7414 | 185.7414
results24.txt | 9021 FJOTLAND 301.00 | 0.1231 | -1937.6586 | 2245 | 307.3416 | 184.2414 | 184.2414
results25.txt | PTI INTERACTIVE POWER SYSTEM SIMULATOR--PSS(R)E MON, MAY 29 2023 |  | -438.3687 | 746 | 307.6313
results25.txt | SENSITIVITY FACTORS ARE CALCULATED WITH AC |  | -438.3687 | 746 | 307.6313
results25.txt | SUBSYSTEM 'RESERV' IS USED FOR OPPOSING SYSTEM FOR MW POWER |  | -438.3687 | 746 | 307.6313
results25.txt | SENSITIVITY FACTORS OF BRANCH FLOW (MVA) ON 6674 HUSNES 400.00 TO 6677 BLÅFALL 400.00 4 MORE THAN | 0.1 | -438.3687 | 746 | 307.6313 | 207.6313 | 207.6313
results25.txt | <--------- BUS NAME --------> |  | -438.3687 | 746 | 307.6313
results25.txt | 6674 HUSNES 400.00 | -0.1777 | -438.3687 | 746 | 307.6313 | 485.3313 | 485.3313
results25.txt | 6749 STORD 400.00 | -0.1416 | -438.3687 | 746 | 307.6313 | 449.2313 | 449.2313
results25.txt | 6752 SPANNE 400.00 | -0.1028 | -438.3687 | 746 | 307.6313 | 410.4313 | 410.4313
results26.txt | PTI INTERACTIVE POWER SYSTEM SIMULATOR--PSS(R)E MON, MAY 29 2023 |  | -1928.401 | 2245 | 316.599
results26.txt | SENSITIVITY FACTORS ARE CALCULATED WITH AC |  | -1928.401 | 2245 | 316.599
results26.txt | SUBSYSTEM 'RESERV' IS USED FOR OPPOSING SYSTEM FOR MW POWER |  | -1928.401 | 2245 | 316.599
results26.txt | SENSITIVITY FACTORS OF BRANCH FLOW (MVA) ON 6324 GORLOSEGARD 400.00 TO 6335 SODERASEN 400.00 1 MORE THAN | 0.1 | -1928.401 | 2245 | 316.599 | 216.599 | 216.599
results26.txt | <--------- BUS NAME --------> |  | -1928.401 | 2245 | 316.599
results26.txt | 5624 HERSLEV 400.00 | -0.5086 | -1928.401 | 2245 | 316.599 | 825.199 | 825.199
results26.txt | 5642 HOVEGARD 400.00 | -0.508 | -1928.401 | 2245 | 316.599 | 824.599 | 824.599
results26.txt | 5646 BJAEVERSKOV4400.00 | -0.5078 | -1928.401 | 2245 | 316.599 | 824.399 | 824.399
results26.txt | 5645 BJAEVERSKOV2220.00 | -0.507 | -1928.401 | 2245 | 316.599 | 823.599 | 823.599
results26.txt | 5657 ISHOJ400 400.00 | -0.508 | -1928.401 | 2245 | 316.599 | 824.599 | 824.599
results26.txt | 5656 ISHOJ220 220.00 | -0.5088 | -1928.401 | 2245 | 316.599 | 825.399 | 825.399
results26.txt | 5660 AVEDOREVERK 400.00 | -0.5083 | -1928.401 | 2245 | 316.599 | 824.899 | 824.899
results26.txt | 5662 ORSTEDSVERKE400.00 | -0.5089 | -1928.401 | 2245 | 316.599 | 825.499 | 825.499
results26.txt | 5676 WIND FARM 220.00 | -0.4993 | -1928.401 | 2245 | 316.599 | 815.899 | 815.899
results26.txt | 5845 ASNAESVERK 400.00 | -0.5083 | -1928.401 | 2245 | 316.599 | 824.899 | 824.899
results26.txt | 6319 KYNDBYVERKER400.00 | -0.5078 | -1928.401 | 2245 | 316.599 | 824.399 | 824.399
results26.txt | 6324 GORLOSEGARD 400.00 | -0.506 | -1928.401 | 2245 | 316.599 | 822.599 | 822.599
results26.txt | 6330 GELNTEGARD2 400.00 | -0.5102 | -1928.401 | 2245 | 316.599 | 826.799 | 826.799
results26.txt | 6334 GLENTEGARD 400.00 | -0.5108 | -1928.401 | 2245 | 316.599 | 827.399 | 827.399
results26.txt | 7429 JOINT 220.00 | -0.4999 | -1928.401 | 2245 | 316.599 | 816.499 | 816.499
results27.txt | PTI INTERACTIVE POWER SYSTEM SIMULATOR--PSS(R)E MON, MAY 29 2023 |  | -1928.401 | 2245 | 316.599
results27.txt | SENSITIVITY FACTORS ARE CALCULATED WITH AC |  | -1928.401 | 2245 | 316.599
results27.txt | SUBSYSTEM 'RESERV' IS USED FOR OPPOSING SYSTEM FOR MW POWER |  | -1928.401 | 2245 | 316.599
results27.txt | SENSITIVITY FACTORS OF BRANCH FLOW (MVA) ON 6324 GORLOSEGARD 400.00 TO 6335 SODERASEN 400.00 7 MORE THAN | 0.1 | -1928.401 | 2245 | 316.599 | 216.599 | 216.599
results27.txt | <--------- BUS NAME --------> |  | -1928.401 | 2245 | 316.599
results27.txt | 5624 HERSLEV 400.00 | -0.5086 | -1928.401 | 2245 | 316.599 | 825.199 | 825.199
results27.txt | 5642 HOVEGARD 400.00 | -0.508 | -1928.401 | 2245 | 316.599 | 824.599 | 824.599
results27.txt | 5646 BJAEVERSKOV4400.00 | -0.5078 | -1928.401 | 2245 | 316.599 | 824.399 | 824.399
results27.txt | 5645 BJAEVERSKOV2220.00 | -0.507 | -1928.401 | 2245 | 316.599 | 823.599 | 823.599
results27.txt | 5657 ISHOJ400 400.00 | -0.508 | -1928.401 | 2245 | 316.599 | 824.599 | 824.599
results27.txt | 5656 ISHOJ220 220.00 | -0.5088 | -1928.401 | 2245 | 316.599 | 825.399 | 825.399
results27.txt | 5660 AVEDOREVERK 400.00 | -0.5083 | -1928.401 | 2245 | 316.599 | 824.899 | 824.899
results27.txt | 5662 ORSTEDSVERKE400.00 | -0.5089 | -1928.401 | 2245 | 316.599 | 825.499 | 825.499
results27.txt | 5676 WIND FARM 220.00 | -0.4993 | -1928.401 | 2245 | 316.599 | 815.899 | 815.899
results27.txt | 5845 ASNAESVERK 400.00 | -0.5083 | -1928.401 | 2245 | 316.599 | 824.899 | 824.899
results27.txt | 6319 KYNDBYVERKER400.00 | -0.5078 | -1928.401 | 2245 | 316.599 | 824.399 | 824.399
results27.txt | 6324 GORLOSEGARD 400.00 | -0.506 | -1928.401 | 2245 | 316.599 | 822.599 | 822.599
results27.txt | 6330 GELNTEGARD2 400.00 | -0.5102 | -1928.401 | 2245 | 316.599 | 826.799 | 826.799
results27.txt | 6334 GLENTEGARD 400.00 | -0.5108 | -1928.401 | 2245 | 316.599 | 827.399 | 827.399
results27.txt | 7429 JOINT 220.00 | -0.4999 | -1928.401 | 2245 | 316.599 | 816.499 | 816.499
results28.txt | PTI INTERACTIVE POWER SYSTEM SIMULATOR--PSS(R)E MON, MAY 29 2023 |  | 1246.3433 | 1571.5 | 325.1569
results28.txt | SENSITIVITY FACTORS ARE CALCULATED WITH AC |  | 1246.3433 | 1571.5 | 325.1569
results28.txt | SUBSYSTEM 'RESERV' IS USED FOR OPPOSING SYSTEM FOR MW POWER |  | 1246.3433 | 1571.5 | 325.1569
results28.txt | SENSITIVITY FACTORS OF BRANCH FLOW (MVA) ON 6732 FLESAKER 400.00 TO 6739 TEGNEBY300 400.00 8 MORE THAN | 0.1 | 1246.3433 | 1571.5 | 325.1569 | 225.1567 | 225.1567
results28.txt | <--------- BUS NAME --------> |  | 1246.3433 | 1571.5 | 325.1569
results28.txt | 6356 BJERKREIM 400.00 | 0.131 | 1246.3433 | 1571.5 | 325.1569 | 194.1567 | 194.1567
results28.txt | 6358 TONSTAD400 400.00 | 0.1302 | 1246.3433 | 1571.5 | 325.1569 | 194.9567 | 194.9567
results28.txt | 6357 TONSTAD300 400.00 | 0.1301 | 1246.3433 | 1571.5 | 325.1569 | 195.0567 | 195.0567
results28.txt | 6360 KJELLAND 400.00 | 0.131 | 1246.3433 | 1571.5 | 325.1569 | 194.1567 | 194.1567
results28.txt | 6363 FEDA400 400.00 | 0.1313 | 1246.3433 | 1571.5 | 325.1569 | 193.8567 | 193.8567
results28.txt | 6362 FEDA300 400.00 | 0.1313 | 1246.3433 | 1571.5 | 325.1569 | 193.8567 | 193.8567
results28.txt | 6364 LISTAWIND 400.00 | 0.1312 | 1246.3433 | 1571.5 | 325.1569 | 193.9567 | 193.9567
results28.txt | 6365 KRISTIANSAND400.00 | 0.1335 | 1246.3433 | 1571.5 | 325.1569 | 191.6567 | 191.6567
results28.txt | 6373 ARENDAL400 400.00 | 0.1345 | 1246.3433 | 1571.5 | 325.1569 | 190.6567 | 190.6567
results28.txt | 6372 ARENDAL300 400.00 | 0.1345 | 1246.3433 | 1571.5 | 325.1569 | 190.6567 | 190.6567
results28.txt | 6674 HUSNES 400.00 | 0.1037 | 1246.3433 | 1571.5 | 325.1569 | 221.4567 | 221.4567
results28.txt | 6677 BLÅFALL 400.00 | 0.1033 | 1246.3433 | 1571.5 | 325.1569 | 221.8567 | 221.8567
results28.txt | 6679 OKSLA 400.00 | 0.1208 | 1246.3433 | 1571.5 | 325.1569 | 204.3567 | 204.3567
results28.txt | 6680 ÅSEN 400.00 | 0.1208 | 1246.3433 | 1571.5 | 325.1569 | 204.3567 | 204.3567
results28.txt | 6682 SAUDA400 400.00 | 0.115 | 1246.3433 | 1571.5 | 325.1569 | 210.1567 | 210.1567
results28.txt | 6681 SAUDA300 400.00 | 0.1149 | 1246.3433 | 1571.5 | 325.1569 | 210.2567 | 210.2567
results28.txt | 6683 HYLEN 400.00 | 0.1147 | 1246.3433 | 1571.5 | 325.1569 | 210.4567 | 210.4567
results28.txt | 6685 RÖDAL 400.00 | 0.1215 | 1246.3433 | 1571.5 | 325.1569 | 203.6567 | 203.6567
results28.txt | 6686 NOVLE 400.00 | 0.1214 | 1246.3433 | 1571.5 | 325.1569 | 203.7567 | 203.7567
results28.txt | 6687 ULLA-FORRE 400.00 | 0.1224 | 1246.3433 | 1571.5 | 325.1569 | 202.7567 | 202.7567
results28.txt | 6688 STOKKELAND 400.00 | 0.1301 | 1246.3433 | 1571.5 | 325.1569 | 195.0567 | 195.0567
results28.txt | 6690 HOG-JAERN400400.00 | 0.1301 | 1246.3433 | 1571.5 | 325.1569 | 195.0567 | 195.0567
results28.txt | 6689 HOG-JAERN300400.00 | 0.1301 | 1246.3433 | 1571.5 | 325.1569 | 195.0567 | 195.0567
results28.txt | 6691 SUBSTATION 400.00 | 0.1147 | 1246.3433 | 1571.5 | 325.1569 | 210.4567 | 210.4567
results28.txt | 6693 SATURDAL 400.00 | 0.1324 | 1246.3433 | 1571.5 | 325.1569 | 192.7567 | 192.7567
results28.txt | 6692 HYDRO MIXED 400.00 | 0.1324 | 1246.3433 | 1571.5 | 325.1569 | 192.7567 | 192.7567
results28.txt | 6694 FORRE 400.00 | 0.1331 | 1246.3433 | 1571.5 | 325.1569 | 192.0567 | 192.0567
results28.txt | 6695 KVILLDAL 400.00 | 0.1368 | 1246.3433 | 1571.5 | 325.1569 | 188.3567 | 188.3567
results28.txt | 6698 LYSE400 400.00 | 0.1278 | 1246.3433 | 1571.5 | 325.1569 | 197.3567 | 197.3567
results28.txt | 6697 LYSE300 400.00 | 0.1278 | 1246.3433 | 1571.5 | 325.1569 | 197.3567 | 197.3567
results28.txt | 6699 DUGE 301.00 | 0.1282 | 1246.3433 | 1571.5 | 325.1569 | 196.9567 | 196.9567
results28.txt | 6700 TJORHOM 400.00 | 0.1273 | 1246.3433 | 1571.5 | 325.1569 | 197.8567 | 197.8567
results28.txt | 6701 KVANNDAL 400.00 | 0.126 | 1246.3433 | 1571.5 | 325.1569 | 199.1567 | 199.1567
results28.txt | 6702 KJELA 400.00 | 0.1318 | 1246.3433 | 1571.5 | 325.1569 | 193.3567 | 193.3567
results28.txt | 6703 SONGA 400.00 | 0.14 | 1246.3433 | 1571.5 | 325.1569 | 185.1567 | 185.1567
results28.txt | 6704 VINJE 400.00 | 0.1392 | 1246.3433 | 1571.5 | 325.1569 | 185.9567 | 185.9567
results28.txt | 6705 HOLEN 400.00 | 0.1353 | 1246.3433 | 1571.5 | 325.1569 | 189.8567 | 189.8567
results28.txt | 6706 ROSKREPP 301.00 | 0.1284 | 1246.3433 | 1571.5 | 325.1569 | 196.7567 | 196.7567
results28.txt | 6707 KVINEN 301.00 | 0.1285 | 1246.3433 | 1571.5 | 325.1569 | 196.6567 | 196.6567
results28.txt | 6708 SOLHOLM300 400.00 | 0.1299 | 1246.3433 | 1571.5 | 325.1569 | 195.2567 | 195.2567
results28.txt | 6710 HEKNI 400.00 | 0.1332 | 1246.3433 | 1571.5 | 325.1569 | 191.9567 | 191.9567
results28.txt | 6711 TOKKE 400.00 | 0.1387 | 1246.3433 | 1571.5 | 325.1569 | 186.4567 | 186.4567
results28.txt | 6722 VEMORK 400.00 | 0.1592 | 1246.3433 | 1571.5 | 325.1569 | 165.9567 | 165.9567
results28.txt | 6723 SÅHEIM 400.00 | 0.1763 | 1246.3433 | 1571.5 | 325.1569 | 148.8567 | 148.8567
results28.txt | 6725 SUNDSBARM 400.00 | 0.1474 | 1246.3433 | 1571.5 | 325.1569 | 177.7567 | 177.7567
results28.txt | 6727 ROD400 400.00 | 0.1231 | 1246.3433 | 1571.5 | 325.1569 | 202.0567 | 202.0567
results28.txt | 6726 ROD300 400.00 | 0.1239 | 1246.3433 | 1571.5 | 325.1569 | 201.2567 | 201.2567
results28.txt | 6728 GRENLAND 400.00 | 0.1338 | 1246.3433 | 1571.5 | 325.1569 | 191.3567 | 191.3567
results28.txt | 6730 BAMBLE400 400.00 | 0.1361 | 1246.3433 | 1571.5 | 325.1569 | 189.0567 | 189.0567
results28.txt | 6729 BAMBLE300 400.00 | 0.1361 | 1246.3433 | 1571.5 | 325.1569 | 189.0567 | 189.0567
results28.txt | 6732 FLESAKER 400.00 | 0.1985 | 1246.3433 | 1571.5 | 325.1569 | 126.6567 | 126.6567
results28.txt | 6738 TVEITEN 400.00 | 0.165 | 1246.3433 | 1571.5 | 325.1569 | 160.1567 | 160.1567
results28.txt | 6749 STORD 400.00 | 0.1049 | 1246.3433 | 1571.5 | 325.1569 | 220.2567 | 220.2567
results28.txt | 6751 SUBSTATION 301.00 | 0.1096 | 1246.3433 | 1571.5 | 325.1569 | 215.5567 | 215.5567
results28.txt | 6750 HÅVIK 400.00 | 0.1072 | 1246.3433 | 1571.5 | 325.1569 | 217.9567 | 217.9567
results28.txt | 6752 SPANNE 400.00 | 0.1062 | 1246.3433 | 1571.5 | 325.1569 | 218.9567 | 218.9567
results28.txt | 6753 KÅRSTO 400.00 | 0.1075 | 1246.3433 | 1571.5 | 325.1569 | 217.6567 | 217.6567
results28.txt | 6754 STOLAHELA 400.00 | 0.1301 | 1246.3433 | 1571.5 | 325.1569 | 195.0567 | 195.0567
results28.txt | 8448 JOINT 400.00 | 0.1318 | 1246.3433 | 1571.5 | 325.1569 | 193.3567 | 193.3567
results28.txt | 8460 JOINT 400.00 | 0.126 | 1246.3433 | 1571.5 | 325.1569 | 199.1567 | 199.1567
results28.txt | 8611 JOINT 400.00 | 0.1074 | 1246.3433 | 1571.5 | 325.1569 | 217.7567 | 217.7567
results28.txt | 9012 BAMBLE 400.00 | 0.1389 | 1246.3433 | 1571.5 | 325.1569 | 186.2567 | 186.2567
results28.txt | 9013 HOF 400.00 | 0.185 | 1246.3433 | 1571.5 | 325.1569 | 140.1567 | 140.1567
results28.txt | 9014 HONNA 400.00 | 0.1312 | 1246.3433 | 1571.5 | 325.1569 | 193.9567 | 193.9567
results28.txt | 9019 SAUDA 301.00 | 0.1126 | 1246.3433 | 1571.5 | 325.1569 | 212.5567 | 212.5567
results28.txt | 9020 LYSE 301.00 | 0.1283 | 1246.3433 | 1571.5 | 325.1569 | 196.8567 | 196.8567
results28.txt | 9021 FJOTLAND 301.00 | 0.1293 | 1246.3433 | 1571.5 | 325.1569 | 195.8567 | 195.8567
results29.txt | PTI INTERACTIVE POWER SYSTEM SIMULATOR--PSS(R)E MON, MAY 29 2023 |  | -1237.902 | 1571.5 | 333.598
results29.txt | SENSITIVITY FACTORS ARE CALCULATED WITH AC |  | -1237.902 | 1571.5 | 333.598
results29.txt | SUBSYSTEM 'RESERV' IS USED FOR OPPOSING SYSTEM FOR MW POWER |  | -1237.902 | 1571.5 | 333.598
results29.txt | SENSITIVITY FACTORS OF BRANCH FLOW (MVA) ON 6309 STENKULLEN 400.00 TO 9402 INGELKÄRR 400.00 7 MORE THAN | 0.1 | -1237.902 | 1571.5 | 333.598 | 233.598 | 233.598
results29.txt | <--------- BUS NAME --------> |  | -1237.902 | 1571.5 | 333.598
results29.txt | 5624 HERSLEV 400.00 | -0.1603 | -1237.902 | 1571.5 | 333.598 | 493.898 | 493.898
results29.txt | 5642 HOVEGARD 400.00 | -0.1601 | -1237.902 | 1571.5 | 333.598 | 493.698 | 493.698
results29.txt | 5646 BJAEVERSKOV4400.00 | -0.1601 | -1237.902 | 1571.5 | 333.598 | 493.698 | 493.698
results29.txt | 5645 BJAEVERSKOV2220.00 | -0.1599 | -1237.902 | 1571.5 | 333.598 | 493.498 | 493.498
results29.txt | 5657 ISHOJ400 400.00 | -0.1601 | -1237.902 | 1571.5 | 333.598 | 493.698 | 493.698
results29.txt | 5656 ISHOJ220 220.00 | -0.1603 | -1237.902 | 1571.5 | 333.598 | 493.898 | 493.898
results29.txt | 5660 AVEDOREVERK 400.00 | -0.1602 | -1237.902 | 1571.5 | 333.598 | 493.798 | 493.798
results29.txt | 5662 ORSTEDSVERKE400.00 | -0.1603 | -1237.902 | 1571.5 | 333.598 | 493.898 | 493.898
results29.txt | 5671 SEGE 400.00 | -0.147 | -1237.902 | 1571.5 | 333.598 | 480.598 | 480.598
results29.txt | 5672 ARRIE 400.00 | -0.147 | -1237.902 | 1571.5 | 333.598 | 480.598 | 480.598
results29.txt | 5673 KRUSEBERG 400.00 | -0.147 | -1237.902 | 1571.5 | 333.598 | 480.598 | 480.598
results29.txt | 5676 WIND FARM 220.00 | -0.1581 | -1237.902 | 1571.5 | 333.598 | 491.698 | 491.698
results29.txt | 5845 ASNAESVERK 400.00 | -0.1602 | -1237.902 | 1571.5 | 333.598 | 493.798 | 493.798
results29.txt | 6305 LOVISEHOLM 400.00 | 0.1189 | -1237.902 | 1571.5 | 333.598 | 214.698 | 214.698
results29.txt | 6306 TROLLHATTAN 400.00 | 0.1609 | -1237.902 | 1571.5 | 333.598 | 172.698 | 172.698
results29.txt | 6309 STENKULLEN 400.00 | -0.2119 | -1237.902 | 1571.5 | 333.598 | 545.498 | 545.498
results29.txt | 6311 LINDOME 400.00 | -0.1977 | -1237.902 | 1571.5 | 333.598 | 531.298 | 531.298
results29.txt | 6312 RINGHALS 400.00 | -0.1666 | -1237.902 | 1571.5 | 333.598 | 500.198 | 500.198
results29.txt | 6313 STROMMA 400.00 | -0.1851 | -1237.902 | 1571.5 | 333.598 | 518.698 | 518.698
results29.txt | 6314 TIMMERSDALA 400.00 | -0.1472 | -1237.902 | 1571.5 | 333.598 | 480.798 | 480.798
results29.txt | 6315 HORRED 400.00 | -0.1528 | -1237.902 | 1571.5 | 333.598 | 486.398 | 486.398
results29.txt | 6316 UDDEBO 400.00 | -0.1461 | -1237.902 | 1571.5 | 333.598 | 479.698 | 479.698
results29.txt | 6319 KYNDBYVERKER400.00 | -0.1601 | -1237.902 | 1571.5 | 333.598 | 493.698 | 493.698
results29.txt | 6324 GORLOSEGARD 400.00 | -0.1597 | -1237.902 | 1571.5 | 333.598 | 493.298 | 493.298
results29.txt | 6330 GELNTEGARD2 400.00 | -0.1606 | -1237.902 | 1571.5 | 333.598 | 494.198 | 494.198
results29.txt | 6334 GLENTEGARD 400.00 | -0.1608 | -1237.902 | 1571.5 | 333.598 | 494.398 | 494.398
results29.txt | 6335 SODERASEN 400.00 | -0.1583 | -1237.902 | 1571.5 | 333.598 | 491.898 | 491.898
results29.txt | 6337 BARSEBACK 400.00 | -0.1486 | -1237.902 | 1571.5 | 333.598 | 482.198 | 482.198
results29.txt | 6338 HURVA 400.00 | -0.1438 | -1237.902 | 1571.5 | 333.598 | 477.398 | 477.398
results29.txt | 6341 KOLSTAD 400.00 | -0.1097 | -1237.902 | 1571.5 | 333.598 | 443.298 | 443.298
results29.txt | 6342 TENHULT 400.00 | -0.1306 | -1237.902 | 1571.5 | 333.598 | 464.198 | 464.198
results29.txt | 6343 BARKERYD 400.00 | -0.1192 | -1237.902 | 1571.5 | 333.598 | 452.798 | 452.798
results29.txt | 6348 OSKARSHAMN 400.00 | -0.1165 | -1237.902 | 1571.5 | 333.598 | 450.098 | 450.098
results29.txt | 6349 ALVESTA 400.00 | -0.1317 | -1237.902 | 1571.5 | 333.598 | 465.298 | 465.298
results29.txt | 6350 HEMSJO 400.00 | -0.1314 | -1237.902 | 1571.5 | 333.598 | 464.998 | 464.998
results29.txt | 6351 KARLSHAMN 400.00 | -0.1314 | -1237.902 | 1571.5 | 333.598 | 464.998 | 464.998
results29.txt | 6354 NYBRO 400.00 | -0.1268 | -1237.902 | 1571.5 | 333.598 | 460.398 | 460.398
results29.txt | 7429 JOINT 220.00 | -0.1582 | -1237.902 | 1571.5 | 333.598 | 491.798 | 491.798
results29.txt | 1052 BREARED 400.00 | -0.1726 | -1237.902 | 1571.5 | 333.598 | 506.198 | 506.198
results29.txt | 1053 HÄRADSBO 400.00 | -0.1558 | -1237.902 | 1571.5 | 333.598 | 489.398 | 489.398
results29.txt | 9401 HAGESKRUV 400.00 | -0.1241 | -1237.902 | 1571.5 | 333.598 | 457.698 | 457.698
results29.txt | 9402 INGELKÄRR 400.00 | 0.4793 | -1237.902 | 1571.5 | 333.598 | -145.702 | -145.702
results30.txt | PTI INTERACTIVE POWER SYSTEM SIMULATOR--PSS(R)E MON, MAY 29 2023 |  | 1905.5278 | 2245 | 339.4723
results30.txt | SENSITIVITY FACTORS ARE CALCULATED WITH AC |  | 1905.5278 | 2245 | 339.4723
results30.txt | SUBSYSTEM 'RESERV' IS USED FOR OPPOSING SYSTEM FOR MW POWER |  | 1905.5278 | 2245 | 339.4723
results30.txt | SENSITIVITY FACTORS OF BRANCH FLOW (MVA) ON 6828 MIDSKOG400 400.00 TO 6838 RAMSELE 400.00 7 MORE THAN | 0.1 | 1905.5278 | 2245 | 339.4723 | 239.4722 | 239.4722
results30.txt | <--------- BUS NAME --------> |  | 1905.5278 | 2245 | 339.4723
results30.txt | 6630 BORGVIK 400.00 | 0.1263 | 1905.5278 | 2245 | 339.4723 | 213.1722 | 213.1722
results30.txt | 6796 BETÅSEN400 400.00 | -0.1202 | 1905.5278 | 2245 | 339.4723 | 459.6722 | 459.6722
results30.txt | 6799 HJÄLTA220 220.00 | 0.1209 | 1905.5278 | 2245 | 339.4723 | 218.5722 | 218.5722
results30.txt | 6802 HJÄLTA 400.00 | -0.1044 | 1905.5278 | 2245 | 339.4723 | 443.8722 | 443.8722
results30.txt | 6804 JARKVISSLE 220.00 | 0.1194 | 1905.5278 | 2245 | 339.4723 | 220.0722 | 220.0722
results30.txt | 6805 NYSATER 400.00 | -0.1043 | 1905.5278 | 2245 | 339.4723 | 443.7722 | 443.7722
results30.txt | 6806 HALLSJO 220.00 | 0.1192 | 1905.5278 | 2245 | 339.4723 | 220.2722 | 220.2722
results30.txt | 6807 BANDSJO 400.00 | -0.1043 | 1905.5278 | 2245 | 339.4723 | 443.7722 | 443.7722
results30.txt | 6808 VAPLE 220.00 | 0.1183 | 1905.5278 | 2245 | 339.4723 | 221.1722 | 221.1722
results30.txt | 6815 HÖGÅSEN 400.00 | 0.1639 | 1905.5278 | 2245 | 339.4723 | 175.5722 | 175.5722
results30.txt | 6816 JUVLEN 220.00 | 0.1828 | 1905.5278 | 2245 | 339.4723 | 156.6722 | 156.6722
results30.txt | 6817 STENSJÖN 220.00 | 0.1805 | 1905.5278 | 2245 | 339.4723 | 158.9722 | 158.9722
results30.txt | 6818 OLDEN 220.00 | 0.1806 | 1905.5278 | 2245 | 339.4723 | 158.8722 | 158.8722
results30.txt | 6820 JÄRPSTR400 400.00 | 0.1835 | 1905.5278 | 2245 | 339.4723 | 155.9722 | 155.9722
results30.txt | 6819 JÄRPSTR220 220.00 | 0.1854 | 1905.5278 | 2245 | 339.4723 | 154.0722 | 154.0722
results30.txt | 6821 MÖRSIL 220.00 | 0.1846 | 1905.5278 | 2245 | 339.4723 | 154.8722 | 154.8722
results30.txt | 6822 SÄLLSJÖ 220.00 | 0.1841 | 1905.5278 | 2245 | 339.4723 | 155.3722 | 155.3722
results30.txt | 6823 LANGA 220.00 | 0.1081 | 1905.5278 | 2245 | 339.4723 | 231.3722 | 231.3722
results30.txt | 6824 TRANGFARS 220.00 | 0.1161 | 1905.5278 | 2245 | 339.4723 | 223.3722 | 223.3722
results30.txt | 6825 NORDIASEN 220.00 | 0.1142 | 1905.5278 | 2245 | 339.4723 | 225.2722 | 225.2722
results30.txt | 6826 KATTSTRUPEF 220.00 | 0.1841 | 1905.5278 | 2245 | 339.4723 | 155.3722 | 155.3722
results30.txt | 6828 MIDSKOG400 400.00 | 0.2284 | 1905.5278 | 2245 | 339.4723 | 111.0722 | 111.0722
results30.txt | 6827 MIDSKOG220 220.00 | 0.1887 | 1905.5278 | 2245 | 339.4723 | 150.7722 | 150.7722
results30.txt | 6832 LÅNGBJÖRN400400.00 | -0.1077 | 1905.5278 | 2245 | 339.4723 | 447.1722 | 447.1722
results30.txt | 6834 STUGUN 220.00 | 0.1624 | 1905.5278 | 2245 | 339.4723 | 177.0722 | 177.0722
results30.txt | 6835 NÄVEREDE 220.00 | 0.1743 | 1905.5278 | 2245 | 339.4723 | 165.1722 | 165.1722
results30.txt | 6836 GAMMALÄNGE 220.00 | 0.1451 | 1905.5278 | 2245 | 339.4723 | 194.3722 | 194.3722
results30.txt | 6837 KRÅNGEDE 220.00 | 0.1453 | 1905.5278 | 2245 | 339.4723 | 194.1722 | 194.1722
results30.txt | 6838 RAMSELE 400.00 | -0.1936 | 1905.5278 | 2245 | 339.4723 | 533.0722 | 533.0722
results30.txt | 6839 KILFORSEN 400.00 | -0.1315 | 1905.5278 | 2245 | 339.4723 | 470.9722 | 470.9722
results30.txt | 6840 SVARTHÅLSF 220.00 | 0.1375 | 1905.5278 | 2245 | 339.4723 | 201.9722 | 201.9722
results30.txt | 6841 STADSFORSEN 220.00 | 0.1209 | 1905.5278 | 2245 | 339.4723 | 218.5722 | 218.5722
results30.txt | 6843 RATANSKV400 400.00 | 0.1753 | 1905.5278 | 2245 | 339.4723 | 164.1722 | 164.1722
results30.txt | 6842 RATANSKV220 220.00 | 0.121 | 1905.5278 | 2245 | 339.4723 | 218.4722 | 218.4722
results30.txt | 6844 RATAN 400.00 | 0.1797 | 1905.5278 | 2245 | 339.4723 | 159.7722 | 159.7722
results30.txt | 6845 TURINGE 220.00 | 0.1204 | 1905.5278 | 2245 | 339.4723 | 219.0722 | 219.0722
results30.txt | 6846 SVEG 220.00 | 0.1152 | 1905.5278 | 2245 | 339.4723 | 224.2722 | 224.2722
results30.txt | 6847 BRACKE 220.00 | 0.1462 | 1905.5278 | 2245 | 339.4723 | 193.2722 | 193.2722
results30.txt | 6848 JARNVAGSFOR 220.00 | 0.1201 | 1905.5278 | 2245 | 339.4723 | 219.3722 | 219.3722
results30.txt | 6849 ANGE 220.00 | 0.1201 | 1905.5278 | 2245 | 339.4723 | 219.3722 | 219.3722
results30.txt | 6850 MORTTJARNB 220.00 | 0.1462 | 1905.5278 | 2245 | 339.4723 | 193.2722 | 193.2722
results30.txt | 6851 HOLLEFORSEN 220.00 | 0.1202 | 1905.5278 | 2245 | 339.4723 | 219.2722 | 219.2722
results30.txt | 6852 TORPSHAMMAR 220.00 | 0.1193 | 1905.5278 | 2245 | 339.4723 | 220.1722 | 220.1722
results30.txt | 6853 DONJE 220.00 | 0.1193 | 1905.5278 | 2245 | 339.4723 | 220.1722 | 220.1722
results30.txt | 6867 STRINDA 400.00 | 0.1027 | 1905.5278 | 2245 | 339.4723 | 236.7722 | 236.7722
results30.txt | 6869 KLAEBU400 400.00 | 0.1045 | 1905.5278 | 2245 | 339.4723 | 234.9722 | 234.9722
results30.txt | 6868 KLAEBU300 400.00 | 0.1045 | 1905.5278 | 2245 | 339.4723 | 234.9722 | 234.9722
results30.txt | 6924 JUKTAN/BLAIK400.00 | -0.1097 | 1905.5278 | 2245 | 339.4723 | 449.1722 | 449.1722
results30.txt | 6926 GRUNDFORS400400.00 | -0.1097 | 1905.5278 | 2245 | 339.4723 | 449.1722 | 449.1722
results30.txt | 7061 NEA 400.00 | 0.1368 | 1905.5278 | 2245 | 339.4723 | 202.6722 | 202.6722
results30.txt | 8619 JOINT 220.00 | 0.1196 | 1905.5278 | 2245 | 339.4723 | 219.8722 | 219.8722
results30.txt | 8750 JOINT 220.00 | 0.1378 | 1905.5278 | 2245 | 339.4723 | 201.6722 | 201.6722
results30.txt | 8271 JOINT 220.00 | 0.1196 | 1905.5278 | 2245 | 339.4723 | 219.8722 | 219.8722
results30.txt | 8411 JOINT 220.00 | 0.1814 | 1905.5278 | 2245 | 339.4723 | 158.0722 | 158.0722
results30.txt | 8857 JOINT 220.00 | 0.1831 | 1905.5278 | 2245 | 339.4723 | 156.3722 | 156.3722
results30.txt | 8682 JOINT 220.00 | 0.1625 | 1905.5278 | 2245 | 339.4723 | 176.9722 | 176.9722
results30.txt | 8812 JOINT 220.00 | 0.1854 | 1905.5278 | 2245 | 339.4723 | 154.0722 | 154.0722
results30.txt | 8258 JOINT 220.00 | 0.1745 | 1905.5278 | 2245 | 339.4723 | 164.9722 | 164.9722
results30.txt | 8606 JOINT 220.00 | 0.1186 | 1905.5278 | 2245 | 339.4723 | 220.8722 | 220.8722
results30.txt | 8693 JOINT 220.00 | 0.1193 | 1905.5278 | 2245 | 339.4723 | 220.1722 | 220.1722
results30.txt | 8613 JOINT 220.00 | 0.1197 | 1905.5278 | 2245 | 339.4723 | 219.7722 | 219.7722
results30.txt | 9403 TOVÅSEN 400.00 | 0.1538 | 1905.5278 | 2245 | 339.4723 | 185.6722 | 185.6722
results30.txt | 9406 TANDÖ 400.00 | 0.1747 | 1905.5278 | 2245 | 339.4723 | 164.7722 | 164.7722
results30.txt | 9407 HAGFORS 400.00 | 0.1472 | 1905.5278 | 2245 | 339.4723 | 192.2722 | 192.2722
results31.txt | PTI INTERACTIVE POWER SYSTEM SIMULATOR--PSS(R)E MON, MAY 29 2023 |  | 1220.9517 | 1571.5 | 350.5483
results31.txt | SENSITIVITY FACTORS ARE CALCULATED WITH AC |  | 1220.9517 | 1571.5 | 350.5483
results31.txt | SUBSYSTEM 'RESERV' IS USED FOR OPPOSING SYSTEM FOR MW POWER |  | 1220.9517 | 1571.5 | 350.5483
results31.txt | SENSITIVITY FACTORS OF BRANCH FLOW (MVA) ON 6727 ROD400 400.00 TO 6742 HASLE400 400.00 4 MORE THAN | 0.1 | 1220.9517 | 1571.5 | 350.5483 | 250.5483 | 250.5483
results31.txt | <--------- BUS NAME --------> |  | 1220.9517 | 1571.5 | 350.5483
results31.txt | 6356 BJERKREIM 400.00 | 0.1832 | 1220.9517 | 1571.5 | 350.5483 | 167.3483 | 167.3483
results31.txt | 6358 TONSTAD400 400.00 | 0.1885 | 1220.9517 | 1571.5 | 350.5483 | 162.0483 | 162.0483
results31.txt | 6357 TONSTAD300 400.00 | 0.1884 | 1220.9517 | 1571.5 | 350.5483 | 162.1483 | 162.1483
results31.txt | 6360 KJELLAND 400.00 | 0.1868 | 1220.9517 | 1571.5 | 350.5483 | 163.7483 | 163.7483
results31.txt | 6363 FEDA400 400.00 | 0.1903 | 1220.9517 | 1571.5 | 350.5483 | 160.2483 | 160.2483
results31.txt | 6362 FEDA300 400.00 | 0.1903 | 1220.9517 | 1571.5 | 350.5483 | 160.2483 | 160.2483
results31.txt | 6364 LISTAWIND 400.00 | 0.1902 | 1220.9517 | 1571.5 | 350.5483 | 160.3483 | 160.3483
results31.txt | 6365 KRISTIANSAND400.00 | 0.2018 | 1220.9517 | 1571.5 | 350.5483 | 148.7483 | 148.7483
results31.txt | 6373 ARENDAL400 400.00 | 0.2205 | 1220.9517 | 1571.5 | 350.5483 | 130.0483 | 130.0483
results31.txt | 6372 ARENDAL300 400.00 | 0.2205 | 1220.9517 | 1571.5 | 350.5483 | 130.0483 | 130.0483
results31.txt | 6674 HUSNES 400.00 | 0.1105 | 1220.9517 | 1571.5 | 350.5483 | 240.0483 | 240.0483
results31.txt | 6677 BLÅFALL 400.00 | 0.1101 | 1220.9517 | 1571.5 | 350.5483 | 240.4483 | 240.4483
results31.txt | 6679 OKSLA 400.00 | 0.1275 | 1220.9517 | 1571.5 | 350.5483 | 223.0483 | 223.0483
results31.txt | 6680 ÅSEN 400.00 | 0.1276 | 1220.9517 | 1571.5 | 350.5483 | 222.9483 | 222.9483
results31.txt | 6682 SAUDA400 400.00 | 0.1253 | 1220.9517 | 1571.5 | 350.5483 | 225.2483 | 225.2483
results31.txt | 6681 SAUDA300 400.00 | 0.125 | 1220.9517 | 1571.5 | 350.5483 | 225.5483 | 225.5483
results31.txt | 6683 HYLEN 400.00 | 0.1248 | 1220.9517 | 1571.5 | 350.5483 | 225.7483 | 225.7483
results31.txt | 6685 RÖDAL 400.00 | 0.1283 | 1220.9517 | 1571.5 | 350.5483 | 222.2483 | 222.2483
results31.txt | 6686 NOVLE 400.00 | 0.1282 | 1220.9517 | 1571.5 | 350.5483 | 222.3483 | 222.3483
results31.txt | 6687 ULLA-FORRE 400.00 | 0.1293 | 1220.9517 | 1571.5 | 350.5483 | 221.2483 | 221.2483
results31.txt | 6688 STOKKELAND 400.00 | 0.1779 | 1220.9517 | 1571.5 | 350.5483 | 172.6483 | 172.6483
results31.txt | 6690 HOG-JAERN400400.00 | 0.1778 | 1220.9517 | 1571.5 | 350.5483 | 172.7483 | 172.7483
results31.txt | 6689 HOG-JAERN300400.00 | 0.1779 | 1220.9517 | 1571.5 | 350.5483 | 172.6483 | 172.6483
results31.txt | 6691 SUBSTATION 400.00 | 0.1248 | 1220.9517 | 1571.5 | 350.5483 | 225.7483 | 225.7483
results31.txt | 6693 SATURDAL 400.00 | 0.16 | 1220.9517 | 1571.5 | 350.5483 | 190.5483 | 190.5483
results31.txt | 6692 HYDRO MIXED 400.00 | 0.1599 | 1220.9517 | 1571.5 | 350.5483 | 190.6483 | 190.6483
results31.txt | 6694 FORRE 400.00 | 0.1633 | 1220.9517 | 1571.5 | 350.5483 | 187.2483 | 187.2483
results31.txt | 6695 KVILLDAL 400.00 | 0.1635 | 1220.9517 | 1571.5 | 350.5483 | 187.0483 | 187.0483
results31.txt | 6698 LYSE400 400.00 | 0.1587 | 1220.9517 | 1571.5 | 350.5483 | 191.8483 | 191.8483
results31.txt | 6697 LYSE300 400.00 | 0.1588 | 1220.9517 | 1571.5 | 350.5483 | 191.7483 | 191.7483
results31.txt | 6699 DUGE 301.00 | 0.1735 | 1220.9517 | 1571.5 | 350.5483 | 177.0483 | 177.0483
results31.txt | 6700 TJORHOM 400.00 | 0.1581 | 1220.9517 | 1571.5 | 350.5483 | 192.4483 | 192.4483
results31.txt | 6701 KVANNDAL 400.00 | 0.1317 | 1220.9517 | 1571.5 | 350.5483 | 218.8483 | 218.8483
results31.txt | 6702 KJELA 400.00 | 0.1355 | 1220.9517 | 1571.5 | 350.5483 | 215.0483 | 215.0483
results31.txt | 6703 SONGA 400.00 | 0.1411 | 1220.9517 | 1571.5 | 350.5483 | 209.4483 | 209.4483
results31.txt | 6704 VINJE 400.00 | 0.1525 | 1220.9517 | 1571.5 | 350.5483 | 198.0483 | 198.0483
results31.txt | 6705 HOLEN 400.00 | 0.1787 | 1220.9517 | 1571.5 | 350.5483 | 171.8483 | 171.8483
results31.txt | 6706 ROSKREPP 301.00 | 0.1746 | 1220.9517 | 1571.5 | 350.5483 | 175.9483 | 175.9483
results31.txt | 6707 KVINEN 301.00 | 0.1756 | 1220.9517 | 1571.5 | 350.5483 | 174.9483 | 174.9483
results31.txt | 6708 SOLHOLM300 400.00 | 0.1923 | 1220.9517 | 1571.5 | 350.5483 | 158.2483 | 158.2483
results31.txt | 6710 HEKNI 400.00 | 0.1862 | 1220.9517 | 1571.5 | 350.5483 | 164.3483 | 164.3483
results31.txt | 6711 TOKKE 400.00 | 0.1666 | 1220.9517 | 1571.5 | 350.5483 | 183.9483 | 183.9483
results31.txt | 6722 VEMORK 400.00 | 0.1209 | 1220.9517 | 1571.5 | 350.5483 | 229.6483 | 229.6483
results31.txt | 6723 SÅHEIM 400.00 | 0.1083 | 1220.9517 | 1571.5 | 350.5483 | 242.2483 | 242.2483
results31.txt | 6725 SUNDSBARM 400.00 | 0.1933 | 1220.9517 | 1571.5 | 350.5483 | 157.2483 | 157.2483
results31.txt | 6727 ROD400 400.00 | 0.2887 | 1220.9517 | 1571.5 | 350.5483 | 61.8483 | 61.8483
results31.txt | 6726 ROD300 400.00 | 0.2864 | 1220.9517 | 1571.5 | 350.5483 | 64.1483 | 64.1483
results31.txt | 6728 GRENLAND 400.00 | 0.2535 | 1220.9517 | 1571.5 | 350.5483 | 97.0483 | 97.0483
results31.txt | 6730 BAMBLE400 400.00 | 0.2415 | 1220.9517 | 1571.5 | 350.5483 | 109.0483 | 109.0483
results31.txt | 6729 BAMBLE300 400.00 | 0.2415 | 1220.9517 | 1571.5 | 350.5483 | 109.0483 | 109.0483
results31.txt | 6738 TVEITEN 400.00 | 0.1751 | 1220.9517 | 1571.5 | 350.5483 | 175.4483 | 175.4483
results31.txt | 6749 STORD 400.00 | 0.112 | 1220.9517 | 1571.5 | 350.5483 | 238.5483 | 238.5483
results31.txt | 6751 SUBSTATION 301.00 | 0.118 | 1220.9517 | 1571.5 | 350.5483 | 232.5483 | 232.5483
results31.txt | 6750 HÅVIK 400.00 | 0.1149 | 1220.9517 | 1571.5 | 350.5483 | 235.6483 | 235.6483
results31.txt | 6752 SPANNE 400.00 | 0.1136 | 1220.9517 | 1571.5 | 350.5483 | 236.9483 | 236.9483
results31.txt | 6753 KÅRSTO 400.00 | 0.1152 | 1220.9517 | 1571.5 | 350.5483 | 235.3483 | 235.3483
results31.txt | 6754 STOLAHELA 400.00 | 0.1779 | 1220.9517 | 1571.5 | 350.5483 | 172.6483 | 172.6483
results31.txt | 8448 JOINT 400.00 | 0.1356 | 1220.9517 | 1571.5 | 350.5483 | 214.9483 | 214.9483
results31.txt | 8460 JOINT 400.00 | 0.1317 | 1220.9517 | 1571.5 | 350.5483 | 218.8483 | 218.8483
results31.txt | 8611 JOINT 400.00 | 0.1152 | 1220.9517 | 1571.5 | 350.5483 | 235.3483 | 235.3483
results31.txt | 9012 BAMBLE 400.00 | 0.2381 | 1220.9517 | 1571.5 | 350.5483 | 112.4483 | 112.4483
results31.txt | 9013 HOF 400.00 | 0.1196 | 1220.9517 | 1571.5 | 350.5483 | 230.9483 | 230.9483
results31.txt | 9014 HONNA 400.00 | 0.2003 | 1220.9517 | 1571.5 | 350.5483 | 150.2483 | 150.2483
results31.txt | 9019 SAUDA 301.00 | 0.1221 | 1220.9517 | 1571.5 | 350.5483 | 228.4483 | 228.4483
results31.txt | 9020 LYSE 301.00 | 0.1714 | 1220.9517 | 1571.5 | 350.5483 | 179.1483 | 179.1483
results31.txt | 9021 FJOTLAND 301.00 | 0.1797 | 1220.9517 | 1571.5 | 350.5483 | 170.8483 | 170.8483
results32.txt | PTI INTERACTIVE POWER SYSTEM SIMULATOR--PSS(R)E MON, MAY 29 2023 |  | 1874.9218 | 2245 | 370.0782
results32.txt | SENSITIVITY FACTORS ARE CALCULATED WITH AC |  | 1874.9218 | 2245 | 370.0782
results32.txt | SUBSYSTEM 'RESERV' IS USED FOR OPPOSING SYSTEM FOR MW POWER |  | 1874.9218 | 2245 | 370.0782
results32.txt | SENSITIVITY FACTORS OF BRANCH FLOW (MVA) ON 6663 AURLAND400 400.00 TO 6673 USTA400 400.00 3 MORE THAN | 0.1 | 1874.9218 | 2245 | 370.0782 | 270.0782 | 270.0782
results32.txt | <--------- BUS NAME --------> |  | 1874.9218 | 2245 | 370.0782
results32.txt | 6647 MOSKOG 400.00 | 0.1479 | 1874.9218 | 2245 | 370.0782 | 222.1782 | 222.1782
results32.txt | 6648 HOYANGER 400.00 | 0.1582 | 1874.9218 | 2245 | 370.0782 | 211.8782 | 211.8782
results32.txt | 6649 REFSDAL 400.00 | 0.1547 | 1874.9218 | 2245 | 370.0782 | 215.3782 | 215.3782
results32.txt | 6650 HOVE 400.00 | 0.1661 | 1874.9218 | 2245 | 370.0782 | 203.9782 | 203.9782
results32.txt | 6651 MODALEN 400.00 | 0.1246 | 1874.9218 | 2245 | 370.0782 | 245.4782 | 245.4782
results32.txt | 6653 DALE 400.00 | 0.1125 | 1874.9218 | 2245 | 370.0782 | 257.5782 | 257.5782
results32.txt | 6654 EVANGER 400.00 | 0.1136 | 1874.9218 | 2245 | 370.0782 | 256.4782 | 256.4782
results32.txt | 6656 SAMNAGER400 400.00 | 0.1052 | 1874.9218 | 2245 | 370.0782 | 264.8782 | 264.8782
results32.txt | 6655 SAMNAGER300 400.00 | 0.1051 | 1874.9218 | 2245 | 370.0782 | 264.9782 | 264.9782
results32.txt | 6657 JOSTEDAL 400.00 | 0.1841 | 1874.9218 | 2245 | 370.0782 | 185.9782 | 185.9782
results32.txt | 6658 LEIRDOLA 400.00 | 0.1844 | 1874.9218 | 2245 | 370.0782 | 185.6782 | 185.6782
results32.txt | 6659 ÅROY 400.00 | 0.1874 | 1874.9218 | 2245 | 370.0782 | 182.6782 | 182.6782
results32.txt | 6661 FARDAL400 400.00 | 0.1875 | 1874.9218 | 2245 | 370.0782 | 182.5782 | 182.5782
results32.txt | 6660 FARDAL300 400.00 | 0.1875 | 1874.9218 | 2245 | 370.0782 | 182.5782 | 182.5782
results32.txt | 6663 AURLAND400 400.00 | 0.2337 | 1874.9218 | 2245 | 370.0782 | 136.3782 | 136.3782
results32.txt | 6662 AURLAND200 400.00 | 0.2337 | 1874.9218 | 2245 | 370.0782 | 136.3782 | 136.3782
results32.txt | 6664 AURLAND2 400.00 | 0.2337 | 1874.9218 | 2245 | 370.0782 | 136.3782 | 136.3782
results32.txt | 6665 AURLAND3 400.00 | 0.1644 | 1874.9218 | 2245 | 370.0782 | 205.6782 | 205.6782
results32.txt | 6666 SKAGEN-FOTUN400.00 | 0.1828 | 1874.9218 | 2245 | 370.0782 | 187.2782 | 187.2782
results32.txt | 6667 BORGUND 301.00 | -0.1112 | 1874.9218 | 2245 | 370.0782 | 481.2782 | 481.2782
results32.txt | 6668 ELDFJORD 400.00 | 0.1131 | 1874.9218 | 2245 | 370.0782 | 256.9782 | 256.9782
results32.txt | 6670 HOL3 400.00 | -0.1449 | 1874.9218 | 2245 | 370.0782 | 514.9782 | 514.9782
results32.txt | 6671 HEMSIL1 301.00 | -0.1115 | 1874.9218 | 2245 | 370.0782 | 481.5782 | 481.5782
results32.txt | 6673 USTA400 400.00 | -0.1451 | 1874.9218 | 2245 | 370.0782 | 515.1782 | 515.1782
results32.txt | 6672 USTA300 400.00 | -0.1451 | 1874.9218 | 2245 | 370.0782 | 515.1782 | 515.1782
results32.txt | 6714 HEMSIL2 400.00 | -0.1122 | 1874.9218 | 2245 | 370.0782 | 482.2782 | 482.2782
results32.txt | 6715 NESBYEN 400.00 | -0.1047 | 1874.9218 | 2245 | 370.0782 | 474.7782 | 474.7782
results32.txt | 6743 KOLLSNES 400.00 | 0.1127 | 1874.9218 | 2245 | 370.0782 | 257.3782 | 257.3782
results32.txt | 6745 SUBSTATION 400.00 | 0.1165 | 1874.9218 | 2245 | 370.0782 | 253.5782 | 253.5782
results32.txt | 6744 LINDÅS 400.00 | 0.1165 | 1874.9218 | 2245 | 370.0782 | 253.5782 | 253.5782
results32.txt | 6746 NYGARD 400.00 | 0.1111 | 1874.9218 | 2245 | 370.0782 | 258.9782 | 258.9782
results32.txt | 6747 ARNA 400.00 | 0.1107 | 1874.9218 | 2245 | 370.0782 | 259.3782 | 259.3782
results32.txt | 6748 BERGEN 400.00 | 0.1102 | 1874.9218 | 2245 | 370.0782 | 259.8782 | 259.8782
results32.txt | 9009 ALFOTEN 400.00 | 0.1108 | 1874.9218 | 2245 | 370.0782 | 259.2782 | 259.2782
results32.txt | 9010 HAUGSVAER 400.00 | 0.1205 | 1874.9218 | 2245 | 370.0782 | 249.5782 | 249.5782
results32.txt | 9011 STEINSLAND 400.00 | 0.1237 | 1874.9218 | 2245 | 370.0782 | 246.3782 | 246.3782
results32.txt | 9015 HEMSIL300 301.00 | -0.1122 | 1874.9218 | 2245 | 370.0782 | 482.2782 | 482.2782
results33.txt | PTI INTERACTIVE POWER SYSTEM SIMULATOR--PSS(R)E MON, MAY 29 2023 |  | -373.2496 | 746 | 372.7504
results33.txt | SENSITIVITY FACTORS ARE CALCULATED WITH AC |  | -373.2496 | 746 | 372.7504
results33.txt | SUBSYSTEM 'RESERV' IS USED FOR OPPOSING SYSTEM FOR MW POWER |  | -373.2496 | 746 | 372.7504
results33.txt | SENSITIVITY FACTORS OF BRANCH FLOW (MVA) ON 6694 FORRE 400.00 TO 6711 TOKKE 400.00 6 MORE THAN | 0.1 | -373.2496 | 746 | 372.7504 | 272.7504 | 272.7504
results33.txt | <--------- BUS NAME --------> |  | -373.2496 | 746 | 372.7504
results33.txt | 6694 FORRE 400.00 | 0.3717 | -373.2496 | 746 | 372.7504 | 1.0504 | 1.0504
results33.txt | 6698 LYSE400 400.00 | 0.1176 | -373.2496 | 746 | 372.7504 | 255.1504 | 255.1504
results33.txt | 6697 LYSE300 400.00 | 0.1191 | -373.2496 | 746 | 372.7504 | 253.6504 | 253.6504
results33.txt | 6700 TJORHOM 400.00 | 0.1187 | -373.2496 | 746 | 372.7504 | 254.0504 | 254.0504
results34.txt | PTI INTERACTIVE POWER SYSTEM SIMULATOR--PSS(R)E MON, MAY 29 2023 |  | 1862.5157 | 2245 | 382.4841
results34.txt | SENSITIVITY FACTORS ARE CALCULATED WITH AC |  | 1862.5157 | 2245 | 382.4841
results34.txt | SUBSYSTEM 'RESERV' IS USED FOR OPPOSING SYSTEM FOR MW POWER |  | 1862.5157 | 2245 | 382.4841
results34.txt | SENSITIVITY FACTORS OF BRANCH FLOW (MVA) ON 6669 HOL1 400.00 TO 6673 USTA400 400.00 2 MORE THAN | 0.1 | 1862.5157 | 2245 | 382.4841 | 282.4843 | 282.4843
results34.txt | <--------- BUS NAME --------> |  | 1862.5157 | 2245 | 382.4841
results34.txt | 6647 MOSKOG 400.00 | 0.1443 | 1862.5157 | 2245 | 382.4841 | 238.1843 | 238.1843
results34.txt | 6648 HOYANGER 400.00 | 0.1543 | 1862.5157 | 2245 | 382.4841 | 228.1843 | 228.1843
results34.txt | 6649 REFSDAL 400.00 | 0.151 | 1862.5157 | 2245 | 382.4841 | 231.4843 | 231.4843
results34.txt | 6650 HOVE 400.00 | 0.1621 | 1862.5157 | 2245 | 382.4841 | 220.3843 | 220.3843
results34.txt | 6651 MODALEN 400.00 | 0.1215 | 1862.5157 | 2245 | 382.4841 | 260.9843 | 260.9843
results34.txt | 6653 DALE 400.00 | 0.1097 | 1862.5157 | 2245 | 382.4841 | 272.7843 | 272.7843
results34.txt | 6654 EVANGER 400.00 | 0.1108 | 1862.5157 | 2245 | 382.4841 | 271.6843 | 271.6843
results34.txt | 6656 SAMNAGER400 400.00 | 0.1027 | 1862.5157 | 2245 | 382.4841 | 279.7843 | 279.7843
results34.txt | 6655 SAMNAGER300 400.00 | 0.1026 | 1862.5157 | 2245 | 382.4841 | 279.8843 | 279.8843
results34.txt | 6657 JOSTEDAL 400.00 | 0.1796 | 1862.5157 | 2245 | 382.4841 | 202.8843 | 202.8843
results34.txt | 6658 LEIRDOLA 400.00 | 0.1799 | 1862.5157 | 2245 | 382.4841 | 202.5843 | 202.5843
results34.txt | 6659 ÅROY 400.00 | 0.1828 | 1862.5157 | 2245 | 382.4841 | 199.6843 | 199.6843
results34.txt | 6661 FARDAL400 400.00 | 0.1829 | 1862.5157 | 2245 | 382.4841 | 199.5843 | 199.5843
results34.txt | 6660 FARDAL300 400.00 | 0.1829 | 1862.5157 | 2245 | 382.4841 | 199.5843 | 199.5843
results34.txt | 6663 AURLAND400 400.00 | 0.2281 | 1862.5157 | 2245 | 382.4841 | 154.3843 | 154.3843
results34.txt | 6662 AURLAND200 400.00 | 0.228 | 1862.5157 | 2245 | 382.4841 | 154.4843 | 154.4843
results34.txt | 6664 AURLAND2 400.00 | 0.228 | 1862.5157 | 2245 | 382.4841 | 154.4843 | 154.4843
results34.txt | 6665 AURLAND3 400.00 | 0.3454 | 1862.5157 | 2245 | 382.4841 | 37.0843 | 37.0843
results34.txt | 6666 SKAGEN-FOTUN400.00 | 0.1783 | 1862.5157 | 2245 | 382.4841 | 204.1843 | 204.1843
results34.txt | 6667 BORGUND 301.00 | -0.1085 | 1862.5157 | 2245 | 382.4841 | 490.9843 | 490.9843
results34.txt | 6668 ELDFJORD 400.00 | 0.1103 | 1862.5157 | 2245 | 382.4841 | 272.1843 | 272.1843
results34.txt | 6669 HOL1 400.00 | 0.7123 | 1862.5157 | 2245 | 382.4841 | -329.8157 | -329.8157
results34.txt | 6670 HOL3 400.00 | -0.1414 | 1862.5157 | 2245 | 382.4841 | 523.8843 | 523.8843
results34.txt | 6671 HEMSIL1 301.00 | -0.1088 | 1862.5157 | 2245 | 382.4841 | 491.2843 | 491.2843
results34.txt | 6673 USTA400 400.00 | -0.1416 | 1862.5157 | 2245 | 382.4841 | 524.0843 | 524.0843
results34.txt | 6672 USTA300 400.00 | -0.1416 | 1862.5157 | 2245 | 382.4841 | 524.0843 | 524.0843
results34.txt | 6714 HEMSIL2 400.00 | -0.1094 | 1862.5157 | 2245 | 382.4841 | 491.8843 | 491.8843
results34.txt | 6715 NESBYEN 400.00 | -0.1022 | 1862.5157 | 2245 | 382.4841 | 484.6843 | 484.6843
results34.txt | 6743 KOLLSNES 400.00 | 0.11 | 1862.5157 | 2245 | 382.4841 | 272.4843 | 272.4843
results34.txt | 6745 SUBSTATION 400.00 | 0.1136 | 1862.5157 | 2245 | 382.4841 | 268.8843 | 268.8843
results34.txt | 6744 LINDÅS 400.00 | 0.1136 | 1862.5157 | 2245 | 382.4841 | 268.8843 | 268.8843
results34.txt | 6746 NYGARD 400.00 | 0.1084 | 1862.5157 | 2245 | 382.4841 | 274.0843 | 274.0843
results34.txt | 6747 ARNA 400.00 | 0.108 | 1862.5157 | 2245 | 382.4841 | 274.4843 | 274.4843
results34.txt | 6748 BERGEN 400.00 | 0.1076 | 1862.5157 | 2245 | 382.4841 | 274.8843 | 274.8843
results34.txt | 9009 ALFOTEN 400.00 | 0.1081 | 1862.5157 | 2245 | 382.4841 | 274.3843 | 274.3843
results34.txt | 9010 HAUGSVAER 400.00 | 0.1176 | 1862.5157 | 2245 | 382.4841 | 264.8843 | 264.8843
results34.txt | 9011 STEINSLAND 400.00 | 0.1207 | 1862.5157 | 2245 | 382.4841 | 261.7843 | 261.7843
results34.txt | 9015 HEMSIL300 301.00 | -0.1094 | 1862.5157 | 2245 | 382.4841 | 491.8843 | 491.8843
results35.txt | PTI INTERACTIVE POWER SYSTEM SIMULATOR--PSS(R)E MON, MAY 29 2023 |  | 1845.1169 | 2245 | 399.8831
results35.txt | SENSITIVITY FACTORS ARE CALCULATED WITH AC |  | 1845.1169 | 2245 | 399.8831
results35.txt | SUBSYSTEM 'RESERV' IS USED FOR OPPOSING SYSTEM FOR MW POWER |  | 1845.1169 | 2245 | 399.8831
results35.txt | SENSITIVITY FACTORS OF BRANCH FLOW (MVA) ON 6315 HORRED 400.00 TO 6316 UDDEBO 400.00 1 MORE THAN | 0.1 | 1845.1169 | 2245 | 399.8831 | 299.8831 | 299.8831
results35.txt | <--------- BUS NAME --------> |  | 1845.1169 | 2245 | 399.8831
results35.txt | 6312 RINGHALS 400.00 | 0.1165 | 1845.1169 | 2245 | 399.8831 | 283.3831 | 283.3831
results35.txt | 6315 HORRED 400.00 | 0.134 | 1845.1169 | 2245 | 399.8831 | 265.8831 | 265.8831
results35.txt | 6316 UDDEBO 400.00 | -0.3182 | 1845.1169 | 2245 | 399.8831 | 718.0831 | 718.0831
results35.txt | 6341 KOLSTAD 400.00 | -0.1247 | 1845.1169 | 2245 | 399.8831 | 524.5831 | 524.5831
results35.txt | 6342 TENHULT 400.00 | -0.2032 | 1845.1169 | 2245 | 399.8831 | 603.0831 | 603.0831
results35.txt | 6343 BARKERYD 400.00 | -0.1594 | 1845.1169 | 2245 | 399.8831 | 559.2831 | 559.2831
results36.txt | PTI INTERACTIVE POWER SYSTEM SIMULATOR--PSS(R)E MON, MAY 29 2023 |  | -117.4079 | 522.2 | 404.7921
results36.txt | SENSITIVITY FACTORS ARE CALCULATED WITH AC |  | -117.4079 | 522.2 | 404.7921
results36.txt | SUBSYSTEM 'RESERV' IS USED FOR OPPOSING SYSTEM FOR MW POWER |  | -117.4079 | 522.2 | 404.7921
results36.txt | SENSITIVITY FACTORS OF BRANCH FLOW (MVA) ON 6697 LYSE300 400.00 TO 6700 TJORHOM 400.00 5 MORE THAN | 0.1 | -117.4079 | 522.2 | 404.7921 | 304.7921 | 304.7921
results36.txt | <--------- BUS NAME --------> |  | -117.4079 | 522.2 | 404.7921
results36.txt | 6700 TJORHOM 400.00 | 1.0055 | -117.4079 | 522.2 | 404.7921 | -600.7079 | -600.7079
results37.txt | PTI INTERACTIVE POWER SYSTEM SIMULATOR--PSS(R)E MON, MAY 29 2023 |  | 1837.4514 | 2245 | 407.5486
results37.txt | SENSITIVITY FACTORS ARE CALCULATED WITH AC |  | 1837.4514 | 2245 | 407.5486
results37.txt | SUBSYSTEM 'RESERV' IS USED FOR OPPOSING SYSTEM FOR MW POWER |  | 1837.4514 | 2245 | 407.5486
results37.txt | SENSITIVITY FACTORS OF BRANCH FLOW (MVA) ON 6315 HORRED 400.00 TO 6316 UDDEBO 400.00 10 MORE THAN | 0.1 | 1837.4514 | 2245 | 407.5486 | 307.5486 | 307.5486
results37.txt | <--------- BUS NAME --------> |  | 1837.4514 | 2245 | 407.5486
results37.txt | 6312 RINGHALS 400.00 | 0.1141 | 1837.4514 | 2245 | 407.5486 | 293.4486 | 293.4486
results37.txt | 6315 HORRED 400.00 | 0.1313 | 1837.4514 | 2245 | 407.5486 | 276.2486 | 276.2486
results37.txt | 6316 UDDEBO 400.00 | -0.3117 | 1837.4514 | 2245 | 407.5486 | 719.2486 | 719.2486
results37.txt | 6341 KOLSTAD 400.00 | -0.1222 | 1837.4514 | 2245 | 407.5486 | 529.7486 | 529.7486
results37.txt | 6342 TENHULT 400.00 | -0.199 | 1837.4514 | 2245 | 407.5486 | 606.5486 | 606.5486
results37.txt | 6343 BARKERYD 400.00 | -0.1561 | 1837.4514 | 2245 | 407.5486 | 563.6486 | 563.6486
results38.txt | PTI INTERACTIVE POWER SYSTEM SIMULATOR--PSS(R)E MON, MAY 29 2023 |  | 1153.16 | 1571.5 | 418.3398
results38.txt | SENSITIVITY FACTORS ARE CALCULATED WITH AC |  | 1153.16 | 1571.5 | 418.3398
results38.txt | SUBSYSTEM 'RESERV' IS USED FOR OPPOSING SYSTEM FOR MW POWER |  | 1153.16 | 1571.5 | 418.3398
results38.txt | SENSITIVITY FACTORS OF BRANCH FLOW (MVA) ON 6647 MOSKOG 400.00 TO 9009 ALFOTEN 400.00 4 MORE THAN | 0.1 | 1153.16 | 1571.5 | 418.3398 | 318.34 | 318.34
results38.txt | <--------- BUS NAME --------> |  | 1153.16 | 1571.5 | 418.3398
results38.txt | 6647 MOSKOG 400.00 | 0.344 | 1153.16 | 1571.5 | 418.3398 | 74.34 | 74.34
results38.txt | 6648 HOYANGER 400.00 | 0.2982 | 1153.16 | 1571.5 | 418.3398 | 120.14 | 120.14
results38.txt | 6649 REFSDAL 400.00 | 0.1569 | 1153.16 | 1571.5 | 418.3398 | 261.44 | 261.44
results38.txt | 6650 HOVE 400.00 | 0.1646 | 1153.16 | 1571.5 | 418.3398 | 253.74 | 253.74
results38.txt | 6651 MODALEN 400.00 | 0.1369 | 1153.16 | 1571.5 | 418.3398 | 281.44 | 281.44
results38.txt | 6653 DALE 400.00 | 0.1288 | 1153.16 | 1571.5 | 418.3398 | 289.54 | 289.54
results38.txt | 6654 EVANGER 400.00 | 0.1297 | 1153.16 | 1571.5 | 418.3398 | 288.64 | 288.64
results38.txt | 6656 SAMNAGER400 400.00 | 0.1245 | 1153.16 | 1571.5 | 418.3398 | 293.84 | 293.84
results38.txt | 6655 SAMNAGER300 400.00 | 0.1245 | 1153.16 | 1571.5 | 418.3398 | 293.84 | 293.84
results38.txt | 6657 JOSTEDAL 400.00 | 0.1757 | 1153.16 | 1571.5 | 418.3398 | 242.64 | 242.64
results38.txt | 6658 LEIRDOLA 400.00 | 0.176 | 1153.16 | 1571.5 | 418.3398 | 242.34 | 242.34
results38.txt | 6659 ÅROY 400.00 | 0.1789 | 1153.16 | 1571.5 | 418.3398 | 239.44 | 239.44
results38.txt | 6661 FARDAL400 400.00 | 0.179 | 1153.16 | 1571.5 | 418.3398 | 239.34 | 239.34
results38.txt | 6660 FARDAL300 400.00 | 0.179 | 1153.16 | 1571.5 | 418.3398 | 239.34 | 239.34
results38.txt | 6663 AURLAND400 400.00 | 0.1367 | 1153.16 | 1571.5 | 418.3398 | 281.64 | 281.64
results38.txt | 6662 AURLAND200 400.00 | 0.1366 | 1153.16 | 1571.5 | 418.3398 | 281.74 | 281.74
results38.txt | 6664 AURLAND2 400.00 | 0.1366 | 1153.16 | 1571.5 | 418.3398 | 281.74 | 281.74
results38.txt | 6665 AURLAND3 400.00 | 0.1312 | 1153.16 | 1571.5 | 418.3398 | 287.14 | 287.14
results38.txt | 6666 SKAGEN-FOTUN400.00 | 0.1744 | 1153.16 | 1571.5 | 418.3398 | 243.94 | 243.94
results38.txt | 6668 ELDFJORD 400.00 | 0.1214 | 1153.16 | 1571.5 | 418.3398 | 296.94 | 296.94
results38.txt | 6669 HOL1 400.00 | 0.1145 | 1153.16 | 1571.5 | 418.3398 | 303.84 | 303.84
results38.txt | 6670 HOL3 400.00 | 0.1071 | 1153.16 | 1571.5 | 418.3398 | 311.24 | 311.24
results38.txt | 6673 USTA400 400.00 | 0.1073 | 1153.16 | 1571.5 | 418.3398 | 311.04 | 311.04
results38.txt | 6672 USTA300 400.00 | 0.1073 | 1153.16 | 1571.5 | 418.3398 | 311.04 | 311.04
results38.txt | 6676 HYDRO PURE S400.00 | 0.1073 | 1153.16 | 1571.5 | 418.3398 | 311.04 | 311.04
results38.txt | 6675 MAURANGER 400.00 | 0.1073 | 1153.16 | 1571.5 | 418.3398 | 311.04 | 311.04
results38.txt | 6743 KOLLSNES 400.00 | 0.1293 | 1153.16 | 1571.5 | 418.3398 | 289.04 | 289.04
results38.txt | 6745 SUBSTATION 400.00 | 0.1317 | 1153.16 | 1571.5 | 418.3398 | 286.64 | 286.64
results38.txt | 6744 LINDÅS 400.00 | 0.1317 | 1153.16 | 1571.5 | 418.3398 | 286.64 | 286.64
results38.txt | 6746 NYGARD 400.00 | 0.1282 | 1153.16 | 1571.5 | 418.3398 | 290.14 | 290.14
results38.txt | 6747 ARNA 400.00 | 0.1279 | 1153.16 | 1571.5 | 418.3398 | 290.44 | 290.44
results38.txt | 6748 BERGEN 400.00 | 0.1277 | 1153.16 | 1571.5 | 418.3398 | 290.64 | 290.64
results38.txt | 6812 OGNDAL 400.00 | -0.1367 | 1153.16 | 1571.5 | 418.3398 | 555.04 | 555.04
results38.txt | 6814 VERDAL400 400.00 | -0.1378 | 1153.16 | 1571.5 | 418.3398 | 556.14 | 556.14
results38.txt | 6813 VERDAL300 400.00 | -0.1378 | 1153.16 | 1571.5 | 418.3398 | 556.14 | 556.14
results38.txt | 6872 AURA2300 400.00 | -0.1908 | 1153.16 | 1571.5 | 418.3398 | 609.14 | 609.14
results38.txt | 6855 FRAERNA 400.00 | -0.2268 | 1153.16 | 1571.5 | 418.3398 | 645.14 | 645.14
results38.txt | 6856 ORSKOG 400.00 | -0.336 | 1153.16 | 1571.5 | 418.3398 | 754.34 | 754.34
results38.txt | 6857 ORSTA 400.00 | -0.4101 | 1153.16 | 1571.5 | 418.3398 | 828.44 | 828.44
results38.txt | 6858 ISTAD 400.00 | -0.2268 | 1153.16 | 1571.5 | 418.3398 | 645.14 | 645.14
results38.txt | 6859 AURA1 400.00 | -0.2031 | 1153.16 | 1571.5 | 418.3398 | 621.44 | 621.44
results38.txt | 6860 GRYTTEN 400.00 | -0.2518 | 1153.16 | 1571.5 | 418.3398 | 670.14 | 670.14
results38.txt | 6861 SNILLDAL 400.00 | -0.1715 | 1153.16 | 1571.5 | 418.3398 | 589.84 | 589.84
results38.txt | 6862 SURNA 400.00 | -0.1776 | 1153.16 | 1571.5 | 418.3398 | 595.94 | 595.94
results38.txt | 6863 HOFSTAD 400.00 | -0.1498 | 1153.16 | 1571.5 | 418.3398 | 568.14 | 568.14
results38.txt | 6864 ÅFJORD 400.00 | -0.1604 | 1153.16 | 1571.5 | 418.3398 | 578.74 | 578.74
results38.txt | 6866 ORKDAL400 400.00 | -0.1557 | 1153.16 | 1571.5 | 418.3398 | 574.04 | 574.04
results38.txt | 6865 ORKDAL300 400.00 | -0.1557 | 1153.16 | 1571.5 | 418.3398 | 574.04 | 574.04
results38.txt | 6867 STRINDA 400.00 | -0.1406 | 1153.16 | 1571.5 | 418.3398 | 558.94 | 558.94
results38.txt | 6869 KLAEBU400 400.00 | -0.141 | 1153.16 | 1571.5 | 418.3398 | 559.34 | 559.34
results38.txt | 6868 KLAEBU300 400.00 | -0.141 | 1153.16 | 1571.5 | 418.3398 | 559.34 | 559.34
results38.txt | 6871 EIDUM400 400.00 | -0.14 | 1153.16 | 1571.5 | 418.3398 | 558.34 | 558.34
results38.txt | 6870 EIDUM300 400.00 | -0.14 | 1153.16 | 1571.5 | 418.3398 | 558.34 | 558.34
results38.txt | 6874 VÅGÅMO 400.00 | -0.1049 | 1153.16 | 1571.5 | 418.3398 | 523.24 | 523.24
results38.txt | 6936 NEDRERÖS400 400.00 | -0.1072 | 1153.16 | 1571.5 | 418.3398 | 525.54 | 525.54
results38.txt | 6935 NEDRERÖS300 400.00 | -0.1073 | 1153.16 | 1571.5 | 418.3398 | 525.64 | 525.64
results38.txt | 6937 MARKA 400.00 | -0.1117 | 1153.16 | 1571.5 | 418.3398 | 530.04 | 530.04
results38.txt | 6938 NAMSOS 400.00 | -0.1339 | 1153.16 | 1571.5 | 418.3398 | 552.24 | 552.24
results38.txt | 6939 KOLSVIK 400.00 | -0.121 | 1153.16 | 1571.5 | 418.3398 | 539.34 | 539.34
results38.txt | 6940 NAMSKOGEN 400.00 | -0.1211 | 1153.16 | 1571.5 | 418.3398 | 539.44 | 539.44
results38.txt | 6942 TUNNSJO400 400.00 | -0.1246 | 1153.16 | 1571.5 | 418.3398 | 542.94 | 542.94
results38.txt | 6941 TUNNSJO300 400.00 | -0.1246 | 1153.16 | 1571.5 | 418.3398 | 542.94 | 542.94
results38.txt | 6944 RANA 400.00 | -0.1044 | 1153.16 | 1571.5 | 418.3398 | 522.74 | 522.74
results38.txt | 7061 NEA 400.00 | -0.1045 | 1153.16 | 1571.5 | 418.3398 | 522.84 | 522.84
results38.txt | 9006 TROFORS 400.00 | -0.1146 | 1153.16 | 1571.5 | 418.3398 | 532.94 | 532.94
results38.txt | 9007 TJELDBERGO 400.00 | -0.1747 | 1153.16 | 1571.5 | 418.3398 | 593.04 | 593.04
results38.txt | 9008 SYLKKYVELN 400.00 | -0.3684 | 1153.16 | 1571.5 | 418.3398 | 786.74 | 786.74
results38.txt | 9009 ALFOTEN 400.00 | -0.5203 | 1153.16 | 1571.5 | 418.3398 | 938.64 | 938.64
results38.txt | 9010 HAUGSVAER 400.00 | 0.1342 | 1153.16 | 1571.5 | 418.3398 | 284.14 | 284.14
results38.txt | 9011 STEINSLAND 400.00 | 0.1363 | 1153.16 | 1571.5 | 418.3398 | 282.04 | 282.04
results39.txt | PTI INTERACTIVE POWER SYSTEM SIMULATOR--PSS(R)E MON, MAY 29 2023 |  | 1826.1704 | 2245 | 418.8295
results39.txt | SENSITIVITY FACTORS ARE CALCULATED WITH AC |  | 1826.1704 | 2245 | 418.8295
results39.txt | SUBSYSTEM 'RESERV' IS USED FOR OPPOSING SYSTEM FOR MW POWER |  | 1826.1704 | 2245 | 418.8295
results39.txt | SENSITIVITY FACTORS OF BRANCH FLOW (MVA) ON 6665 AURLAND3 400.00 TO 6669 HOL1 400.00 1 MORE THAN | 0.1 | 1826.1704 | 2245 | 418.8295 | 318.8296 | 318.8296
results39.txt | <--------- BUS NAME --------> |  | 1826.1704 | 2245 | 418.8295
results39.txt | 6647 MOSKOG 400.00 | 0.1465 | 1826.1704 | 2245 | 418.8295 | 272.3296 | 272.3296
results39.txt | 6648 HOYANGER 400.00 | 0.1566 | 1826.1704 | 2245 | 418.8295 | 262.2296 | 262.2296
results39.txt | 6649 REFSDAL 400.00 | 0.1532 | 1826.1704 | 2245 | 418.8295 | 265.6296 | 265.6296
results39.txt | 6650 HOVE 400.00 | 0.1645 | 1826.1704 | 2245 | 418.8295 | 254.3296 | 254.3296
results39.txt | 6651 MODALEN 400.00 | 0.1234 | 1826.1704 | 2245 | 418.8295 | 295.4296 | 295.4296
results39.txt | 6653 DALE 400.00 | 0.1114 | 1826.1704 | 2245 | 418.8295 | 307.4296 | 307.4296
results39.txt | 6654 EVANGER 400.00 | 0.1125 | 1826.1704 | 2245 | 418.8295 | 306.3296 | 306.3296
results39.txt | 6656 SAMNAGER400 400.00 | 0.1042 | 1826.1704 | 2245 | 418.8295 | 314.6296 | 314.6296
results39.txt | 6655 SAMNAGER300 400.00 | 0.1041 | 1826.1704 | 2245 | 418.8295 | 314.7296 | 314.7296
results39.txt | 6657 JOSTEDAL 400.00 | 0.1823 | 1826.1704 | 2245 | 418.8295 | 236.5296 | 236.5296
results39.txt | 6658 LEIRDOLA 400.00 | 0.1826 | 1826.1704 | 2245 | 418.8295 | 236.2296 | 236.2296
results39.txt | 6659 ÅROY 400.00 | 0.1856 | 1826.1704 | 2245 | 418.8295 | 233.2296 | 233.2296
results39.txt | 6661 FARDAL400 400.00 | 0.1857 | 1826.1704 | 2245 | 418.8295 | 233.1296 | 233.1296
results39.txt | 6660 FARDAL300 400.00 | 0.1856 | 1826.1704 | 2245 | 418.8295 | 233.2296 | 233.2296
results39.txt | 6663 AURLAND400 400.00 | 0.2315 | 1826.1704 | 2245 | 418.8295 | 187.3296 | 187.3296
results39.txt | 6662 AURLAND200 400.00 | 0.2314 | 1826.1704 | 2245 | 418.8295 | 187.4296 | 187.4296
results39.txt | 6664 AURLAND2 400.00 | 0.2315 | 1826.1704 | 2245 | 418.8295 | 187.3296 | 187.3296
results39.txt | 6665 AURLAND3 400.00 | 0.3506 | 1826.1704 | 2245 | 418.8295 | 68.2296 | 68.2296
results39.txt | 6666 SKAGEN-FOTUN400.00 | 0.181 | 1826.1704 | 2245 | 418.8295 | 237.8296 | 237.8296
results39.txt | 6667 BORGUND 301.00 | -0.1101 | 1826.1704 | 2245 | 418.8295 | 528.9296 | 528.9296
results39.txt | 6668 ELDFJORD 400.00 | 0.112 | 1826.1704 | 2245 | 418.8295 | 306.8296 | 306.8296
results39.txt | 6669 HOL1 400.00 | -0.2955 | 1826.1704 | 2245 | 418.8295 | 714.3296 | 714.3296
results39.txt | 6670 HOL3 400.00 | -0.1435 | 1826.1704 | 2245 | 418.8295 | 562.3296 | 562.3296
results39.txt | 6671 HEMSIL1 301.00 | -0.1104 | 1826.1704 | 2245 | 418.8295 | 529.2296 | 529.2296
results39.txt | 6673 USTA400 400.00 | -0.1437 | 1826.1704 | 2245 | 418.8295 | 562.5296 | 562.5296
results39.txt | 6672 USTA300 400.00 | -0.1437 | 1826.1704 | 2245 | 418.8295 | 562.5296 | 562.5296
results39.txt | 6714 HEMSIL2 400.00 | -0.1111 | 1826.1704 | 2245 | 418.8295 | 529.9296 | 529.9296
results39.txt | 6715 NESBYEN 400.00 | -0.1037 | 1826.1704 | 2245 | 418.8295 | 522.5296 | 522.5296
results39.txt | 6743 KOLLSNES 400.00 | 0.1116 | 1826.1704 | 2245 | 418.8295 | 307.2296 | 307.2296
results39.txt | 6745 SUBSTATION 400.00 | 0.1153 | 1826.1704 | 2245 | 418.8295 | 303.5296 | 303.5296
results39.txt | 6744 LINDÅS 400.00 | 0.1153 | 1826.1704 | 2245 | 418.8295 | 303.5296 | 303.5296
results39.txt | 6746 NYGARD 400.00 | 0.11 | 1826.1704 | 2245 | 418.8295 | 308.8296 | 308.8296
results39.txt | 6747 ARNA 400.00 | 0.1096 | 1826.1704 | 2245 | 418.8295 | 309.2296 | 309.2296
results39.txt | 6748 BERGEN 400.00 | 0.1092 | 1826.1704 | 2245 | 418.8295 | 309.6296 | 309.6296
results39.txt | 9009 ALFOTEN 400.00 | 0.1097 | 1826.1704 | 2245 | 418.8295 | 309.1296 | 309.1296
results39.txt | 9010 HAUGSVAER 400.00 | 0.1193 | 1826.1704 | 2245 | 418.8295 | 299.5296 | 299.5296
results39.txt | 9011 STEINSLAND 400.00 | 0.1225 | 1826.1704 | 2245 | 418.8295 | 296.3296 | 296.3296
results39.txt | 9015 HEMSIL300 301.00 | -0.1111 | 1826.1704 | 2245 | 418.8295 | 529.9296 | 529.9296
results40.txt | PTI INTERACTIVE POWER SYSTEM SIMULATOR--PSS(R)E MON, MAY 29 2023 |  | 1139.6508 | 1571.5 | 431.8492
results40.txt | SENSITIVITY FACTORS ARE CALCULATED WITH AC |  | 1139.6508 | 1571.5 | 431.8492
results40.txt | SUBSYSTEM 'RESERV' IS USED FOR OPPOSING SYSTEM FOR MW POWER |  | 1139.6508 | 1571.5 | 431.8492
results40.txt | SENSITIVITY FACTORS OF BRANCH FLOW (MVA) ON 6722 VEMORK 400.00 TO 6732 FLESAKER 400.00 6 MORE THAN | 0.1 | 1139.6508 | 1571.5 | 431.8492 | 331.8492 | 331.8492
results40.txt | <--------- BUS NAME --------> |  | 1139.6508 | 1571.5 | 431.8492
results40.txt | 6674 HUSNES 400.00 | 0.1352 | 1139.6508 | 1571.5 | 431.8492 | 296.6492 | 296.6492
results40.txt | 6676 HYDRO PURE S400.00 | 0.1052 | 1139.6508 | 1571.5 | 431.8492 | 326.6492 | 326.6492
results40.txt | 6675 MAURANGER 400.00 | 0.1052 | 1139.6508 | 1571.5 | 431.8492 | 326.6492 | 326.6492
results40.txt | 6677 BLÅFALL 400.00 | 0.1346 | 1139.6508 | 1571.5 | 431.8492 | 297.2492 | 297.2492
results40.txt | 6679 OKSLA 400.00 | 0.1971 | 1139.6508 | 1571.5 | 431.8492 | 234.7492 | 234.7492
results40.txt | 6680 ÅSEN 400.00 | 0.1971 | 1139.6508 | 1571.5 | 431.8492 | 234.7492 | 234.7492
results40.txt | 6682 SAUDA400 400.00 | 0.1586 | 1139.6508 | 1571.5 | 431.8492 | 273.2492 | 273.2492
results40.txt | 6681 SAUDA300 400.00 | 0.1589 | 1139.6508 | 1571.5 | 431.8492 | 272.9492 | 272.9492
results40.txt | 6683 HYLEN 400.00 | 0.1586 | 1139.6508 | 1571.5 | 431.8492 | 273.2492 | 273.2492
results40.txt | 6685 RÖDAL 400.00 | 0.198 | 1139.6508 | 1571.5 | 431.8492 | 233.8492 | 233.8492
results40.txt | 6686 NOVLE 400.00 | 0.198 | 1139.6508 | 1571.5 | 431.8492 | 233.8492 | 233.8492
results40.txt | 6687 ULLA-FORRE 400.00 | 0.1992 | 1139.6508 | 1571.5 | 431.8492 | 232.6492 | 232.6492
results40.txt | 6691 SUBSTATION 400.00 | 0.1586 | 1139.6508 | 1571.5 | 431.8492 | 273.2492 | 273.2492
results40.txt | 6694 FORRE 400.00 | 0.1288 | 1139.6508 | 1571.5 | 431.8492 | 303.0492 | 303.0492
results40.txt | 6698 LYSE400 400.00 | 0.1137 | 1139.6508 | 1571.5 | 431.8492 | 318.1492 | 318.1492
results40.txt | 6697 LYSE300 400.00 | 0.1137 | 1139.6508 | 1571.5 | 431.8492 | 318.1492 | 318.1492
results40.txt | 6700 TJORHOM 400.00 | 0.1133 | 1139.6508 | 1571.5 | 431.8492 | 318.5492 | 318.5492
results40.txt | 6701 KVANNDAL 400.00 | 0.2157 | 1139.6508 | 1571.5 | 431.8492 | 216.1492 | 216.1492
results40.txt | 6702 KJELA 400.00 | 0.2421 | 1139.6508 | 1571.5 | 431.8492 | 189.7492 | 189.7492
results40.txt | 6703 SONGA 400.00 | 0.2791 | 1139.6508 | 1571.5 | 431.8492 | 152.7492 | 152.7492
results40.txt | 6704 VINJE 400.00 | 0.2216 | 1139.6508 | 1571.5 | 431.8492 | 210.2492 | 210.2492
results40.txt | 6705 HOLEN 400.00 | 0.105 | 1139.6508 | 1571.5 | 431.8492 | 326.8492 | 326.8492
results40.txt | 6711 TOKKE 400.00 | 0.1538 | 1139.6508 | 1571.5 | 431.8492 | 278.0492 | 278.0492
results40.txt | 6722 VEMORK 400.00 | 0.5141 | 1139.6508 | 1571.5 | 431.8492 | -82.2508 | -82.2508
results40.txt | 6749 STORD 400.00 | 0.1373 | 1139.6508 | 1571.5 | 431.8492 | 294.5492 | 294.5492
results40.txt | 6751 SUBSTATION 301.00 | 0.1468 | 1139.6508 | 1571.5 | 431.8492 | 285.0492 | 285.0492
results40.txt | 6750 HÅVIK 400.00 | 0.1418 | 1139.6508 | 1571.5 | 431.8492 | 290.0492 | 290.0492
results40.txt | 6752 SPANNE 400.00 | 0.1397 | 1139.6508 | 1571.5 | 431.8492 | 292.1492 | 292.1492
results40.txt | 6753 KÅRSTO 400.00 | 0.1421 | 1139.6508 | 1571.5 | 431.8492 | 289.7492 | 289.7492
results40.txt | 8448 JOINT 400.00 | 0.2422 | 1139.6508 | 1571.5 | 431.8492 | 189.6492 | 189.6492
results40.txt | 8460 JOINT 400.00 | 0.2157 | 1139.6508 | 1571.5 | 431.8492 | 216.1492 | 216.1492
results40.txt | 8611 JOINT 400.00 | 0.142 | 1139.6508 | 1571.5 | 431.8492 | 289.8492 | 289.8492
results40.txt | 9019 SAUDA 301.00 | 0.1535 | 1139.6508 | 1571.5 | 431.8492 | 278.3492 | 278.3492
results41.txt | PTI INTERACTIVE POWER SYSTEM SIMULATOR--PSS(R)E MON, MAY 29 2023 |  | -1137.4408 | 1571.5 | 434.0592
results41.txt | SENSITIVITY FACTORS ARE CALCULATED WITH AC |  | -1137.4408 | 1571.5 | 434.0592
results41.txt | SUBSYSTEM 'RESERV' IS USED FOR OPPOSING SYSTEM FOR MW POWER |  | -1137.4408 | 1571.5 | 434.0592
results41.txt | SENSITIVITY FACTORS OF BRANCH FLOW (MVA) ON 6857 ORSTA 400.00 TO 9009 ALFOTEN 400.00 3 MORE THAN | 0.1 | -1137.4408 | 1571.5 | 434.0592 | 334.0592 | 334.0592
results41.txt | <--------- BUS NAME --------> |  | -1137.4408 | 1571.5 | 434.0592
results41.txt | 6647 MOSKOG 400.00 | 0.3305 | -1137.4408 | 1571.5 | 434.0592 | 103.5592 | 103.5592
results41.txt | 6648 HOYANGER 400.00 | 0.2865 | -1137.4408 | 1571.5 | 434.0592 | 147.5592 | 147.5592
results41.txt | 6649 REFSDAL 400.00 | 0.1507 | -1137.4408 | 1571.5 | 434.0592 | 283.3592 | 283.3592
results41.txt | 6650 HOVE 400.00 | 0.1581 | -1137.4408 | 1571.5 | 434.0592 | 275.9592 | 275.9592
results41.txt | 6651 MODALEN 400.00 | 0.1315 | -1137.4408 | 1571.5 | 434.0592 | 302.5592 | 302.5592
results41.txt | 6653 DALE 400.00 | 0.1238 | -1137.4408 | 1571.5 | 434.0592 | 310.2592 | 310.2592
results41.txt | 6654 EVANGER 400.00 | 0.1246 | -1137.4408 | 1571.5 | 434.0592 | 309.4592 | 309.4592
results41.txt | 6656 SAMNAGER400 400.00 | 0.1196 | -1137.4408 | 1571.5 | 434.0592 | 314.4592 | 314.4592
results41.txt | 6655 SAMNAGER300 400.00 | 0.1196 | -1137.4408 | 1571.5 | 434.0592 | 314.4592 | 314.4592
results41.txt | 6657 JOSTEDAL 400.00 | 0.1688 | -1137.4408 | 1571.5 | 434.0592 | 265.2592 | 265.2592
results41.txt | 6658 LEIRDOLA 400.00 | 0.1691 | -1137.4408 | 1571.5 | 434.0592 | 264.9592 | 264.9592
results41.txt | 6659 ÅROY 400.00 | 0.1719 | -1137.4408 | 1571.5 | 434.0592 | 262.1592 | 262.1592
results41.txt | 6661 FARDAL400 400.00 | 0.172 | -1137.4408 | 1571.5 | 434.0592 | 262.0592 | 262.0592
results41.txt | 6660 FARDAL300 400.00 | 0.1719 | -1137.4408 | 1571.5 | 434.0592 | 262.1592 | 262.1592
results41.txt | 6663 AURLAND400 400.00 | 0.1313 | -1137.4408 | 1571.5 | 434.0592 | 302.7592 | 302.7592
results41.txt | 6662 AURLAND200 400.00 | 0.1312 | -1137.4408 | 1571.5 | 434.0592 | 302.8592 | 302.8592
results41.txt | 6664 AURLAND2 400.00 | 0.1313 | -1137.4408 | 1571.5 | 434.0592 | 302.7592 | 302.7592
results41.txt | 6665 AURLAND3 400.00 | 0.1261 | -1137.4408 | 1571.5 | 434.0592 | 307.9592 | 307.9592
results41.txt | 6666 SKAGEN-FOTUN400.00 | 0.1676 | -1137.4408 | 1571.5 | 434.0592 | 266.4592 | 266.4592
results41.txt | 6668 ELDFJORD 400.00 | 0.1166 | -1137.4408 | 1571.5 | 434.0592 | 317.4592 | 317.4592
results41.txt | 6669 HOL1 400.00 | 0.11 | -1137.4408 | 1571.5 | 434.0592 | 324.0592 | 324.0592
results41.txt | 6670 HOL3 400.00 | 0.1029 | -1137.4408 | 1571.5 | 434.0592 | 331.1592 | 331.1592
results41.txt | 6673 USTA400 400.00 | 0.1031 | -1137.4408 | 1571.5 | 434.0592 | 330.9592 | 330.9592
results41.txt | 6672 USTA300 400.00 | 0.1031 | -1137.4408 | 1571.5 | 434.0592 | 330.9592 | 330.9592
results41.txt | 6676 HYDRO PURE S400.00 | 0.1031 | -1137.4408 | 1571.5 | 434.0592 | 330.9592 | 330.9592
results41.txt | 6675 MAURANGER 400.00 | 0.1031 | -1137.4408 | 1571.5 | 434.0592 | 330.9592 | 330.9592
results41.txt | 6743 KOLLSNES 400.00 | 0.1242 | -1137.4408 | 1571.5 | 434.0592 | 309.8592 | 309.8592
results41.txt | 6745 SUBSTATION 400.00 | 0.1265 | -1137.4408 | 1571.5 | 434.0592 | 307.5592 | 307.5592
results41.txt | 6744 LINDÅS 400.00 | 0.1265 | -1137.4408 | 1571.5 | 434.0592 | 307.5592 | 307.5592
results41.txt | 6746 NYGARD 400.00 | 0.1232 | -1137.4408 | 1571.5 | 434.0592 | 310.8592 | 310.8592
results41.txt | 6747 ARNA 400.00 | 0.1228 | -1137.4408 | 1571.5 | 434.0592 | 311.2592 | 311.2592
results41.txt | 6748 BERGEN 400.00 | 0.1227 | -1137.4408 | 1571.5 | 434.0592 | 311.3592 | 311.3592
results41.txt | 6812 OGNDAL 400.00 | -0.1313 | -1137.4408 | 1571.5 | 434.0592 | 565.3592 | 565.3592
results41.txt | 6814 VERDAL400 400.00 | -0.1324 | -1137.4408 | 1571.5 | 434.0592 | 566.4592 | 566.4592
results41.txt | 6813 VERDAL300 400.00 | -0.1324 | -1137.4408 | 1571.5 | 434.0592 | 566.4592 | 566.4592
results41.txt | 6872 AURA2300 400.00 | -0.1833 | -1137.4408 | 1571.5 | 434.0592 | 617.3592 | 617.3592
results41.txt | 6855 FRAERNA 400.00 | -0.2179 | -1137.4408 | 1571.5 | 434.0592 | 651.9592 | 651.9592
results41.txt | 6856 ORSKOG 400.00 | -0.3228 | -1137.4408 | 1571.5 | 434.0592 | 756.8592 | 756.8592
results41.txt | 6857 ORSTA 400.00 | -0.394 | -1137.4408 | 1571.5 | 434.0592 | 828.0592 | 828.0592
results41.txt | 6858 ISTAD 400.00 | -0.2179 | -1137.4408 | 1571.5 | 434.0592 | 651.9592 | 651.9592
results41.txt | 6859 AURA1 400.00 | -0.1951 | -1137.4408 | 1571.5 | 434.0592 | 629.1592 | 629.1592
results41.txt | 6860 GRYTTEN 400.00 | -0.242 | -1137.4408 | 1571.5 | 434.0592 | 676.0592 | 676.0592
results41.txt | 6861 SNILLDAL 400.00 | -0.1647 | -1137.4408 | 1571.5 | 434.0592 | 598.7592 | 598.7592
results41.txt | 6862 SURNA 400.00 | -0.1707 | -1137.4408 | 1571.5 | 434.0592 | 604.7592 | 604.7592
results41.txt | 6863 HOFSTAD 400.00 | -0.1439 | -1137.4408 | 1571.5 | 434.0592 | 577.9592 | 577.9592
results41.txt | 6864 ÅFJORD 400.00 | -0.1541 | -1137.4408 | 1571.5 | 434.0592 | 588.1592 | 588.1592
results41.txt | 6866 ORKDAL400 400.00 | -0.1496 | -1137.4408 | 1571.5 | 434.0592 | 583.6592 | 583.6592
results41.txt | 6865 ORKDAL300 400.00 | -0.1496 | -1137.4408 | 1571.5 | 434.0592 | 583.6592 | 583.6592
results41.txt | 6867 STRINDA 400.00 | -0.1351 | -1137.4408 | 1571.5 | 434.0592 | 569.1592 | 569.1592
results41.txt | 6869 KLAEBU400 400.00 | -0.1354 | -1137.4408 | 1571.5 | 434.0592 | 569.4592 | 569.4592
results41.txt | 6868 KLAEBU300 400.00 | -0.1354 | -1137.4408 | 1571.5 | 434.0592 | 569.4592 | 569.4592
results41.txt | 6871 EIDUM400 400.00 | -0.1345 | -1137.4408 | 1571.5 | 434.0592 | 568.5592 | 568.5592
results41.txt | 6870 EIDUM300 400.00 | -0.1345 | -1137.4408 | 1571.5 | 434.0592 | 568.5592 | 568.5592
results41.txt | 6874 VÅGÅMO 400.00 | -0.1008 | -1137.4408 | 1571.5 | 434.0592 | 534.8592 | 534.8592
results41.txt | 6936 NEDRERÖS400 400.00 | -0.103 | -1137.4408 | 1571.5 | 434.0592 | 537.0592 | 537.0592
results41.txt | 6935 NEDRERÖS300 400.00 | -0.1031 | -1137.4408 | 1571.5 | 434.0592 | 537.1592 | 537.1592
results41.txt | 6937 MARKA 400.00 | -0.1073 | -1137.4408 | 1571.5 | 434.0592 | 541.3592 | 541.3592
results41.txt | 6938 NAMSOS 400.00 | -0.1287 | -1137.4408 | 1571.5 | 434.0592 | 562.7592 | 562.7592
results41.txt | 6939 KOLSVIK 400.00 | -0.1162 | -1137.4408 | 1571.5 | 434.0592 | 550.2592 | 550.2592
results41.txt | 6940 NAMSKOGEN 400.00 | -0.1163 | -1137.4408 | 1571.5 | 434.0592 | 550.3592 | 550.3592
results41.txt | 6942 TUNNSJO400 400.00 | -0.1197 | -1137.4408 | 1571.5 | 434.0592 | 553.7592 | 553.7592
results41.txt | 6941 TUNNSJO300 400.00 | -0.1197 | -1137.4408 | 1571.5 | 434.0592 | 553.7592 | 553.7592
results41.txt | 6944 RANA 400.00 | -0.1003 | -1137.4408 | 1571.5 | 434.0592 | 534.3592 | 534.3592
results41.txt | 7061 NEA 400.00 | -0.1004 | -1137.4408 | 1571.5 | 434.0592 | 534.4592 | 534.4592
results41.txt | 9006 TROFORS 400.00 | -0.1101 | -1137.4408 | 1571.5 | 434.0592 | 544.1592 | 544.1592
results41.txt | 9007 TJELDBERGO 400.00 | -0.1679 | -1137.4408 | 1571.5 | 434.0592 | 601.9592 | 601.9592
results41.txt | 9008 SYLKKYVELN 400.00 | -0.3539 | -1137.4408 | 1571.5 | 434.0592 | 787.9592 | 787.9592
results41.txt | 9009 ALFOTEN 400.00 | 0.4963 | -1137.4408 | 1571.5 | 434.0592 | -62.2408 | -62.2408
results41.txt | 9010 HAUGSVAER 400.00 | 0.129 | -1137.4408 | 1571.5 | 434.0592 | 305.0592 | 305.0592
results41.txt | 9011 STEINSLAND 400.00 | 0.1309 | -1137.4408 | 1571.5 | 434.0592 | 303.1592 | 303.1592
results42.txt | PTI INTERACTIVE POWER SYSTEM SIMULATOR--PSS(R)E MON, MAY 29 2023 |  | -1123.1201 | 1571.5 | 448.3798
results42.txt | SENSITIVITY FACTORS ARE CALCULATED WITH AC |  | -1123.1201 | 1571.5 | 448.3798
results42.txt | SUBSYSTEM 'RESERV' IS USED FOR OPPOSING SYSTEM FOR MW POWER |  | -1123.1201 | 1571.5 | 448.3798
results42.txt | SENSITIVITY FACTORS OF BRANCH FLOW (MVA) ON 6658 LEIRDOLA 400.00 TO 6666 SKAGEN-FOTUN400.00 2 MORE THAN | 0.1 | -1123.1201 | 1571.5 | 448.3798 | 348.3799 | 348.3799
results42.txt | <--------- BUS NAME --------> |  | -1123.1201 | 1571.5 | 448.3798
results42.txt | 6666 SKAGEN-FOTUN400.00 | 1.0036 | -1123.1201 | 1571.5 | 448.3798 | -555.2201 | -555.2201
results43.txt | PTI INTERACTIVE POWER SYSTEM SIMULATOR--PSS(R)E MON, MAY 29 2023 |  | 1789.064 | 2245 | 455.9362
results43.txt | SENSITIVITY FACTORS ARE CALCULATED WITH AC |  | 1789.064 | 2245 | 455.9362
results43.txt | SUBSYSTEM 'RESERV' IS USED FOR OPPOSING SYSTEM FOR MW POWER |  | 1789.064 | 2245 | 455.9362
results43.txt | SENSITIVITY FACTORS OF BRANCH FLOW (MVA) ON 6663 AURLAND400 400.00 TO 6665 AURLAND3 400.00 2 MORE THAN | 0.1 | 1789.064 | 2245 | 455.9362 | 355.936 | 355.936
results43.txt | <--------- BUS NAME --------> |  | 1789.064 | 2245 | 455.9362
results43.txt | 6647 MOSKOG 400.00 | 0.1481 | 1789.064 | 2245 | 455.9362 | 307.836 | 307.836
results43.txt | 6648 HOYANGER 400.00 | 0.1583 | 1789.064 | 2245 | 455.9362 | 297.636 | 297.636
results43.txt | 6649 REFSDAL 400.00 | 0.1549 | 1789.064 | 2245 | 455.9362 | 301.036 | 301.036
results43.txt | 6650 HOVE 400.00 | 0.1663 | 1789.064 | 2245 | 455.9362 | 289.636 | 289.636
results43.txt | 6651 MODALEN 400.00 | 0.1247 | 1789.064 | 2245 | 455.9362 | 331.236 | 331.236
results43.txt | 6653 DALE 400.00 | 0.1126 | 1789.064 | 2245 | 455.9362 | 343.336 | 343.336
results43.txt | 6654 EVANGER 400.00 | 0.1137 | 1789.064 | 2245 | 455.9362 | 342.236 | 342.236
results43.txt | 6656 SAMNAGER400 400.00 | 0.1053 | 1789.064 | 2245 | 455.9362 | 350.636 | 350.636
results43.txt | 6655 SAMNAGER300 400.00 | 0.1052 | 1789.064 | 2245 | 455.9362 | 350.736 | 350.736
results43.txt | 6657 JOSTEDAL 400.00 | 0.1843 | 1789.064 | 2245 | 455.9362 | 271.636 | 271.636
results43.txt | 6658 LEIRDOLA 400.00 | 0.1846 | 1789.064 | 2245 | 455.9362 | 271.336 | 271.336
results43.txt | 6659 ÅROY 400.00 | 0.1875 | 1789.064 | 2245 | 455.9362 | 268.436 | 268.436
results43.txt | 6661 FARDAL400 400.00 | 0.1876 | 1789.064 | 2245 | 455.9362 | 268.336 | 268.336
results43.txt | 6660 FARDAL300 400.00 | 0.1876 | 1789.064 | 2245 | 455.9362 | 268.336 | 268.336
results43.txt | 6663 AURLAND400 400.00 | 0.234 | 1789.064 | 2245 | 455.9362 | 221.936 | 221.936
results43.txt | 6662 AURLAND200 400.00 | 0.2339 | 1789.064 | 2245 | 455.9362 | 222.036 | 222.036
results43.txt | 6664 AURLAND2 400.00 | 0.2339 | 1789.064 | 2245 | 455.9362 | 222.036 | 222.036
results43.txt | 6665 AURLAND3 400.00 | -0.656 | 1789.064 | 2245 | 455.9362 | 1111.936 | 1111.936
results43.txt | 6666 SKAGEN-FOTUN400.00 | 0.1829 | 1789.064 | 2245 | 455.9362 | 273.036 | 273.036
results43.txt | 6667 BORGUND 301.00 | -0.1113 | 1789.064 | 2245 | 455.9362 | 567.236 | 567.236
results43.txt | 6668 ELDFJORD 400.00 | 0.1132 | 1789.064 | 2245 | 455.9362 | 342.736 | 342.736
results43.txt | 6669 HOL1 400.00 | -0.2987 | 1789.064 | 2245 | 455.9362 | 754.636 | 754.636
results43.txt | 6670 HOL3 400.00 | -0.145 | 1789.064 | 2245 | 455.9362 | 600.936 | 600.936
results43.txt | 6671 HEMSIL1 301.00 | -0.1116 | 1789.064 | 2245 | 455.9362 | 567.536 | 567.536
results43.txt | 6673 USTA400 400.00 | -0.1453 | 1789.064 | 2245 | 455.9362 | 601.236 | 601.236
results43.txt | 6672 USTA300 400.00 | -0.1453 | 1789.064 | 2245 | 455.9362 | 601.236 | 601.236
results43.txt | 6714 HEMSIL2 400.00 | -0.1123 | 1789.064 | 2245 | 455.9362 | 568.236 | 568.236
results43.txt | 6715 NESBYEN 400.00 | -0.1048 | 1789.064 | 2245 | 455.9362 | 560.736 | 560.736
results43.txt | 6743 KOLLSNES 400.00 | 0.1128 | 1789.064 | 2245 | 455.9362 | 343.136 | 343.136
results43.txt | 6745 SUBSTATION 400.00 | 0.1166 | 1789.064 | 2245 | 455.9362 | 339.336 | 339.336
results43.txt | 6744 LINDÅS 400.00 | 0.1166 | 1789.064 | 2245 | 455.9362 | 339.336 | 339.336
results43.txt | 6746 NYGARD 400.00 | 0.1112 | 1789.064 | 2245 | 455.9362 | 344.736 | 344.736
results43.txt | 6747 ARNA 400.00 | 0.1108 | 1789.064 | 2245 | 455.9362 | 345.136 | 345.136
results43.txt | 6748 BERGEN 400.00 | 0.1103 | 1789.064 | 2245 | 455.9362 | 345.636 | 345.636
results43.txt | 9009 ALFOTEN 400.00 | 0.1109 | 1789.064 | 2245 | 455.9362 | 345.036 | 345.036
results43.txt | 9010 HAUGSVAER 400.00 | 0.1206 | 1789.064 | 2245 | 455.9362 | 335.336 | 335.336
results43.txt | 9011 STEINSLAND 400.00 | 0.1238 | 1789.064 | 2245 | 455.9362 | 332.136 | 332.136
results43.txt | 9015 HEMSIL300 301.00 | -0.1123 | 1789.064 | 2245 | 455.9362 | 568.236 | 568.236
results44.txt | PTI INTERACTIVE POWER SYSTEM SIMULATOR--PSS(R)E MON, MAY 29 2023 |  | 1780.1548 | 2245 | 464.8452
results44.txt | SENSITIVITY FACTORS ARE CALCULATED WITH AC |  | 1780.1548 | 2245 | 464.8452
results44.txt | SUBSYSTEM 'RESERV' IS USED FOR OPPOSING SYSTEM FOR MW POWER |  | 1780.1548 | 2245 | 464.8452
results44.txt | SENSITIVITY FACTORS OF BRANCH FLOW (MVA) ON 1053 HÄRADSBO 400.00 TO 6335 SODERASEN 400.00 6 MORE THAN | 0.1 | 1780.1548 | 2245 | 464.8452 | 364.8452 | 364.8452
results44.txt | <--------- BUS NAME --------> |  | 1780.1548 | 2245 | 464.8452
results44.txt | 5624 HERSLEV 400.00 | -0.3246 | 1780.1548 | 2245 | 464.8452 | 789.4452 | 789.4452
results44.txt | 5642 HOVEGARD 400.00 | -0.3242 | 1780.1548 | 2245 | 464.8452 | 789.0452 | 789.0452
results44.txt | 5646 BJAEVERSKOV4400.00 | -0.324 | 1780.1548 | 2245 | 464.8452 | 788.8452 | 788.8452
results44.txt | 5645 BJAEVERSKOV2220.00 | -0.3235 | 1780.1548 | 2245 | 464.8452 | 788.3452 | 788.3452
results44.txt | 5657 ISHOJ400 400.00 | -0.3242 | 1780.1548 | 2245 | 464.8452 | 789.0452 | 789.0452
results44.txt | 5656 ISHOJ220 220.00 | -0.3247 | 1780.1548 | 2245 | 464.8452 | 789.5452 | 789.5452
results44.txt | 5660 AVEDOREVERK 400.00 | -0.3244 | 1780.1548 | 2245 | 464.8452 | 789.2452 | 789.2452
results44.txt | 5662 ORSTEDSVERKE400.00 | -0.3248 | 1780.1548 | 2245 | 464.8452 | 789.6452 | 789.6452
results44.txt | 5671 SEGE 400.00 | -0.2385 | 1780.1548 | 2245 | 464.8452 | 703.3452 | 703.3452
results44.txt | 5672 ARRIE 400.00 | -0.2384 | 1780.1548 | 2245 | 464.8452 | 703.2452 | 703.2452
results44.txt | 5673 KRUSEBERG 400.00 | -0.2384 | 1780.1548 | 2245 | 464.8452 | 703.2452 | 703.2452
results44.txt | 5676 WIND FARM 220.00 | -0.3188 | 1780.1548 | 2245 | 464.8452 | 783.6452 | 783.6452
results44.txt | 5845 ASNAESVERK 400.00 | -0.3244 | 1780.1548 | 2245 | 464.8452 | 789.2452 | 789.2452
results44.txt | 6319 KYNDBYVERKER400.00 | -0.324 | 1780.1548 | 2245 | 464.8452 | 788.8452 | 788.8452
results44.txt | 6324 GORLOSEGARD 400.00 | -0.323 | 1780.1548 | 2245 | 464.8452 | 787.8452 | 787.8452
results44.txt | 6330 GELNTEGARD2 400.00 | -0.3255 | 1780.1548 | 2245 | 464.8452 | 790.3452 | 790.3452
results44.txt | 6334 GLENTEGARD 400.00 | -0.3259 | 1780.1548 | 2245 | 464.8452 | 790.7452 | 790.7452
results44.txt | 6335 SODERASEN 400.00 | -0.3195 | 1780.1548 | 2245 | 464.8452 | 784.3452 | 784.3452
results44.txt | 6337 BARSEBACK 400.00 | -0.2495 | 1780.1548 | 2245 | 464.8452 | 714.3452 | 714.3452
results44.txt | 6338 HURVA 400.00 | -0.2138 | 1780.1548 | 2245 | 464.8452 | 678.6452 | 678.6452
results44.txt | 6349 ALVESTA 400.00 | -0.1146 | 1780.1548 | 2245 | 464.8452 | 579.4452 | 579.4452
results44.txt | 6350 HEMSJO 400.00 | -0.1358 | 1780.1548 | 2245 | 464.8452 | 600.6452 | 600.6452
results44.txt | 6351 KARLSHAMN 400.00 | -0.1358 | 1780.1548 | 2245 | 464.8452 | 600.6452 | 600.6452
results44.txt | 6354 NYBRO 400.00 | -0.1203 | 1780.1548 | 2245 | 464.8452 | 585.1452 | 585.1452
results44.txt | 7429 JOINT 220.00 | -0.3192 | 1780.1548 | 2245 | 464.8452 | 784.0452 | 784.0452
results44.txt | 1052 BREARED 400.00 | -0.1439 | 1780.1548 | 2245 | 464.8452 | 608.7452 | 608.7452
results44.txt | 1053 HÄRADSBO 400.00 | 0.3919 | 1780.1548 | 2245 | 464.8452 | 72.9452 | 72.9452
results44.txt | 9401 HAGESKRUV 400.00 | -0.1021 | 1780.1548 | 2245 | 464.8452 | 566.9452 | 566.9452
results45.txt | PTI INTERACTIVE POWER SYSTEM SIMULATOR--PSS(R)E MON, MAY 29 2023 |  | 1102.376 | 1571.5 | 469.124
results45.txt | SENSITIVITY FACTORS ARE CALCULATED WITH AC |  | 1102.376 | 1571.5 | 469.124
results45.txt | SUBSYSTEM 'RESERV' IS USED FOR OPPOSING SYSTEM FOR MW POWER |  | 1102.376 | 1571.5 | 469.124
results45.txt | SENSITIVITY FACTORS OF BRANCH FLOW (MVA) ON 6734 SYLLING400 400.00 TO 6740 TEGNEBY400 400.00 4 MORE THAN | 0.1 | 1102.376 | 1571.5 | 469.124 | 369.124 | 369.124
results45.txt | <--------- BUS NAME --------> |  | 1102.376 | 1571.5 | 469.124
results45.txt | 6305 LOVISEHOLM 400.00 | -0.1011 | 1102.376 | 1571.5 | 469.124 | 570.224 | 570.224
results45.txt | 6626 MINNE 400.00 | 0.1227 | 1102.376 | 1571.5 | 469.124 | 346.424 | 346.424
results45.txt | 6629 HALDEN 400.00 | -0.1046 | 1102.376 | 1571.5 | 469.124 | 573.724 | 573.724
results45.txt | 6650 HOVE 400.00 | 0.1006 | 1102.376 | 1571.5 | 469.124 | 368.524 | 368.524
results45.txt | 6657 JOSTEDAL 400.00 | 0.1019 | 1102.376 | 1571.5 | 469.124 | 367.224 | 367.224
results45.txt | 6658 LEIRDOLA 400.00 | 0.1021 | 1102.376 | 1571.5 | 469.124 | 367.024 | 367.024
results45.txt | 6659 ÅROY 400.00 | 0.1044 | 1102.376 | 1571.5 | 469.124 | 364.724 | 364.724
results45.txt | 6661 FARDAL400 400.00 | 0.1045 | 1102.376 | 1571.5 | 469.124 | 364.624 | 364.624
results45.txt | 6660 FARDAL300 400.00 | 0.1045 | 1102.376 | 1571.5 | 469.124 | 364.624 | 364.624
results45.txt | 6663 AURLAND400 400.00 | 0.1183 | 1102.376 | 1571.5 | 469.124 | 350.824 | 350.824
results45.txt | 6662 AURLAND200 400.00 | 0.1182 | 1102.376 | 1571.5 | 469.124 | 350.924 | 350.924
results45.txt | 6664 AURLAND2 400.00 | 0.1182 | 1102.376 | 1571.5 | 469.124 | 350.924 | 350.924
results45.txt | 6665 AURLAND3 400.00 | 0.1217 | 1102.376 | 1571.5 | 469.124 | 347.424 | 347.424
results45.txt | 6666 SKAGEN-FOTUN400.00 | 0.1009 | 1102.376 | 1571.5 | 469.124 | 368.224 | 368.224
results45.txt | 6667 BORGUND 301.00 | 0.1309 | 1102.376 | 1571.5 | 469.124 | 338.224 | 338.224
results45.txt | 6668 ELDFJORD 400.00 | 0.1161 | 1102.376 | 1571.5 | 469.124 | 353.024 | 353.024
results45.txt | 6669 HOL1 400.00 | 0.1324 | 1102.376 | 1571.5 | 469.124 | 336.724 | 336.724
results45.txt | 6670 HOL3 400.00 | 0.1368 | 1102.376 | 1571.5 | 469.124 | 332.324 | 332.324
results45.txt | 6671 HEMSIL1 301.00 | 0.1315 | 1102.376 | 1571.5 | 469.124 | 337.624 | 337.624
results45.txt | 6673 USTA400 400.00 | 0.1371 | 1102.376 | 1571.5 | 469.124 | 332.024 | 332.024
results45.txt | 6672 USTA300 400.00 | 0.1371 | 1102.376 | 1571.5 | 469.124 | 332.024 | 332.024
results45.txt | 6713 NEDREVINSTRA400.00 | 0.1011 | 1102.376 | 1571.5 | 469.124 | 368.024 | 368.024
results45.txt | 6714 HEMSIL2 400.00 | 0.133 | 1102.376 | 1571.5 | 469.124 | 336.124 | 336.124
results45.txt | 6715 NESBYEN 400.00 | 0.1322 | 1102.376 | 1571.5 | 469.124 | 336.924 | 336.924
results45.txt | 6716 DAGALI 400.00 | 0.1505 | 1102.376 | 1571.5 | 469.124 | 318.624 | 318.624
results45.txt | 6717 NEDREVINSTRA400.00 | 0.1011 | 1102.376 | 1571.5 | 469.124 | 368.024 | 368.024
results45.txt | 6718 FÅBERG 400.00 | 0.1023 | 1102.376 | 1571.5 | 469.124 | 366.824 | 366.824
results45.txt | 6719 ÅDAL 400.00 | 0.1633 | 1102.376 | 1571.5 | 469.124 | 305.824 | 305.824
results45.txt | 6720 VARDAL 400.00 | 0.1109 | 1102.376 | 1571.5 | 469.124 | 358.224 | 358.224
results45.txt | 6721 VANG 400.00 | 0.1133 | 1102.376 | 1571.5 | 469.124 | 355.824 | 355.824
results45.txt | 6724 NORE 400.00 | 0.1655 | 1102.376 | 1571.5 | 469.124 | 303.624 | 303.624
results45.txt | 6731 RINGERIKE 400.00 | 0.1745 | 1102.376 | 1571.5 | 469.124 | 294.624 | 294.624
results45.txt | 6734 SYLLING400 400.00 | 0.2158 | 1102.376 | 1571.5 | 469.124 | 253.324 | 253.324
results45.txt | 6733 SYLLING300 400.00 | 0.2101 | 1102.376 | 1571.5 | 469.124 | 259.024 | 259.024
results45.txt | 6736 OSLA400 400.00 | 0.1289 | 1102.376 | 1571.5 | 469.124 | 340.224 | 340.224
results45.txt | 6735 OSLO300 400.00 | 0.131 | 1102.376 | 1571.5 | 469.124 | 338.124 | 338.124
results45.txt | 6740 TEGNEBY400 400.00 | -0.1189 | 1102.376 | 1571.5 | 469.124 | 588.024 | 588.024
results45.txt | 6739 TEGNEBY300 400.00 | -0.1156 | 1102.376 | 1571.5 | 469.124 | 584.724 | 584.724
results45.txt | 6742 HASLE400 400.00 | -0.1063 | 1102.376 | 1571.5 | 469.124 | 575.424 | 575.424
results45.txt | 6741 HASLE300 400.00 | -0.1066 | 1102.376 | 1571.5 | 469.124 | 575.724 | 575.724
results45.txt | 9015 HEMSIL300 301.00 | 0.133 | 1102.376 | 1571.5 | 469.124 | 336.124 | 336.124
results46.txt | PTI INTERACTIVE POWER SYSTEM SIMULATOR--PSS(R)E MON, MAY 29 2023 |  | -1078.9264 | 1571.5 | 492.5735
results46.txt | SENSITIVITY FACTORS ARE CALCULATED WITH AC |  | -1078.9264 | 1571.5 | 492.5735
results46.txt | SUBSYSTEM 'RESERV' IS USED FOR OPPOSING SYSTEM FOR MW POWER |  | -1078.9264 | 1571.5 | 492.5735
results46.txt | SENSITIVITY FACTORS OF BRANCH FLOW (MVA) ON 6856 ORSKOG 400.00 TO 9008 SYLKKYVELN 400.00 3 MORE THAN | 0.1 | -1078.9264 | 1571.5 | 492.5735 | 392.5736 | 392.5736
results46.txt | <--------- BUS NAME --------> |  | -1078.9264 | 1571.5 | 492.5735
results46.txt | 6647 MOSKOG 400.00 | 0.3183 | -1078.9264 | 1571.5 | 492.5735 | 174.2736 | 174.2736
results46.txt | 6648 HOYANGER 400.00 | 0.276 | -1078.9264 | 1571.5 | 492.5735 | 216.5736 | 216.5736
results46.txt | 6649 REFSDAL 400.00 | 0.1452 | -1078.9264 | 1571.5 | 492.5735 | 347.3736 | 347.3736
results46.txt | 6650 HOVE 400.00 | 0.1523 | -1078.9264 | 1571.5 | 492.5735 | 340.2736 | 340.2736
results46.txt | 6651 MODALEN 400.00 | 0.1266 | -1078.9264 | 1571.5 | 492.5735 | 365.9736 | 365.9736
results46.txt | 6653 DALE 400.00 | 0.1192 | -1078.9264 | 1571.5 | 492.5735 | 373.3736 | 373.3736
results46.txt | 6654 EVANGER 400.00 | 0.12 | -1078.9264 | 1571.5 | 492.5735 | 372.5736 | 372.5736
results46.txt | 6656 SAMNAGER400 400.00 | 0.1152 | -1078.9264 | 1571.5 | 492.5735 | 377.3736 | 377.3736
results46.txt | 6655 SAMNAGER300 400.00 | 0.1152 | -1078.9264 | 1571.5 | 492.5735 | 377.3736 | 377.3736
results46.txt | 6657 JOSTEDAL 400.00 | 0.1626 | -1078.9264 | 1571.5 | 492.5735 | 329.9736 | 329.9736
results46.txt | 6658 LEIRDOLA 400.00 | 0.1629 | -1078.9264 | 1571.5 | 492.5735 | 329.6736 | 329.6736
results46.txt | 6659 ÅROY 400.00 | 0.1656 | -1078.9264 | 1571.5 | 492.5735 | 326.9736 | 326.9736
results46.txt | 6661 FARDAL400 400.00 | 0.1656 | -1078.9264 | 1571.5 | 492.5735 | 326.9736 | 326.9736
results46.txt | 6660 FARDAL300 400.00 | 0.1656 | -1078.9264 | 1571.5 | 492.5735 | 326.9736 | 326.9736
results46.txt | 6663 AURLAND400 400.00 | 0.1265 | -1078.9264 | 1571.5 | 492.5735 | 366.0736 | 366.0736
results46.txt | 6662 AURLAND200 400.00 | 0.1264 | -1078.9264 | 1571.5 | 492.5735 | 366.1736 | 366.1736
results46.txt | 6664 AURLAND2 400.00 | 0.1265 | -1078.9264 | 1571.5 | 492.5735 | 366.0736 | 366.0736
results46.txt | 6665 AURLAND3 400.00 | 0.1215 | -1078.9264 | 1571.5 | 492.5735 | 371.0736 | 371.0736
results46.txt | 6666 SKAGEN-FOTUN400.00 | 0.1614 | -1078.9264 | 1571.5 | 492.5735 | 331.1736 | 331.1736
results46.txt | 6668 ELDFJORD 400.00 | 0.1123 | -1078.9264 | 1571.5 | 492.5735 | 380.2736 | 380.2736
results46.txt | 6669 HOL1 400.00 | 0.1059 | -1078.9264 | 1571.5 | 492.5735 | 386.6736 | 386.6736
results46.txt | 6743 KOLLSNES 400.00 | 0.1197 | -1078.9264 | 1571.5 | 492.5735 | 372.8736 | 372.8736
results46.txt | 6745 SUBSTATION 400.00 | 0.1219 | -1078.9264 | 1571.5 | 492.5735 | 370.6736 | 370.6736
results46.txt | 6744 LINDÅS 400.00 | 0.1219 | -1078.9264 | 1571.5 | 492.5735 | 370.6736 | 370.6736
results46.txt | 6746 NYGARD 400.00 | 0.1187 | -1078.9264 | 1571.5 | 492.5735 | 373.8736 | 373.8736
results46.txt | 6747 ARNA 400.00 | 0.1183 | -1078.9264 | 1571.5 | 492.5735 | 374.2736 | 374.2736
results46.txt | 6748 BERGEN 400.00 | 0.1181 | -1078.9264 | 1571.5 | 492.5735 | 374.4736 | 374.4736
results46.txt | 6812 OGNDAL 400.00 | -0.1265 | -1078.9264 | 1571.5 | 492.5735 | 619.0736 | 619.0736
results46.txt | 6814 VERDAL400 400.00 | -0.1276 | -1078.9264 | 1571.5 | 492.5735 | 620.1736 | 620.1736
results46.txt | 6813 VERDAL300 400.00 | -0.1276 | -1078.9264 | 1571.5 | 492.5735 | 620.1736 | 620.1736
results46.txt | 6872 AURA2300 400.00 | -0.1766 | -1078.9264 | 1571.5 | 492.5735 | 669.1736 | 669.1736
results46.txt | 6855 FRAERNA 400.00 | -0.2099 | -1078.9264 | 1571.5 | 492.5735 | 702.4736 | 702.4736
results46.txt | 6856 ORSKOG 400.00 | -0.3109 | -1078.9264 | 1571.5 | 492.5735 | 803.4736 | 803.4736
results46.txt | 6857 ORSTA 400.00 | 0.6122 | -1078.9264 | 1571.5 | 492.5735 | -119.6264 | -119.6264
results46.txt | 6858 ISTAD 400.00 | -0.2099 | -1078.9264 | 1571.5 | 492.5735 | 702.4736 | 702.4736
results46.txt | 6859 AURA1 400.00 | -0.1879 | -1078.9264 | 1571.5 | 492.5735 | 680.4736 | 680.4736
results46.txt | 6860 GRYTTEN 400.00 | -0.2331 | -1078.9264 | 1571.5 | 492.5735 | 725.6736 | 725.6736
results46.txt | 6861 SNILLDAL 400.00 | -0.1587 | -1078.9264 | 1571.5 | 492.5735 | 651.2736 | 651.2736
results46.txt | 6862 SURNA 400.00 | -0.1644 | -1078.9264 | 1571.5 | 492.5735 | 656.9736 | 656.9736
results46.txt | 6863 HOFSTAD 400.00 | -0.1386 | -1078.9264 | 1571.5 | 492.5735 | 631.1736 | 631.1736
results46.txt | 6864 ÅFJORD 400.00 | -0.1485 | -1078.9264 | 1571.5 | 492.5735 | 641.0736 | 641.0736
results46.txt | 6866 ORKDAL400 400.00 | -0.1441 | -1078.9264 | 1571.5 | 492.5735 | 636.6736 | 636.6736
results46.txt | 6865 ORKDAL300 400.00 | -0.1441 | -1078.9264 | 1571.5 | 492.5735 | 636.6736 | 636.6736
results46.txt | 6867 STRINDA 400.00 | -0.1301 | -1078.9264 | 1571.5 | 492.5735 | 622.6736 | 622.6736
results46.txt | 6869 KLAEBU400 400.00 | -0.1304 | -1078.9264 | 1571.5 | 492.5735 | 622.9736 | 622.9736
results46.txt | 6868 KLAEBU300 400.00 | -0.1304 | -1078.9264 | 1571.5 | 492.5735 | 622.9736 | 622.9736
results46.txt | 6871 EIDUM400 400.00 | -0.1296 | -1078.9264 | 1571.5 | 492.5735 | 622.1736 | 622.1736
results46.txt | 6870 EIDUM300 400.00 | -0.1295 | -1078.9264 | 1571.5 | 492.5735 | 622.0736 | 622.0736
results46.txt | 6937 MARKA 400.00 | -0.1034 | -1078.9264 | 1571.5 | 492.5735 | 595.9736 | 595.9736
results46.txt | 6938 NAMSOS 400.00 | -0.1239 | -1078.9264 | 1571.5 | 492.5735 | 616.4736 | 616.4736
results46.txt | 6939 KOLSVIK 400.00 | -0.1119 | -1078.9264 | 1571.5 | 492.5735 | 604.4736 | 604.4736
results46.txt | 6940 NAMSKOGEN 400.00 | -0.1121 | -1078.9264 | 1571.5 | 492.5735 | 604.6736 | 604.6736
results46.txt | 6942 TUNNSJO400 400.00 | -0.1153 | -1078.9264 | 1571.5 | 492.5735 | 607.8736 | 607.8736
results46.txt | 6941 TUNNSJO300 400.00 | -0.1153 | -1078.9264 | 1571.5 | 492.5735 | 607.8736 | 607.8736
results46.txt | 9006 TROFORS 400.00 | -0.106 | -1078.9264 | 1571.5 | 492.5735 | 598.5736 | 598.5736
results46.txt | 9007 TJELDBERGO 400.00 | -0.1617 | -1078.9264 | 1571.5 | 492.5735 | 654.2736 | 654.2736
results46.txt | 9008 SYLKKYVELN 400.00 | 0.6623 | -1078.9264 | 1571.5 | 492.5735 | -169.7264 | -169.7264
results46.txt | 9009 ALFOTEN 400.00 | 0.4781 | -1078.9264 | 1571.5 | 492.5735 | 14.4736 | 14.4736
results46.txt | 9010 HAUGSVAER 400.00 | 0.1242 | -1078.9264 | 1571.5 | 492.5735 | 368.3736 | 368.3736
results46.txt | 9011 STEINSLAND 400.00 | 0.1261 | -1078.9264 | 1571.5 | 492.5735 | 366.4736 | 366.4736
results47.txt | PTI INTERACTIVE POWER SYSTEM SIMULATOR--PSS(R)E MON, MAY 29 2023 |  | 1078.033 | 1571.5 | 493.467
results47.txt | SENSITIVITY FACTORS ARE CALCULATED WITH AC |  | 1078.033 | 1571.5 | 493.467
results47.txt | SUBSYSTEM 'RESERV' IS USED FOR OPPOSING SYSTEM FOR MW POWER |  | 1078.033 | 1571.5 | 493.467
results47.txt | SENSITIVITY FACTORS OF BRANCH FLOW (MVA) ON 6857 ORSTA 400.00 TO 9008 SYLKKYVELN 400.00 4 MORE THAN | 0.1 | 1078.033 | 1571.5 | 493.467 | 393.467 | 393.467
results47.txt | <--------- BUS NAME --------> |  | 1078.033 | 1571.5 | 493.467
results47.txt | 6647 MOSKOG 400.00 | 0.3217 | 1078.033 | 1571.5 | 493.467 | 171.767 | 171.767
results47.txt | 6648 HOYANGER 400.00 | 0.2789 | 1078.033 | 1571.5 | 493.467 | 214.567 | 214.567
results47.txt | 6649 REFSDAL 400.00 | 0.1467 | 1078.033 | 1571.5 | 493.467 | 346.767 | 346.767
results47.txt | 6650 HOVE 400.00 | 0.1539 | 1078.033 | 1571.5 | 493.467 | 339.567 | 339.567
results47.txt | 6651 MODALEN 400.00 | 0.128 | 1078.033 | 1571.5 | 493.467 | 365.467 | 365.467
results47.txt | 6653 DALE 400.00 | 0.1205 | 1078.033 | 1571.5 | 493.467 | 372.967 | 372.967
results47.txt | 6654 EVANGER 400.00 | 0.1213 | 1078.033 | 1571.5 | 493.467 | 372.167 | 372.167
results47.txt | 6656 SAMNAGER400 400.00 | 0.1164 | 1078.033 | 1571.5 | 493.467 | 377.067 | 377.067
results47.txt | 6655 SAMNAGER300 400.00 | 0.1164 | 1078.033 | 1571.5 | 493.467 | 377.067 | 377.067
results47.txt | 6657 JOSTEDAL 400.00 | 0.1643 | 1078.033 | 1571.5 | 493.467 | 329.167 | 329.167
results47.txt | 6658 LEIRDOLA 400.00 | 0.1646 | 1078.033 | 1571.5 | 493.467 | 328.867 | 328.867
results47.txt | 6659 ÅROY 400.00 | 0.1673 | 1078.033 | 1571.5 | 493.467 | 326.167 | 326.167
results47.txt | 6661 FARDAL400 400.00 | 0.1674 | 1078.033 | 1571.5 | 493.467 | 326.067 | 326.067
results47.txt | 6660 FARDAL300 400.00 | 0.1674 | 1078.033 | 1571.5 | 493.467 | 326.067 | 326.067
results47.txt | 6663 AURLAND400 400.00 | 0.1278 | 1078.033 | 1571.5 | 493.467 | 365.667 | 365.667
results47.txt | 6662 AURLAND200 400.00 | 0.1278 | 1078.033 | 1571.5 | 493.467 | 365.667 | 365.667
results47.txt | 6664 AURLAND2 400.00 | 0.1278 | 1078.033 | 1571.5 | 493.467 | 365.667 | 365.667
results47.txt | 6665 AURLAND3 400.00 | 0.1227 | 1078.033 | 1571.5 | 493.467 | 370.767 | 370.767
results47.txt | 6666 SKAGEN-FOTUN400.00 | 0.1631 | 1078.033 | 1571.5 | 493.467 | 330.367 | 330.367
results47.txt | 6668 ELDFJORD 400.00 | 0.1135 | 1078.033 | 1571.5 | 493.467 | 379.967 | 379.967
results47.txt | 6669 HOL1 400.00 | 0.1071 | 1078.033 | 1571.5 | 493.467 | 386.367 | 386.367
results47.txt | 6670 HOL3 400.00 | 0.1001 | 1078.033 | 1571.5 | 493.467 | 393.367 | 393.367
results47.txt | 6673 USTA400 400.00 | 0.1004 | 1078.033 | 1571.5 | 493.467 | 393.067 | 393.067
results47.txt | 6672 USTA300 400.00 | 0.1004 | 1078.033 | 1571.5 | 493.467 | 393.067 | 393.067
results47.txt | 6676 HYDRO PURE S400.00 | 0.1003 | 1078.033 | 1571.5 | 493.467 | 393.167 | 393.167
results47.txt | 6675 MAURANGER 400.00 | 0.1003 | 1078.033 | 1571.5 | 493.467 | 393.167 | 393.167
results47.txt | 6743 KOLLSNES 400.00 | 0.1209 | 1078.033 | 1571.5 | 493.467 | 372.567 | 372.567
results47.txt | 6745 SUBSTATION 400.00 | 0.1232 | 1078.033 | 1571.5 | 493.467 | 370.267 | 370.267
results47.txt | 6744 LINDÅS 400.00 | 0.1232 | 1078.033 | 1571.5 | 493.467 | 370.267 | 370.267
results47.txt | 6746 NYGARD 400.00 | 0.1199 | 1078.033 | 1571.5 | 493.467 | 373.567 | 373.567
results47.txt | 6747 ARNA 400.00 | 0.1196 | 1078.033 | 1571.5 | 493.467 | 373.867 | 373.867
results47.txt | 6748 BERGEN 400.00 | 0.1194 | 1078.033 | 1571.5 | 493.467 | 374.067 | 374.067
results47.txt | 6812 OGNDAL 400.00 | -0.1278 | 1078.033 | 1571.5 | 493.467 | 621.267 | 621.267
results47.txt | 6814 VERDAL400 400.00 | -0.1289 | 1078.033 | 1571.5 | 493.467 | 622.367 | 622.367
results47.txt | 6813 VERDAL300 400.00 | -0.1289 | 1078.033 | 1571.5 | 493.467 | 622.367 | 622.367
results47.txt | 6872 AURA2300 400.00 | -0.1785 | 1078.033 | 1571.5 | 493.467 | 671.967 | 671.967
results47.txt | 6855 FRAERNA 400.00 | -0.2121 | 1078.033 | 1571.5 | 493.467 | 705.567 | 705.567
results47.txt | 6856 ORSKOG 400.00 | -0.3142 | 1078.033 | 1571.5 | 493.467 | 807.667 | 807.667
results47.txt | 6857 ORSTA 400.00 | 0.6186 | 1078.033 | 1571.5 | 493.467 | -125.133 | -125.133
results47.txt | 6858 ISTAD 400.00 | -0.2121 | 1078.033 | 1571.5 | 493.467 | 705.567 | 705.567
results47.txt | 6859 AURA1 400.00 | -0.1899 | 1078.033 | 1571.5 | 493.467 | 683.367 | 683.367
results47.txt | 6860 GRYTTEN 400.00 | -0.2355 | 1078.033 | 1571.5 | 493.467 | 728.967 | 728.967
results47.txt | 6861 SNILLDAL 400.00 | -0.1604 | 1078.033 | 1571.5 | 493.467 | 653.867 | 653.867
results47.txt | 6862 SURNA 400.00 | -0.1661 | 1078.033 | 1571.5 | 493.467 | 659.567 | 659.567
results47.txt | 6863 HOFSTAD 400.00 | -0.1401 | 1078.033 | 1571.5 | 493.467 | 633.567 | 633.567
results47.txt | 6864 ÅFJORD 400.00 | -0.15 | 1078.033 | 1571.5 | 493.467 | 643.467 | 643.467
results47.txt | 6866 ORKDAL400 400.00 | -0.1456 | 1078.033 | 1571.5 | 493.467 | 639.067 | 639.067
results47.txt | 6865 ORKDAL300 400.00 | -0.1456 | 1078.033 | 1571.5 | 493.467 | 639.067 | 639.067
results47.txt | 6867 STRINDA 400.00 | -0.1315 | 1078.033 | 1571.5 | 493.467 | 624.967 | 624.967
results47.txt | 6869 KLAEBU400 400.00 | -0.1318 | 1078.033 | 1571.5 | 493.467 | 625.267 | 625.267
results47.txt | 6868 KLAEBU300 400.00 | -0.1318 | 1078.033 | 1571.5 | 493.467 | 625.267 | 625.267
results47.txt | 6871 EIDUM400 400.00 | -0.1309 | 1078.033 | 1571.5 | 493.467 | 624.367 | 624.367
results47.txt | 6870 EIDUM300 400.00 | -0.1309 | 1078.033 | 1571.5 | 493.467 | 624.367 | 624.367
results47.txt | 6936 NEDRERÖS400 400.00 | -0.1003 | 1078.033 | 1571.5 | 493.467 | 593.767 | 593.767
results47.txt | 6935 NEDRERÖS300 400.00 | -0.1003 | 1078.033 | 1571.5 | 493.467 | 593.767 | 593.767
results47.txt | 6937 MARKA 400.00 | -0.1045 | 1078.033 | 1571.5 | 493.467 | 597.967 | 597.967
results47.txt | 6938 NAMSOS 400.00 | -0.1252 | 1078.033 | 1571.5 | 493.467 | 618.667 | 618.667
results47.txt | 6939 KOLSVIK 400.00 | -0.1131 | 1078.033 | 1571.5 | 493.467 | 606.567 | 606.567
results47.txt | 6940 NAMSKOGEN 400.00 | -0.1132 | 1078.033 | 1571.5 | 493.467 | 606.667 | 606.667
results47.txt | 6942 TUNNSJO400 400.00 | -0.1165 | 1078.033 | 1571.5 | 493.467 | 609.967 | 609.967
results47.txt | 6941 TUNNSJO300 400.00 | -0.1165 | 1078.033 | 1571.5 | 493.467 | 609.967 | 609.967
results47.txt | 9006 TROFORS 400.00 | -0.1071 | 1078.033 | 1571.5 | 493.467 | 600.567 | 600.567
results47.txt | 9007 TJELDBERGO 400.00 | -0.1634 | 1078.033 | 1571.5 | 493.467 | 656.867 | 656.867
results47.txt | 9008 SYLKKYVELN 400.00 | -0.3445 | 1078.033 | 1571.5 | 493.467 | 837.967 | 837.967
results47.txt | 9009 ALFOTEN 400.00 | 0.4831 | 1078.033 | 1571.5 | 493.467 | 10.367 | 10.367
results47.txt | 9010 HAUGSVAER 400.00 | 0.1255 | 1078.033 | 1571.5 | 493.467 | 367.967 | 367.967
results47.txt | 9011 STEINSLAND 400.00 | 0.1275 | 1078.033 | 1571.5 | 493.467 | 365.967 | 365.967
results48.txt | PTI INTERACTIVE POWER SYSTEM SIMULATOR--PSS(R)E MON, MAY 29 2023 |  | 1746.0579 | 2245 | 498.9421
results48.txt | SENSITIVITY FACTORS ARE CALCULATED WITH AC |  | 1746.0579 | 2245 | 498.9421
results48.txt | SUBSYSTEM 'RESERV' IS USED FOR OPPOSING SYSTEM FOR MW POWER |  | 1746.0579 | 2245 | 498.9421
results48.txt | SENSITIVITY FACTORS OF BRANCH FLOW (MVA) ON 6660 FARDAL300 400.00 TO 6663 AURLAND400 400.00 6 MORE THAN | 0.1 | 1746.0579 | 2245 | 498.9421 | 398.9421 | 398.9421
results48.txt | <--------- BUS NAME --------> |  | 1746.0579 | 2245 | 498.9421
results48.txt | 6647 MOSKOG 400.00 | 0.4776 | 1746.0579 | 2245 | 498.9421 | 21.3421 | 21.3421
results48.txt | 6648 HOYANGER 400.00 | 0.5046 | 1746.0579 | 2245 | 498.9421 | -5.6579 | -5.6579
results48.txt | 6649 REFSDAL 400.00 | 0.402 | 1746.0579 | 2245 | 498.9421 | 96.9421 | 96.9421
results48.txt | 6650 HOVE 400.00 | 0.4646 | 1746.0579 | 2245 | 498.9421 | 34.3421 | 34.3421
results48.txt | 6651 MODALEN 400.00 | 0.233 | 1746.0579 | 2245 | 498.9421 | 265.9421 | 265.9421
results48.txt | 6653 DALE 400.00 | 0.1648 | 1746.0579 | 2245 | 498.9421 | 334.1421 | 334.1421
results48.txt | 6654 EVANGER 400.00 | 0.1703 | 1746.0579 | 2245 | 498.9421 | 328.6421 | 328.6421
results48.txt | 6656 SAMNAGER400 400.00 | 0.1172 | 1746.0579 | 2245 | 498.9421 | 381.7421 | 381.7421
results48.txt | 6655 SAMNAGER300 400.00 | 0.1188 | 1746.0579 | 2245 | 498.9421 | 380.1421 | 380.1421
results48.txt | 6657 JOSTEDAL 400.00 | 0.5729 | 1746.0579 | 2245 | 498.9421 | -73.9579 | -73.9579
results48.txt | 6658 LEIRDOLA 400.00 | 0.5738 | 1746.0579 | 2245 | 498.9421 | -74.8579 | -74.8579
results48.txt | 6659 ÅROY 400.00 | 0.5817 | 1746.0579 | 2245 | 498.9421 | -82.7579 | -82.7579
results48.txt | 6661 FARDAL400 400.00 | 0.582 | 1746.0579 | 2245 | 498.9421 | -83.0579 | -83.0579
results48.txt | 6660 FARDAL300 400.00 | 0.5819 | 1746.0579 | 2245 | 498.9421 | -82.9579 | -82.9579
results48.txt | 6663 AURLAND400 400.00 | -0.2333 | 1746.0579 | 2245 | 498.9421 | 732.2421 | 732.2421
results48.txt | 6662 AURLAND200 400.00 | -0.2333 | 1746.0579 | 2245 | 498.9421 | 732.2421 | 732.2421
results48.txt | 6664 AURLAND2 400.00 | -0.2333 | 1746.0579 | 2245 | 498.9421 | 732.2421 | 732.2421
results48.txt | 6665 AURLAND3 400.00 | -0.2185 | 1746.0579 | 2245 | 498.9421 | 717.4421 | 717.4421
results48.txt | 6666 SKAGEN-FOTUN400.00 | 0.5694 | 1746.0579 | 2245 | 498.9421 | -70.4579 | -70.4579
results48.txt | 6667 BORGUND 301.00 | -0.1155 | 1746.0579 | 2245 | 498.9421 | 614.4421 | 614.4421
results48.txt | 6669 HOL1 400.00 | -0.1724 | 1746.0579 | 2245 | 498.9421 | 671.3421 | 671.3421
results48.txt | 6670 HOL3 400.00 | -0.1524 | 1746.0579 | 2245 | 498.9421 | 651.3421 | 651.3421
results48.txt | 6671 HEMSIL1 301.00 | -0.1159 | 1746.0579 | 2245 | 498.9421 | 614.8421 | 614.8421
results48.txt | 6673 USTA400 400.00 | -0.1527 | 1746.0579 | 2245 | 498.9421 | 651.6421 | 651.6421
results48.txt | 6672 USTA300 400.00 | -0.1527 | 1746.0579 | 2245 | 498.9421 | 651.6421 | 651.6421
results48.txt | 6714 HEMSIL2 400.00 | -0.1169 | 1746.0579 | 2245 | 498.9421 | 615.8421 | 615.8421
results48.txt | 6715 NESBYEN 400.00 | -0.1089 | 1746.0579 | 2245 | 498.9421 | 607.8421 | 607.8421
results48.txt | 6716 DAGALI 400.00 | -0.1138 | 1746.0579 | 2245 | 498.9421 | 612.7421 | 612.7421
results48.txt | 6724 NORE 400.00 | -0.101 | 1746.0579 | 2245 | 498.9421 | 599.9421 | 599.9421
results48.txt | 6743 KOLLSNES 400.00 | 0.1633 | 1746.0579 | 2245 | 498.9421 | 335.6421 | 335.6421
results48.txt | 6745 SUBSTATION 400.00 | 0.1853 | 1746.0579 | 2245 | 498.9421 | 313.6421 | 313.6421
results48.txt | 6744 LINDÅS 400.00 | 0.1853 | 1746.0579 | 2245 | 498.9421 | 313.6421 | 313.6421
results48.txt | 6746 NYGARD 400.00 | 0.1543 | 1746.0579 | 2245 | 498.9421 | 344.6421 | 344.6421
results48.txt | 6747 ARNA 400.00 | 0.1525 | 1746.0579 | 2245 | 498.9421 | 346.4421 | 346.4421
results48.txt | 6748 BERGEN 400.00 | 0.1495 | 1746.0579 | 2245 | 498.9421 | 349.4421 | 349.4421
results48.txt | 6872 AURA2300 400.00 | 0.1331 | 1746.0579 | 2245 | 498.9421 | 365.8421 | 365.8421
results48.txt | 6855 FRAERNA 400.00 | 0.16 | 1746.0579 | 2245 | 498.9421 | 338.9421 | 338.9421
results48.txt | 6856 ORSKOG 400.00 | 0.2416 | 1746.0579 | 2245 | 498.9421 | 257.3421 | 257.3421
results48.txt | 6857 ORSTA 400.00 | 0.2971 | 1746.0579 | 2245 | 498.9421 | 201.8421 | 201.8421
results48.txt | 6858 ISTAD 400.00 | 0.16 | 1746.0579 | 2245 | 498.9421 | 338.9421 | 338.9421
results48.txt | 6859 AURA1 400.00 | 0.1422 | 1746.0579 | 2245 | 498.9421 | 356.7421 | 356.7421
results48.txt | 6860 GRYTTEN 400.00 | 0.1787 | 1746.0579 | 2245 | 498.9421 | 320.2421 | 320.2421
results48.txt | 6861 SNILLDAL 400.00 | 0.1192 | 1746.0579 | 2245 | 498.9421 | 379.7421 | 379.7421
results48.txt | 6862 SURNA 400.00 | 0.1236 | 1746.0579 | 2245 | 498.9421 | 375.3421 | 375.3421
results48.txt | 6863 HOFSTAD 400.00 | 0.1037 | 1746.0579 | 2245 | 498.9421 | 395.2421 | 395.2421
results48.txt | 6864 ÅFJORD 400.00 | 0.1113 | 1746.0579 | 2245 | 498.9421 | 387.6421 | 387.6421
results48.txt | 6866 ORKDAL400 400.00 | 0.108 | 1746.0579 | 2245 | 498.9421 | 390.9421 | 390.9421
results48.txt | 6865 ORKDAL300 400.00 | 0.108 | 1746.0579 | 2245 | 498.9421 | 390.9421 | 390.9421
results48.txt | 9007 TJELDBERGO 400.00 | 0.1216 | 1746.0579 | 2245 | 498.9421 | 377.3421 | 377.3421
results48.txt | 9008 SYLKKYVELN 400.00 | 0.2659 | 1746.0579 | 2245 | 498.9421 | 233.0421 | 233.0421
results48.txt | 9009 ALFOTEN 400.00 | 0.3796 | 1746.0579 | 2245 | 498.9421 | 119.3421 | 119.3421
results48.txt | 9010 HAUGSVAER 400.00 | 0.2092 | 1746.0579 | 2245 | 498.9421 | 289.7421 | 289.7421
results48.txt | 9011 STEINSLAND 400.00 | 0.2282 | 1746.0579 | 2245 | 498.9421 | 270.7421 | 270.7421
results48.txt | 9015 HEMSIL300 301.00 | -0.1169 | 1746.0579 | 2245 | 498.9421 | 615.8421 | 615.8421
results49.txt | PTI INTERACTIVE POWER SYSTEM SIMULATOR--PSS(R)E MON, MAY 29 2023 |  | 1737.4969 | 2245 | 507.5031
results49.txt | SENSITIVITY FACTORS ARE CALCULATED WITH AC |  | 1737.4969 | 2245 | 507.5031
results49.txt | SUBSYSTEM 'RESERV' IS USED FOR OPPOSING SYSTEM FOR MW POWER |  | 1737.4969 | 2245 | 507.5031
results49.txt | SENSITIVITY FACTORS OF BRANCH FLOW (MVA) ON 6309 STENKULLEN 400.00 TO 6313 STROMMA 400.00 4 MORE THAN | 0.1 | 1737.4969 | 2245 | 507.5031 | 407.5031 | 407.5031
results49.txt | <--------- BUS NAME --------> |  | 1737.4969 | 2245 | 507.5031
results49.txt | 5624 HERSLEV 400.00 | -0.2991 | 1737.4969 | 2245 | 507.5031 | 806.6031 | 806.6031
results49.txt | 5642 HOVEGARD 400.00 | -0.2988 | 1737.4969 | 2245 | 507.5031 | 806.3031 | 806.3031
results49.txt | 5646 BJAEVERSKOV4400.00 | -0.2986 | 1737.4969 | 2245 | 507.5031 | 806.1031 | 806.1031
results49.txt | 5645 BJAEVERSKOV2220.00 | -0.2982 | 1737.4969 | 2245 | 507.5031 | 805.7031 | 805.7031
results49.txt | 5657 ISHOJ400 400.00 | -0.2988 | 1737.4969 | 2245 | 507.5031 | 806.3031 | 806.3031
results49.txt | 5656 ISHOJ220 220.00 | -0.2992 | 1737.4969 | 2245 | 507.5031 | 806.7031 | 806.7031
results49.txt | 5660 AVEDOREVERK 400.00 | -0.2989 | 1737.4969 | 2245 | 507.5031 | 806.4031 | 806.4031
results49.txt | 5662 ORSTEDSVERKE400.00 | -0.2992 | 1737.4969 | 2245 | 507.5031 | 806.7031 | 806.7031
results49.txt | 5671 SEGE 400.00 | -0.2577 | 1737.4969 | 2245 | 507.5031 | 765.2031 | 765.2031
results49.txt | 5672 ARRIE 400.00 | -0.2576 | 1737.4969 | 2245 | 507.5031 | 765.1031 | 765.1031
results49.txt | 5673 KRUSEBERG 400.00 | -0.2576 | 1737.4969 | 2245 | 507.5031 | 765.1031 | 765.1031
results49.txt | 5676 WIND FARM 220.00 | -0.2941 | 1737.4969 | 2245 | 507.5031 | 801.6031 | 801.6031
results49.txt | 5845 ASNAESVERK 400.00 | -0.2989 | 1737.4969 | 2245 | 507.5031 | 806.4031 | 806.4031
results49.txt | 6309 STENKULLEN 400.00 | 0.137 | 1737.4969 | 2245 | 507.5031 | 370.5031 | 370.5031
results49.txt | 6311 LINDOME 400.00 | -0.1582 | 1737.4969 | 2245 | 507.5031 | 665.7031 | 665.7031
results49.txt | 6312 RINGHALS 400.00 | -0.3298 | 1737.4969 | 2245 | 507.5031 | 837.3031 | 837.3031
results49.txt | 6313 STROMMA 400.00 | -0.41 | 1737.4969 | 2245 | 507.5031 | 917.5031 | 917.5031
results49.txt | 6315 HORRED 400.00 | -0.267 | 1737.4969 | 2245 | 507.5031 | 774.5031 | 774.5031
results49.txt | 6316 UDDEBO 400.00 | -0.246 | 1737.4969 | 2245 | 507.5031 | 753.5031 | 753.5031
results49.txt | 6319 KYNDBYVERKER400.00 | -0.2986 | 1737.4969 | 2245 | 507.5031 | 806.1031 | 806.1031
results49.txt | 6324 GORLOSEGARD 400.00 | -0.2977 | 1737.4969 | 2245 | 507.5031 | 805.2031 | 805.2031
results49.txt | 6330 GELNTEGARD2 400.00 | -0.2999 | 1737.4969 | 2245 | 507.5031 | 807.4031 | 807.4031
results49.txt | 6334 GLENTEGARD 400.00 | -0.3002 | 1737.4969 | 2245 | 507.5031 | 807.7031 | 807.7031
results49.txt | 6335 SODERASEN 400.00 | -0.2947 | 1737.4969 | 2245 | 507.5031 | 802.2031 | 802.2031
results49.txt | 6337 BARSEBACK 400.00 | -0.2628 | 1737.4969 | 2245 | 507.5031 | 770.3031 | 770.3031
results49.txt | 6338 HURVA 400.00 | -0.2467 | 1737.4969 | 2245 | 507.5031 | 754.2031 | 754.2031
results49.txt | 6341 KOLSTAD 400.00 | -0.1396 | 1737.4969 | 2245 | 507.5031 | 647.1031 | 647.1031
results49.txt | 6342 TENHULT 400.00 | -0.1985 | 1737.4969 | 2245 | 507.5031 | 706.0031 | 706.0031
results49.txt | 6343 BARKERYD 400.00 | -0.1623 | 1737.4969 | 2245 | 507.5031 | 669.8031 | 669.8031
results49.txt | 6345 GLAN 400.00 | -0.1066 | 1737.4969 | 2245 | 507.5031 | 614.1031 | 614.1031
results49.txt | 6346 KIMSTAD 400.00 | -0.1037 | 1737.4969 | 2245 | 507.5031 | 611.2031 | 611.2031
results49.txt | 6348 OSKARSHAMN 400.00 | -0.1632 | 1737.4969 | 2245 | 507.5031 | 670.7031 | 670.7031
results49.txt | 6349 ALVESTA 400.00 | -0.2069 | 1737.4969 | 2245 | 507.5031 | 714.4031 | 714.4031
results49.txt | 6350 HEMSJO 400.00 | -0.2067 | 1737.4969 | 2245 | 507.5031 | 714.2031 | 714.2031
results49.txt | 6351 KARLSHAMN 400.00 | -0.2067 | 1737.4969 | 2245 | 507.5031 | 714.2031 | 714.2031
results49.txt | 6354 NYBRO 400.00 | -0.1925 | 1737.4969 | 2245 | 507.5031 | 700.0031 | 700.0031
results49.txt | 7429 JOINT 220.00 | -0.2945 | 1737.4969 | 2245 | 507.5031 | 802.0031 | 802.0031
results49.txt | 1052 BREARED 400.00 | -0.3549 | 1737.4969 | 2245 | 507.5031 | 862.4031 | 862.4031
results49.txt | 1053 HÄRADSBO 400.00 | -0.2811 | 1737.4969 | 2245 | 507.5031 | 788.6031 | 788.6031
results49.txt | 9401 HAGESKRUV 400.00 | -0.1849 | 1737.4969 | 2245 | 507.5031 | 692.4031 | 692.4031
results49.txt | 9402 INGELKÄRR 400.00 | 0.1169 | 1737.4969 | 2245 | 507.5031 | 390.6031 | 390.6031
results50.txt | PTI INTERACTIVE POWER SYSTEM SIMULATOR--PSS(R)E MON, MAY 29 2023 |  | 1737.4833 | 2245 | 507.5168
results50.txt | SENSITIVITY FACTORS ARE CALCULATED WITH AC |  | 1737.4833 | 2245 | 507.5168
results50.txt | SUBSYSTEM 'RESERV' IS USED FOR OPPOSING SYSTEM FOR MW POWER |  | 1737.4833 | 2245 | 507.5168
results50.txt | SENSITIVITY FACTORS OF BRANCH FLOW (MVA) ON 6832 LÅNGBJÖRN400400.00 TO 6839 KILFORSEN 400.00 2 MORE THAN | 0.1 | 1737.4833 | 2245 | 507.5168 | 407.5167 | 407.5167
results50.txt | <--------- BUS NAME --------> |  | 1737.4833 | 2245 | 507.5168
results50.txt | 6791 TRATTBERGET 220.00 | 0.2948 | 1737.4833 | 2245 | 507.5168 | 212.7167 | 212.7167
results50.txt | 6792 HÄLLBY 220.00 | 0.2948 | 1737.4833 | 2245 | 507.5168 | 212.7167 | 212.7167
results50.txt | 6793 DEGERFORSEN 220.00 | 0.3773 | 1737.4833 | 2245 | 507.5168 | 130.2167 | 130.2167
results50.txt | 6794 GUSELE 220.00 | 0.2957 | 1737.4833 | 2245 | 507.5168 | 211.8167 | 211.8167
results50.txt | 6796 BETÅSEN400 400.00 | -0.1008 | 1737.4833 | 2245 | 507.5168 | 608.3167 | 608.3167
results50.txt | 6797 NÄMFORSEN 220.00 | 0.1009 | 1737.4833 | 2245 | 507.5168 | 406.6167 | 406.6167
results50.txt | 6829 HAVSNÄS 220.00 | 0.4029 | 1737.4833 | 2245 | 507.5168 | 104.6167 | 104.6167
results50.txt | 6830 STORFINNSF 400.00 | 0.1773 | 1737.4833 | 2245 | 507.5168 | 330.2167 | 330.2167
results50.txt | 6832 LÅNGBJÖRN400400.00 | 0.5951 | 1737.4833 | 2245 | 507.5168 | -87.5833 | -87.5833
results50.txt | 6831 LÅNGBJÖRN220220.00 | 0.4123 | 1737.4833 | 2245 | 507.5168 | 95.2167 | 95.2167
results50.txt | 6833 LASELE 220.00 | 0.1053 | 1737.4833 | 2245 | 507.5168 | 402.2167 | 402.2167
results50.txt | 6839 KILFORSEN 400.00 | -0.1241 | 1737.4833 | 2245 | 507.5168 | 631.6167 | 631.6167
results50.txt | 6927 STENKULLAFOR220.00 | 0.2926 | 1737.4833 | 2245 | 507.5168 | 214.9167 | 214.9167
results50.txt | 6928 ÅSELE 220.00 | 0.2924 | 1737.4833 | 2245 | 507.5168 | 215.1167 | 215.1167
results50.txt | 6943 LINNVASSELV 220.00 | 0.3937 | 1737.4833 | 2245 | 507.5168 | 113.8167 | 113.8167
results50.txt | 6948 BLÅSJÖN 220.00 | 0.3943 | 1737.4833 | 2245 | 507.5168 | 113.2167 | 113.2167
results50.txt | 6949 JUNSTERF 220.00 | 0.395 | 1737.4833 | 2245 | 507.5168 | 112.5167 | 112.5167
results50.txt | 6950 GÄDDEDE 220.00 | 0.3957 | 1737.4833 | 2245 | 507.5168 | 111.8167 | 111.8167
results50.txt | 6951 KORSELBRÄNNA220.00 | 0.3942 | 1737.4833 | 2245 | 507.5168 | 113.3167 | 113.3167
results50.txt | 6952 BÅGEDE 220.00 | 0.3986 | 1737.4833 | 2245 | 507.5168 | 108.9167 | 108.9167
results50.txt | 6953 STALON 220.00 | 0.3915 | 1737.4833 | 2245 | 507.5168 | 116.0167 | 116.0167
results50.txt | 6954 STORBÄCK 220.00 | 0.3935 | 1737.4833 | 2245 | 507.5168 | 114.0167 | 114.0167
results50.txt | 8426 JOINT 220.00 | 0.101 | 1737.4833 | 2245 | 507.5168 | 406.5167 | 406.5167
results50.txt | 8830 JOINT 220.00 | 0.3773 | 1737.4833 | 2245 | 507.5168 | 130.2167 | 130.2167
results50.txt | 8424 JOINT 220.00 | 0.3958 | 1737.4833 | 2245 | 507.5168 | 111.7167 | 111.7167
results50.txt | 8817 JOINT 220.00 | 0.2929 | 1737.4833 | 2245 | 507.5168 | 214.6167 | 214.6167
results50.txt | 8526 JOINT 220.00 | 0.3951 | 1737.4833 | 2245 | 507.5168 | 112.4167 | 112.4167
results50.txt | 8799 JOINT 220.00 | 0.3948 | 1737.4833 | 2245 | 507.5168 | 112.7167 | 112.7167
results50.txt | 8504 JOINT 220.00 | 0.4031 | 1737.4833 | 2245 | 507.5168 | 104.4167 | 104.4167
results50.txt | 8691 JOINT 220.00 | 0.3986 | 1737.4833 | 2245 | 507.5168 | 108.9167 | 108.9167
results50.txt | 8723 JOINT 220.00 | 0.3935 | 1737.4833 | 2245 | 507.5168 | 114.0167 | 114.0167
results51.txt | PTI INTERACTIVE POWER SYSTEM SIMULATOR--PSS(R)E MON, MAY 29 2023 |  | 1736.7769 | 2245 | 508.223
results51.txt | SENSITIVITY FACTORS ARE CALCULATED WITH AC |  | 1736.7769 | 2245 | 508.223
results51.txt | SUBSYSTEM 'RESERV' IS USED FOR OPPOSING SYSTEM FOR MW POWER |  | 1736.7769 | 2245 | 508.223
results51.txt | SENSITIVITY FACTORS OF BRANCH FLOW (MVA) ON 6306 TROLLHATTAN 400.00 TO 9402 INGELKÄRR 400.00 4 MORE THAN | 0.1 | 1736.7769 | 2245 | 508.223 | 408.2231 | 408.2231
results51.txt | <--------- BUS NAME --------> |  | 1736.7769 | 2245 | 508.223
results51.txt | 5624 HERSLEV 400.00 | -0.1619 | 1736.7769 | 2245 | 508.223 | 670.1231 | 670.1231
results51.txt | 5642 HOVEGARD 400.00 | -0.1618 | 1736.7769 | 2245 | 508.223 | 670.0231 | 670.0231
results51.txt | 5646 BJAEVERSKOV4400.00 | -0.1617 | 1736.7769 | 2245 | 508.223 | 669.9231 | 669.9231
results51.txt | 5645 BJAEVERSKOV2220.00 | -0.1615 | 1736.7769 | 2245 | 508.223 | 669.7231 | 669.7231
results51.txt | 5657 ISHOJ400 400.00 | -0.1618 | 1736.7769 | 2245 | 508.223 | 670.0231 | 670.0231
results51.txt | 5656 ISHOJ220 220.00 | -0.162 | 1736.7769 | 2245 | 508.223 | 670.2231 | 670.2231
results51.txt | 5660 AVEDOREVERK 400.00 | -0.1618 | 1736.7769 | 2245 | 508.223 | 670.0231 | 670.0231
results51.txt | 5662 ORSTEDSVERKE400.00 | -0.162 | 1736.7769 | 2245 | 508.223 | 670.2231 | 670.2231
results51.txt | 5671 SEGE 400.00 | -0.1485 | 1736.7769 | 2245 | 508.223 | 656.7231 | 656.7231
results51.txt | 5672 ARRIE 400.00 | -0.1485 | 1736.7769 | 2245 | 508.223 | 656.7231 | 656.7231
results51.txt | 5673 KRUSEBERG 400.00 | -0.1485 | 1736.7769 | 2245 | 508.223 | 656.7231 | 656.7231
results51.txt | 5676 WIND FARM 220.00 | -0.1597 | 1736.7769 | 2245 | 508.223 | 667.9231 | 667.9231
results51.txt | 5845 ASNAESVERK 400.00 | -0.1618 | 1736.7769 | 2245 | 508.223 | 670.0231 | 670.0231
results51.txt | 6305 LOVISEHOLM 400.00 | 0.1201 | 1736.7769 | 2245 | 508.223 | 388.1231 | 388.1231
results51.txt | 6306 TROLLHATTAN 400.00 | 0.1625 | 1736.7769 | 2245 | 508.223 | 345.7231 | 345.7231
results51.txt | 6309 STENKULLEN 400.00 | -0.214 | 1736.7769 | 2245 | 508.223 | 722.2231 | 722.2231
results51.txt | 6311 LINDOME 400.00 | -0.1997 | 1736.7769 | 2245 | 508.223 | 707.9231 | 707.9231
results51.txt | 6312 RINGHALS 400.00 | -0.1682 | 1736.7769 | 2245 | 508.223 | 676.4231 | 676.4231
results51.txt | 6313 STROMMA 400.00 | -0.187 | 1736.7769 | 2245 | 508.223 | 695.2231 | 695.2231
results51.txt | 6314 TIMMERSDALA 400.00 | -0.1487 | 1736.7769 | 2245 | 508.223 | 656.9231 | 656.9231
results51.txt | 6315 HORRED 400.00 | -0.1543 | 1736.7769 | 2245 | 508.223 | 662.5231 | 662.5231
results51.txt | 6316 UDDEBO 400.00 | -0.1476 | 1736.7769 | 2245 | 508.223 | 655.8231 | 655.8231
results51.txt | 6319 KYNDBYVERKER400.00 | -0.1617 | 1736.7769 | 2245 | 508.223 | 669.9231 | 669.9231
results51.txt | 6324 GORLOSEGARD 400.00 | -0.1613 | 1736.7769 | 2245 | 508.223 | 669.5231 | 669.5231
results51.txt | 6330 GELNTEGARD2 400.00 | -0.1623 | 1736.7769 | 2245 | 508.223 | 670.5231 | 670.5231
results51.txt | 6334 GLENTEGARD 400.00 | -0.1624 | 1736.7769 | 2245 | 508.223 | 670.6231 | 670.6231
results51.txt | 6335 SODERASEN 400.00 | -0.1599 | 1736.7769 | 2245 | 508.223 | 668.1231 | 668.1231
results51.txt | 6337 BARSEBACK 400.00 | -0.1501 | 1736.7769 | 2245 | 508.223 | 658.3231 | 658.3231
results51.txt | 6338 HURVA 400.00 | -0.1452 | 1736.7769 | 2245 | 508.223 | 653.4231 | 653.4231
results51.txt | 6341 KOLSTAD 400.00 | -0.1108 | 1736.7769 | 2245 | 508.223 | 619.0231 | 619.0231
results51.txt | 6342 TENHULT 400.00 | -0.1319 | 1736.7769 | 2245 | 508.223 | 640.1231 | 640.1231
results51.txt | 6343 BARKERYD 400.00 | -0.1204 | 1736.7769 | 2245 | 508.223 | 628.6231 | 628.6231
results51.txt | 6348 OSKARSHAMN 400.00 | -0.1177 | 1736.7769 | 2245 | 508.223 | 625.9231 | 625.9231
results51.txt | 6349 ALVESTA 400.00 | -0.1331 | 1736.7769 | 2245 | 508.223 | 641.3231 | 641.3231
results51.txt | 6350 HEMSJO 400.00 | -0.1328 | 1736.7769 | 2245 | 508.223 | 641.0231 | 641.0231
results51.txt | 6351 KARLSHAMN 400.00 | -0.1327 | 1736.7769 | 2245 | 508.223 | 640.9231 | 640.9231
results51.txt | 6354 NYBRO 400.00 | -0.128 | 1736.7769 | 2245 | 508.223 | 636.2231 | 636.2231
results51.txt | 7429 JOINT 220.00 | -0.1598 | 1736.7769 | 2245 | 508.223 | 668.0231 | 668.0231
results51.txt | 1052 BREARED 400.00 | -0.1743 | 1736.7769 | 2245 | 508.223 | 682.5231 | 682.5231
results51.txt | 1053 HÄRADSBO 400.00 | -0.1573 | 1736.7769 | 2245 | 508.223 | 665.5231 | 665.5231
results51.txt | 9401 HAGESKRUV 400.00 | -0.1253 | 1736.7769 | 2245 | 508.223 | 633.5231 | 633.5231
results51.txt | 9402 INGELKÄRR 400.00 | -0.5287 | 1736.7769 | 2245 | 508.223 | 1036.9231 | 1036.9231
results52.txt | PTI INTERACTIVE POWER SYSTEM SIMULATOR--PSS(R)E MON, MAY 29 2023 |  | 1057.4462 | 1571.5 | 514.0538
results52.txt | SENSITIVITY FACTORS ARE CALCULATED WITH AC |  | 1057.4462 | 1571.5 | 514.0538
results52.txt | SUBSYSTEM 'RESERV' IS USED FOR OPPOSING SYSTEM FOR MW POWER |  | 1057.4462 | 1571.5 | 514.0538
results52.txt | SENSITIVITY FACTORS OF BRANCH FLOW (MVA) ON 6307 KILANDA 400.00 TO 6315 HORRED 400.00 9 MORE THAN | 0.1 | 1057.4462 | 1571.5 | 514.0538 | 414.0538 | 414.0538
results52.txt | <--------- BUS NAME --------> |  | 1057.4462 | 1571.5 | 514.0538
results52.txt | 5624 HERSLEV 400.00 | -0.17 | 1057.4462 | 1571.5 | 514.0538 | 684.0538 | 684.0538
results52.txt | 5642 HOVEGARD 400.00 | -0.1698 | 1057.4462 | 1571.5 | 514.0538 | 683.8538 | 683.8538
results52.txt | 5646 BJAEVERSKOV4400.00 | -0.1697 | 1057.4462 | 1571.5 | 514.0538 | 683.7538 | 683.7538
results52.txt | 5645 BJAEVERSKOV2220.00 | -0.1695 | 1057.4462 | 1571.5 | 514.0538 | 683.5538 | 683.5538
results52.txt | 5657 ISHOJ400 400.00 | -0.1698 | 1057.4462 | 1571.5 | 514.0538 | 683.8538 | 683.8538
results52.txt | 5656 ISHOJ220 220.00 | -0.17 | 1057.4462 | 1571.5 | 514.0538 | 684.0538 | 684.0538
results52.txt | 5660 AVEDOREVERK 400.00 | -0.1699 | 1057.4462 | 1571.5 | 514.0538 | 683.9538 | 683.9538
results52.txt | 5662 ORSTEDSVERKE400.00 | -0.17 | 1057.4462 | 1571.5 | 514.0538 | 684.0538 | 684.0538
results52.txt | 5671 SEGE 400.00 | -0.1592 | 1057.4462 | 1571.5 | 514.0538 | 673.2538 | 673.2538
results52.txt | 5672 ARRIE 400.00 | -0.1592 | 1057.4462 | 1571.5 | 514.0538 | 673.2538 | 673.2538
results52.txt | 5673 KRUSEBERG 400.00 | -0.1592 | 1057.4462 | 1571.5 | 514.0538 | 673.2538 | 673.2538
results52.txt | 5676 WIND FARM 220.00 | -0.1673 | 1057.4462 | 1571.5 | 514.0538 | 681.3538 | 681.3538
results52.txt | 5845 ASNAESVERK 400.00 | -0.1699 | 1057.4462 | 1571.5 | 514.0538 | 683.9538 | 683.9538
results52.txt | 6307 KILANDA 400.00 | 0.1457 | 1057.4462 | 1571.5 | 514.0538 | 368.3538 | 368.3538
results52.txt | 6308 HISINGEN 400.00 | 0.145 | 1057.4462 | 1571.5 | 514.0538 | 369.0538 | 369.0538
results52.txt | 6312 RINGHALS 400.00 | -0.1765 | 1057.4462 | 1571.5 | 514.0538 | 690.5538 | 690.5538
results52.txt | 6315 HORRED 400.00 | -0.2543 | 1057.4462 | 1571.5 | 514.0538 | 768.3538 | 768.3538
results52.txt | 6316 UDDEBO 400.00 | -0.2294 | 1057.4462 | 1571.5 | 514.0538 | 743.4538 | 743.4538
results52.txt | 6319 KYNDBYVERKER400.00 | -0.1697 | 1057.4462 | 1571.5 | 514.0538 | 683.7538 | 683.7538
results52.txt | 6324 GORLOSEGARD 400.00 | -0.1692 | 1057.4462 | 1571.5 | 514.0538 | 683.2538 | 683.2538
results52.txt | 6330 GELNTEGARD2 400.00 | -0.1704 | 1057.4462 | 1571.5 | 514.0538 | 684.4538 | 684.4538
results52.txt | 6334 GLENTEGARD 400.00 | -0.1706 | 1057.4462 | 1571.5 | 514.0538 | 684.6538 | 684.6538
results52.txt | 6335 SODERASEN 400.00 | -0.1676 | 1057.4462 | 1571.5 | 514.0538 | 681.6538 | 681.6538
results52.txt | 6337 BARSEBACK 400.00 | -0.1604 | 1057.4462 | 1571.5 | 514.0538 | 674.4538 | 674.4538
results52.txt | 6338 HURVA 400.00 | -0.1569 | 1057.4462 | 1571.5 | 514.0538 | 670.9538 | 670.9538
results52.txt | 6341 KOLSTAD 400.00 | -0.1205 | 1057.4462 | 1571.5 | 514.0538 | 634.5538 | 634.5538
results52.txt | 6342 TENHULT 400.00 | -0.1738 | 1057.4462 | 1571.5 | 514.0538 | 687.8538 | 687.8538
results52.txt | 6343 BARKERYD 400.00 | -0.1425 | 1057.4462 | 1571.5 | 514.0538 | 656.5538 | 656.5538
results52.txt | 6348 OSKARSHAMN 400.00 | -0.1217 | 1057.4462 | 1571.5 | 514.0538 | 635.7538 | 635.7538
results52.txt | 6349 ALVESTA 400.00 | -0.1512 | 1057.4462 | 1571.5 | 514.0538 | 665.2538 | 665.2538
results52.txt | 6350 HEMSJO 400.00 | -0.1452 | 1057.4462 | 1571.5 | 514.0538 | 659.2538 | 659.2538
results52.txt | 6351 KARLSHAMN 400.00 | -0.1452 | 1057.4462 | 1571.5 | 514.0538 | 659.2538 | 659.2538
results52.txt | 6354 NYBRO 400.00 | -0.1377 | 1057.4462 | 1571.5 | 514.0538 | 651.7538 | 651.7538
results52.txt | 7429 JOINT 220.00 | -0.1675 | 1057.4462 | 1571.5 | 514.0538 | 681.5538 | 681.5538
results52.txt | 1052 BREARED 400.00 | -0.1263 | 1057.4462 | 1571.5 | 514.0538 | 640.3538 | 640.3538
results52.txt | 1053 HÄRADSBO 400.00 | -0.2121 | 1057.4462 | 1571.5 | 514.0538 | 726.1538 | 726.1538
results52.txt | 9401 HAGESKRUV 400.00 | -0.1363 | 1057.4462 | 1571.5 | 514.0538 | 650.3538 | 650.3538
results53.txt | PTI INTERACTIVE POWER SYSTEM SIMULATOR--PSS(R)E MON, MAY 29 2023 |  | 1056.6176 | 1571.5 | 514.8824
results53.txt | SENSITIVITY FACTORS ARE CALCULATED WITH AC |  | 1056.6176 | 1571.5 | 514.8824
results53.txt | SUBSYSTEM 'RESERV' IS USED FOR OPPOSING SYSTEM FOR MW POWER |  | 1056.6176 | 1571.5 | 514.8824
results53.txt | SENSITIVITY FACTORS OF BRANCH FLOW (MVA) ON 6724 NORE 400.00 TO 6734 SYLLING400 400.00 1 MORE THAN | 0.1 | 1056.6176 | 1571.5 | 514.8824 | 414.8824 | 414.8824
results53.txt | <--------- BUS NAME --------> |  | 1056.6176 | 1571.5 | 514.8824
results53.txt | 6659 ÅROY 400.00 | 0.101 | 1056.6176 | 1571.5 | 514.8824 | 413.8824 | 413.8824
results53.txt | 6661 FARDAL400 400.00 | 0.101 | 1056.6176 | 1571.5 | 514.8824 | 413.8824 | 413.8824
results53.txt | 6660 FARDAL300 400.00 | 0.101 | 1056.6176 | 1571.5 | 514.8824 | 413.8824 | 413.8824
results53.txt | 6663 AURLAND400 400.00 | 0.1199 | 1056.6176 | 1571.5 | 514.8824 | 394.9824 | 394.9824
results53.txt | 6662 AURLAND200 400.00 | 0.1199 | 1056.6176 | 1571.5 | 514.8824 | 394.9824 | 394.9824
results53.txt | 6664 AURLAND2 400.00 | 0.1199 | 1056.6176 | 1571.5 | 514.8824 | 394.9824 | 394.9824
results53.txt | 6665 AURLAND3 400.00 | 0.1223 | 1056.6176 | 1571.5 | 514.8824 | 392.5824 | 392.5824
results53.txt | 6668 ELDFJORD 400.00 | 0.1329 | 1056.6176 | 1571.5 | 514.8824 | 381.9824 | 381.9824
results53.txt | 6669 HOL1 400.00 | 0.1298 | 1056.6176 | 1571.5 | 514.8824 | 385.0824 | 385.0824
results53.txt | 6670 HOL3 400.00 | 0.1327 | 1056.6176 | 1571.5 | 514.8824 | 382.1824 | 382.1824
results53.txt | 6673 USTA400 400.00 | 0.133 | 1056.6176 | 1571.5 | 514.8824 | 381.8824 | 381.8824
results53.txt | 6672 USTA300 400.00 | 0.133 | 1056.6176 | 1571.5 | 514.8824 | 381.8824 | 381.8824
results53.txt | 6716 DAGALI 400.00 | 0.2222 | 1056.6176 | 1571.5 | 514.8824 | 292.6824 | 292.6824
results53.txt | 6724 NORE 400.00 | 0.3928 | 1056.6176 | 1571.5 | 514.8824 | 122.0824 | 122.0824
results54.txt | PTI INTERACTIVE POWER SYSTEM SIMULATOR--PSS(R)E MON, MAY 29 2023 |  | 1725.8281 | 2245 | 519.1719
results54.txt | SENSITIVITY FACTORS ARE CALCULATED WITH AC |  | 1725.8281 | 2245 | 519.1719
results54.txt | SUBSYSTEM 'RESERV' IS USED FOR OPPOSING SYSTEM FOR MW POWER |  | 1725.8281 | 2245 | 519.1719
results54.txt | SENSITIVITY FACTORS OF BRANCH FLOW (MVA) ON 1052 BREARED 400.00 TO 6335 SODERASEN 400.00 4 MORE THAN | 0.1 | 1725.8281 | 2245 | 519.1719 | 419.1719 | 419.1719
results54.txt | <--------- BUS NAME --------> |  | 1725.8281 | 2245 | 519.1719
results54.txt | 5624 HERSLEV 400.00 | -0.3274 | 1725.8281 | 2245 | 519.1719 | 846.5719 | 846.5719
results54.txt | 5642 HOVEGARD 400.00 | -0.3271 | 1725.8281 | 2245 | 519.1719 | 846.2719 | 846.2719
results54.txt | 5646 BJAEVERSKOV4400.00 | -0.3269 | 1725.8281 | 2245 | 519.1719 | 846.0719 | 846.0719
results54.txt | 5645 BJAEVERSKOV2220.00 | -0.3264 | 1725.8281 | 2245 | 519.1719 | 845.5719 | 845.5719
results54.txt | 5657 ISHOJ400 400.00 | -0.3271 | 1725.8281 | 2245 | 519.1719 | 846.2719 | 846.2719
results54.txt | 5656 ISHOJ220 220.00 | -0.3276 | 1725.8281 | 2245 | 519.1719 | 846.7719 | 846.7719
results54.txt | 5660 AVEDOREVERK 400.00 | -0.3273 | 1725.8281 | 2245 | 519.1719 | 846.4719 | 846.4719
results54.txt | 5662 ORSTEDSVERKE400.00 | -0.3276 | 1725.8281 | 2245 | 519.1719 | 846.7719 | 846.7719
results54.txt | 5671 SEGE 400.00 | -0.2487 | 1725.8281 | 2245 | 519.1719 | 767.8719 | 767.8719
results54.txt | 5672 ARRIE 400.00 | -0.2486 | 1725.8281 | 2245 | 519.1719 | 767.7719 | 767.7719
results54.txt | 5673 KRUSEBERG 400.00 | -0.2486 | 1725.8281 | 2245 | 519.1719 | 767.7719 | 767.7719
results54.txt | 5676 WIND FARM 220.00 | -0.3217 | 1725.8281 | 2245 | 519.1719 | 840.8719 | 840.8719
results54.txt | 5845 ASNAESVERK 400.00 | -0.3272 | 1725.8281 | 2245 | 519.1719 | 846.3719 | 846.3719
results54.txt | 6319 KYNDBYVERKER400.00 | -0.3269 | 1725.8281 | 2245 | 519.1719 | 846.0719 | 846.0719
results54.txt | 6324 GORLOSEGARD 400.00 | -0.3259 | 1725.8281 | 2245 | 519.1719 | 845.0719 | 845.0719
results54.txt | 6330 GELNTEGARD2 400.00 | -0.3284 | 1725.8281 | 2245 | 519.1719 | 847.5719 | 847.5719
results54.txt | 6334 GLENTEGARD 400.00 | -0.3288 | 1725.8281 | 2245 | 519.1719 | 847.9719 | 847.9719
results54.txt | 6335 SODERASEN 400.00 | -0.3224 | 1725.8281 | 2245 | 519.1719 | 841.5719 | 841.5719
results54.txt | 6337 BARSEBACK 400.00 | -0.2587 | 1725.8281 | 2245 | 519.1719 | 777.8719 | 777.8719
results54.txt | 6338 HURVA 400.00 | -0.2263 | 1725.8281 | 2245 | 519.1719 | 745.4719 | 745.4719
results54.txt | 6348 OSKARSHAMN 400.00 | -0.1077 | 1725.8281 | 2245 | 519.1719 | 626.8719 | 626.8719
results54.txt | 6349 ALVESTA 400.00 | -0.1371 | 1725.8281 | 2245 | 519.1719 | 656.2719 | 656.2719
results54.txt | 6350 HEMSJO 400.00 | -0.1544 | 1725.8281 | 2245 | 519.1719 | 673.5719 | 673.5719
results54.txt | 6351 KARLSHAMN 400.00 | -0.1543 | 1725.8281 | 2245 | 519.1719 | 673.4719 | 673.4719
results54.txt | 6354 NYBRO 400.00 | -0.1387 | 1725.8281 | 2245 | 519.1719 | 657.8719 | 657.8719
results54.txt | 7429 JOINT 220.00 | -0.3221 | 1725.8281 | 2245 | 519.1719 | 841.2719 | 841.2719
results54.txt | 1052 BREARED 400.00 | 0.3909 | 1725.8281 | 2245 | 519.1719 | 128.2719 | 128.2719
results54.txt | 1053 HÄRADSBO 400.00 | -0.1536 | 1725.8281 | 2245 | 519.1719 | 672.7719 | 672.7719
results54.txt | 9401 HAGESKRUV 400.00 | -0.1223 | 1725.8281 | 2245 | 519.1719 | 641.4719 | 641.4719
results55.txt | PTI INTERACTIVE POWER SYSTEM SIMULATOR--PSS(R)E MON, MAY 29 2023 |  | 1697.6915 | 2245 | 547.3085
results55.txt | SENSITIVITY FACTORS ARE CALCULATED WITH AC |  | 1697.6915 | 2245 | 547.3085
results55.txt | SUBSYSTEM 'RESERV' IS USED FOR OPPOSING SYSTEM FOR MW POWER |  | 1697.6915 | 2245 | 547.3085
results55.txt | SENSITIVITY FACTORS OF BRANCH FLOW (MVA) ON 6692 HYDRO MIXED 400.00 TO 6693 SATURDAL 400.00 4 MORE THAN | 0.1 | 1697.6915 | 2245 | 547.3085 | 447.3085 | 447.3085
results55.txt | <--------- BUS NAME --------> |  | 1697.6915 | 2245 | 547.3085
results55.txt | 6692 HYDRO MIXED 400.00 | 0.5035 | 1697.6915 | 2245 | 547.3085 | 43.8085 | 43.8085
results56.txt | PTI INTERACTIVE POWER SYSTEM SIMULATOR--PSS(R)E MON, MAY 29 2023 |  | 1697.6915 | 2245 | 547.3085
results56.txt | SENSITIVITY FACTORS ARE CALCULATED WITH AC |  | 1697.6915 | 2245 | 547.3085
results56.txt | SUBSYSTEM 'RESERV' IS USED FOR OPPOSING SYSTEM FOR MW POWER |  | 1697.6915 | 2245 | 547.3085
results56.txt | SENSITIVITY FACTORS OF BRANCH FLOW (MVA) ON 6692 HYDRO MIXED 400.00 TO 6693 SATURDAL 400.00 5 MORE THAN | 0.1 | 1697.6915 | 2245 | 547.3085 | 447.3085 | 447.3085
results56.txt | <--------- BUS NAME --------> |  | 1697.6915 | 2245 | 547.3085
results56.txt | 6692 HYDRO MIXED 400.00 | 0.5035 | 1697.6915 | 2245 | 547.3085 | 43.8085 | 43.8085
results57.txt | PTI INTERACTIVE POWER SYSTEM SIMULATOR--PSS(R)E MON, MAY 29 2023 |  | 1696.6869 | 2245 | 548.3131
results57.txt | SENSITIVITY FACTORS ARE CALCULATED WITH AC |  | 1696.6869 | 2245 | 548.3131
results57.txt | SUBSYSTEM 'RESERV' IS USED FOR OPPOSING SYSTEM FOR MW POWER |  | 1696.6869 | 2245 | 548.3131
results57.txt | SENSITIVITY FACTORS OF BRANCH FLOW (MVA) ON 6693 SATURDAL 400.00 TO 6698 LYSE400 400.00 3 MORE THAN | 0.1 | 1696.6869 | 2245 | 548.3131 | 448.3131 | 448.3131
results57.txt | <--------- BUS NAME --------> |  | 1696.6869 | 2245 | 548.3131
results57.txt | 6356 BJERKREIM 400.00 | -0.1928 | 1696.6869 | 2245 | 548.3131 | 741.1131 | 741.1131
results57.txt | 6358 TONSTAD400 400.00 | -0.1521 | 1696.6869 | 2245 | 548.3131 | 700.4131 | 700.4131
results57.txt | 6357 TONSTAD300 400.00 | -0.1521 | 1696.6869 | 2245 | 548.3131 | 700.4131 | 700.4131
results57.txt | 6360 KJELLAND 400.00 | -0.1659 | 1696.6869 | 2245 | 548.3131 | 714.2131 | 714.2131
results57.txt | 6363 FEDA400 400.00 | -0.1443 | 1696.6869 | 2245 | 548.3131 | 692.6131 | 692.6131
results57.txt | 6362 FEDA300 400.00 | -0.1447 | 1696.6869 | 2245 | 548.3131 | 693.0131 | 693.0131
results57.txt | 6364 LISTAWIND 400.00 | -0.1447 | 1696.6869 | 2245 | 548.3131 | 693.0131 | 693.0131
results57.txt | 6674 HUSNES 400.00 | -0.1266 | 1696.6869 | 2245 | 548.3131 | 674.9131 | 674.9131
results57.txt | 6676 HYDRO PURE S400.00 | -0.1042 | 1696.6869 | 2245 | 548.3131 | 652.5131 | 652.5131
results57.txt | 6675 MAURANGER 400.00 | -0.1042 | 1696.6869 | 2245 | 548.3131 | 652.5131 | 652.5131
results57.txt | 6677 BLÅFALL 400.00 | -0.1261 | 1696.6869 | 2245 | 548.3131 | 674.4131 | 674.4131
results57.txt | 6679 OKSLA 400.00 | -0.1021 | 1696.6869 | 2245 | 548.3131 | 650.4131 | 650.4131
results57.txt | 6680 ÅSEN 400.00 | -0.1021 | 1696.6869 | 2245 | 548.3131 | 650.4131 | 650.4131
results57.txt | 6682 SAUDA400 400.00 | -0.1454 | 1696.6869 | 2245 | 548.3131 | 693.7131 | 693.7131
results57.txt | 6681 SAUDA300 400.00 | -0.1442 | 1696.6869 | 2245 | 548.3131 | 692.5131 | 692.5131
results57.txt | 6683 HYLEN 400.00 | -0.144 | 1696.6869 | 2245 | 548.3131 | 692.3131 | 692.3131
results57.txt | 6685 RÖDAL 400.00 | -0.1025 | 1696.6869 | 2245 | 548.3131 | 650.8131 | 650.8131
results57.txt | 6686 NOVLE 400.00 | -0.1025 | 1696.6869 | 2245 | 548.3131 | 650.8131 | 650.8131
results57.txt | 6687 ULLA-FORRE 400.00 | -0.1031 | 1696.6869 | 2245 | 548.3131 | 651.4131 | 651.4131
results57.txt | 6688 STOKKELAND 400.00 | -0.2201 | 1696.6869 | 2245 | 548.3131 | 768.4131 | 768.4131
results57.txt | 6690 HOG-JAERN400400.00 | -0.221 | 1696.6869 | 2245 | 548.3131 | 769.3131 | 769.3131
results57.txt | 6689 HOG-JAERN300400.00 | -0.2201 | 1696.6869 | 2245 | 548.3131 | 768.4131 | 768.4131
results57.txt | 6691 SUBSTATION 400.00 | -0.144 | 1696.6869 | 2245 | 548.3131 | 692.3131 | 692.3131
results57.txt | 6693 SATURDAL 400.00 | 0.3608 | 1696.6869 | 2245 | 548.3131 | 187.5131 | 187.5131
results57.txt | 6692 HYDRO MIXED 400.00 | 0.3607 | 1696.6869 | 2245 | 548.3131 | 187.6131 | 187.6131
results57.txt | 6694 FORRE 400.00 | -0.2102 | 1696.6869 | 2245 | 548.3131 | 758.5131 | 758.5131
results57.txt | 6695 KVILLDAL 400.00 | 0.244 | 1696.6869 | 2245 | 548.3131 | 304.3131 | 304.3131
results57.txt | 6698 LYSE400 400.00 | -0.3265 | 1696.6869 | 2245 | 548.3131 | 874.8131 | 874.8131
results57.txt | 6697 LYSE300 400.00 | -0.3256 | 1696.6869 | 2245 | 548.3131 | 873.9131 | 873.9131
results57.txt | 6699 DUGE 301.00 | -0.2387 | 1696.6869 | 2245 | 548.3131 | 787.0131 | 787.0131
results57.txt | 6700 TJORHOM 400.00 | -0.3246 | 1696.6869 | 2245 | 548.3131 | 872.9131 | 872.9131
results57.txt | 6705 HOLEN 400.00 | 0.1144 | 1696.6869 | 2245 | 548.3131 | 433.9131 | 433.9131
results57.txt | 6706 ROSKREPP 301.00 | -0.2334 | 1696.6869 | 2245 | 548.3131 | 781.7131 | 781.7131
results57.txt | 6707 KVINEN 301.00 | -0.2285 | 1696.6869 | 2245 | 548.3131 | 776.8131 | 776.8131
results57.txt | 6708 SOLHOLM300 400.00 | -0.1381 | 1696.6869 | 2245 | 548.3131 | 686.4131 | 686.4131
results57.txt | 6749 STORD 400.00 | -0.1282 | 1696.6869 | 2245 | 548.3131 | 676.5131 | 676.5131
results57.txt | 6751 SUBSTATION 301.00 | -0.1357 | 1696.6869 | 2245 | 548.3131 | 684.0131 | 684.0131
results57.txt | 6750 HÅVIK 400.00 | -0.1316 | 1696.6869 | 2245 | 548.3131 | 679.9131 | 679.9131
results57.txt | 6752 SPANNE 400.00 | -0.13 | 1696.6869 | 2245 | 548.3131 | 678.3131 | 678.3131
results57.txt | 6753 KÅRSTO 400.00 | -0.1318 | 1696.6869 | 2245 | 548.3131 | 680.1131 | 680.1131
results57.txt | 6754 STOLAHELA 400.00 | -0.2202 | 1696.6869 | 2245 | 548.3131 | 768.5131 | 768.5131
results57.txt | 8611 JOINT 400.00 | -0.1318 | 1696.6869 | 2245 | 548.3131 | 680.1131 | 680.1131
results57.txt | 9014 HONNA 400.00 | -0.113 | 1696.6869 | 2245 | 548.3131 | 661.3131 | 661.3131
results57.txt | 9019 SAUDA 301.00 | -0.1412 | 1696.6869 | 2245 | 548.3131 | 689.5131 | 689.5131
results57.txt | 9020 LYSE 301.00 | -0.2526 | 1696.6869 | 2245 | 548.3131 | 800.9131 | 800.9131
results57.txt | 9021 FJOTLAND 301.00 | -0.2111 | 1696.6869 | 2245 | 548.3131 | 759.4131 | 759.4131
results58.txt | PTI INTERACTIVE POWER SYSTEM SIMULATOR--PSS(R)E MON, MAY 29 2023 |  | 1010.0369 | 1571.5 | 561.4631
results58.txt | SENSITIVITY FACTORS ARE CALCULATED WITH AC |  | 1010.0369 | 1571.5 | 561.4631
results58.txt | SUBSYSTEM 'RESERV' IS USED FOR OPPOSING SYSTEM FOR MW POWER |  | 1010.0369 | 1571.5 | 561.4631
results58.txt | SENSITIVITY FACTORS OF BRANCH FLOW (MVA) ON 5642 HOVEGARD 400.00 TO 6330 GELNTEGARD2 400.00 10 MORE THAN | 0.1 | 1010.0369 | 1571.5 | 561.4631 | 461.4631 | 461.4631
results58.txt | <--------- BUS NAME --------> |  | 1010.0369 | 1571.5 | 561.4631
results58.txt | 6330 GELNTEGARD2 400.00 | -1.0094 | 1010.0369 | 1571.5 | 561.4631 | 1570.8631 | 1570.8631
results58.txt | 6334 GLENTEGARD 400.00 | -1.0107 | 1010.0369 | 1571.5 | 561.4631 | 1570.8369 | 1570.8369
results59.txt | PTI INTERACTIVE POWER SYSTEM SIMULATOR--PSS(R)E MON, MAY 29 2023 |  | 991.505 | 1571.5 | 579.9951
results59.txt | SENSITIVITY FACTORS ARE CALCULATED WITH AC |  | 991.505 | 1571.5 | 579.9951
results59.txt | SUBSYSTEM 'RESERV' IS USED FOR OPPOSING SYSTEM FOR MW POWER |  | 991.505 | 1571.5 | 579.9951
results59.txt | SENSITIVITY FACTORS OF BRANCH FLOW (MVA) ON 6723 SÅHEIM 400.00 TO 6732 FLESAKER 400.00 2 MORE THAN | 0.1 | 991.505 | 1571.5 | 579.9951 | 479.995 | 479.995
results59.txt | <--------- BUS NAME --------> |  | 991.505 | 1571.5 | 579.9951
results59.txt | 6693 SATURDAL 400.00 | 0.1621 | 991.505 | 1571.5 | 579.9951 | 417.895 | 417.895
results59.txt | 6692 HYDRO MIXED 400.00 | 0.1621 | 991.505 | 1571.5 | 579.9951 | 417.895 | 417.895
results59.txt | 6695 KVILLDAL 400.00 | 0.1861 | 991.505 | 1571.5 | 579.9951 | 393.895 | 393.895
results59.txt | 6698 LYSE400 400.00 | 0.1055 | 991.505 | 1571.5 | 579.9951 | 474.495 | 474.495
results59.txt | 6697 LYSE300 400.00 | 0.1054 | 991.505 | 1571.5 | 579.9951 | 474.595 | 474.595
results59.txt | 6700 TJORHOM 400.00 | 0.105 | 991.505 | 1571.5 | 579.9951 | 474.995 | 474.995
results59.txt | 6705 HOLEN 400.00 | 0.1193 | 991.505 | 1571.5 | 579.9951 | 460.695 | 460.695
results59.txt | 6723 SÅHEIM 400.00 | 0.7143 | 991.505 | 1571.5 | 579.9951 | -134.305 | -134.305
results60.txt | PTI INTERACTIVE POWER SYSTEM SIMULATOR--PSS(R)E MON, MAY 29 2023 |  | -990.4004 | 1571.5 | 581.0996
results60.txt | SENSITIVITY FACTORS ARE CALCULATED WITH AC |  | -990.4004 | 1571.5 | 581.0996
results60.txt | SUBSYSTEM 'RESERV' IS USED FOR OPPOSING SYSTEM FOR MW POWER |  | -990.4004 | 1571.5 | 581.0996
results60.txt | SENSITIVITY FACTORS OF BRANCH FLOW (MVA) ON 6647 MOSKOG 400.00 TO 6648 HOYANGER 400.00 1 MORE THAN | 0.1 | -990.4004 | 1571.5 | 581.0996 | 481.0996 | 481.0996
results60.txt | <--------- BUS NAME --------> |  | -990.4004 | 1571.5 | 581.0996
results60.txt | 6647 MOSKOG 400.00 | -0.6626 | -990.4004 | 1571.5 | 581.0996 | 1243.6996 | 1243.6996
results60.txt | 6648 HOYANGER 400.00 | 0.3034 | -990.4004 | 1571.5 | 581.0996 | 277.6996 | 277.6996
results60.txt | 6649 REFSDAL 400.00 | 0.1596 | -990.4004 | 1571.5 | 581.0996 | 421.4996 | 421.4996
results60.txt | 6650 HOVE 400.00 | 0.1674 | -990.4004 | 1571.5 | 581.0996 | 413.6996 | 413.6996
results60.txt | 6651 MODALEN 400.00 | 0.1392 | -990.4004 | 1571.5 | 581.0996 | 441.8996 | 441.8996
results60.txt | 6653 DALE 400.00 | 0.1311 | -990.4004 | 1571.5 | 581.0996 | 449.9996 | 449.9996
results60.txt | 6654 EVANGER 400.00 | 0.132 | -990.4004 | 1571.5 | 581.0996 | 449.0996 | 449.0996
results60.txt | 6656 SAMNAGER400 400.00 | 0.1267 | -990.4004 | 1571.5 | 581.0996 | 454.3996 | 454.3996
results60.txt | 6655 SAMNAGER300 400.00 | 0.1267 | -990.4004 | 1571.5 | 581.0996 | 454.3996 | 454.3996
results60.txt | 6657 JOSTEDAL 400.00 | 0.1788 | -990.4004 | 1571.5 | 581.0996 | 402.2996 | 402.2996
results60.txt | 6658 LEIRDOLA 400.00 | 0.1791 | -990.4004 | 1571.5 | 581.0996 | 401.9996 | 401.9996
results60.txt | 6659 ÅROY 400.00 | 0.182 | -990.4004 | 1571.5 | 581.0996 | 399.0996 | 399.0996
results60.txt | 6661 FARDAL400 400.00 | 0.1821 | -990.4004 | 1571.5 | 581.0996 | 398.9996 | 398.9996
results60.txt | 6660 FARDAL300 400.00 | 0.1821 | -990.4004 | 1571.5 | 581.0996 | 398.9996 | 398.9996
results60.txt | 6663 AURLAND400 400.00 | 0.139 | -990.4004 | 1571.5 | 581.0996 | 442.0996 | 442.0996
results60.txt | 6662 AURLAND200 400.00 | 0.139 | -990.4004 | 1571.5 | 581.0996 | 442.0996 | 442.0996
results60.txt | 6664 AURLAND2 400.00 | 0.139 | -990.4004 | 1571.5 | 581.0996 | 442.0996 | 442.0996
results60.txt | 6665 AURLAND3 400.00 | 0.1335 | -990.4004 | 1571.5 | 581.0996 | 447.5996 | 447.5996
results60.txt | 6666 SKAGEN-FOTUN400.00 | 0.1775 | -990.4004 | 1571.5 | 581.0996 | 403.5996 | 403.5996
results60.txt | 6668 ELDFJORD 400.00 | 0.1235 | -990.4004 | 1571.5 | 581.0996 | 457.5996 | 457.5996
results60.txt | 6669 HOL1 400.00 | 0.1165 | -990.4004 | 1571.5 | 581.0996 | 464.5996 | 464.5996
results60.txt | 6670 HOL3 400.00 | 0.109 | -990.4004 | 1571.5 | 581.0996 | 472.0996 | 472.0996
results60.txt | 6673 USTA400 400.00 | 0.1092 | -990.4004 | 1571.5 | 581.0996 | 471.8996 | 471.8996
results60.txt | 6672 USTA300 400.00 | 0.1092 | -990.4004 | 1571.5 | 581.0996 | 471.8996 | 471.8996
results60.txt | 6676 HYDRO PURE S400.00 | 0.1092 | -990.4004 | 1571.5 | 581.0996 | 471.8996 | 471.8996
results60.txt | 6675 MAURANGER 400.00 | 0.1092 | -990.4004 | 1571.5 | 581.0996 | 471.8996 | 471.8996
results60.txt | 6716 DAGALI 400.00 | 0.1002 | -990.4004 | 1571.5 | 581.0996 | 480.8996 | 480.8996
results60.txt | 6743 KOLLSNES 400.00 | 0.1316 | -990.4004 | 1571.5 | 581.0996 | 449.4996 | 449.4996
results60.txt | 6745 SUBSTATION 400.00 | 0.134 | -990.4004 | 1571.5 | 581.0996 | 447.0996 | 447.0996
results60.txt | 6744 LINDÅS 400.00 | 0.134 | -990.4004 | 1571.5 | 581.0996 | 447.0996 | 447.0996
results60.txt | 6746 NYGARD 400.00 | 0.1305 | -990.4004 | 1571.5 | 581.0996 | 450.5996 | 450.5996
results60.txt | 6747 ARNA 400.00 | 0.1301 | -990.4004 | 1571.5 | 581.0996 | 450.9996 | 450.9996
results60.txt | 6748 BERGEN 400.00 | 0.1299 | -990.4004 | 1571.5 | 581.0996 | 451.1996 | 451.1996
results60.txt | 6812 OGNDAL 400.00 | -0.1391 | -990.4004 | 1571.5 | 581.0996 | 720.1996 | 720.1996
results60.txt | 6814 VERDAL400 400.00 | -0.1403 | -990.4004 | 1571.5 | 581.0996 | 721.3996 | 721.3996
results60.txt | 6813 VERDAL300 400.00 | -0.1403 | -990.4004 | 1571.5 | 581.0996 | 721.3996 | 721.3996
results60.txt | 6872 AURA2300 400.00 | -0.1942 | -990.4004 | 1571.5 | 581.0996 | 775.2996 | 775.2996
results60.txt | 6855 FRAERNA 400.00 | -0.2308 | -990.4004 | 1571.5 | 581.0996 | 811.8996 | 811.8996
results60.txt | 6856 ORSKOG 400.00 | -0.3418 | -990.4004 | 1571.5 | 581.0996 | 922.8996 | 922.8996
results60.txt | 6857 ORSTA 400.00 | -0.4173 | -990.4004 | 1571.5 | 581.0996 | 998.3996 | 998.3996
results60.txt | 6858 ISTAD 400.00 | -0.2308 | -990.4004 | 1571.5 | 581.0996 | 811.8996 | 811.8996
results60.txt | 6859 AURA1 400.00 | -0.2066 | -990.4004 | 1571.5 | 581.0996 | 787.6996 | 787.6996
results60.txt | 6860 GRYTTEN 400.00 | -0.2562 | -990.4004 | 1571.5 | 581.0996 | 837.2996 | 837.2996
results60.txt | 6861 SNILLDAL 400.00 | -0.1745 | -990.4004 | 1571.5 | 581.0996 | 755.5996 | 755.5996
results60.txt | 6862 SURNA 400.00 | -0.1807 | -990.4004 | 1571.5 | 581.0996 | 761.7996 | 761.7996
results60.txt | 6863 HOFSTAD 400.00 | -0.1524 | -990.4004 | 1571.5 | 581.0996 | 733.4996 | 733.4996
results60.txt | 6864 ÅFJORD 400.00 | -0.1632 | -990.4004 | 1571.5 | 581.0996 | 744.2996 | 744.2996
results60.txt | 6866 ORKDAL400 400.00 | -0.1584 | -990.4004 | 1571.5 | 581.0996 | 739.4996 | 739.4996
results60.txt | 6865 ORKDAL300 400.00 | -0.1584 | -990.4004 | 1571.5 | 581.0996 | 739.4996 | 739.4996
results60.txt | 6867 STRINDA 400.00 | -0.1431 | -990.4004 | 1571.5 | 581.0996 | 724.1996 | 724.1996
results60.txt | 6869 KLAEBU400 400.00 | -0.1434 | -990.4004 | 1571.5 | 581.0996 | 724.4996 | 724.4996
results60.txt | 6868 KLAEBU300 400.00 | -0.1434 | -990.4004 | 1571.5 | 581.0996 | 724.4996 | 724.4996
results60.txt | 6871 EIDUM400 400.00 | -0.1424 | -990.4004 | 1571.5 | 581.0996 | 723.4996 | 723.4996
results60.txt | 6870 EIDUM300 400.00 | -0.1424 | -990.4004 | 1571.5 | 581.0996 | 723.4996 | 723.4996
results60.txt | 6874 VÅGÅMO 400.00 | -0.1067 | -990.4004 | 1571.5 | 581.0996 | 687.7996 | 687.7996
results60.txt | 6936 NEDRERÖS400 400.00 | -0.1091 | -990.4004 | 1571.5 | 581.0996 | 690.1996 | 690.1996
results60.txt | 6935 NEDRERÖS300 400.00 | -0.1092 | -990.4004 | 1571.5 | 581.0996 | 690.2996 | 690.2996
results60.txt | 6937 MARKA 400.00 | -0.1137 | -990.4004 | 1571.5 | 581.0996 | 694.7996 | 694.7996
results60.txt | 6938 NAMSOS 400.00 | -0.1363 | -990.4004 | 1571.5 | 581.0996 | 717.3996 | 717.3996
results60.txt | 6939 KOLSVIK 400.00 | -0.1231 | -990.4004 | 1571.5 | 581.0996 | 704.1996 | 704.1996
results60.txt | 6940 NAMSKOGEN 400.00 | -0.1232 | -990.4004 | 1571.5 | 581.0996 | 704.2996 | 704.2996
results60.txt | 6942 TUNNSJO400 400.00 | -0.1268 | -990.4004 | 1571.5 | 581.0996 | 707.8996 | 707.8996
results60.txt | 6941 TUNNSJO300 400.00 | -0.1268 | -990.4004 | 1571.5 | 581.0996 | 707.8996 | 707.8996
results60.txt | 6944 RANA 400.00 | -0.1063 | -990.4004 | 1571.5 | 581.0996 | 687.3996 | 687.3996
results60.txt | 7006 SVARTISEN 400.00 | -0.1008 | -990.4004 | 1571.5 | 581.0996 | 681.8996 | 681.8996
results60.txt | 7061 NEA 400.00 | -0.1063 | -990.4004 | 1571.5 | 581.0996 | 687.3996 | 687.3996
results60.txt | 9006 TROFORS 400.00 | -0.1166 | -990.4004 | 1571.5 | 581.0996 | 697.6996 | 697.6996
results60.txt | 9007 TJELDBERGO 400.00 | -0.1778 | -990.4004 | 1571.5 | 581.0996 | 758.8996 | 758.8996
results60.txt | 9008 SYLKKYVELN 400.00 | -0.3748 | -990.4004 | 1571.5 | 581.0996 | 955.8996 | 955.8996
results60.txt | 9009 ALFOTEN 400.00 | -0.5294 | -990.4004 | 1571.5 | 581.0996 | 1110.4996 | 1110.4996
results60.txt | 9010 HAUGSVAER 400.00 | 0.1366 | -990.4004 | 1571.5 | 581.0996 | 444.4996 | 444.4996
results60.txt | 9011 STEINSLAND 400.00 | 0.1387 | -990.4004 | 1571.5 | 581.0996 | 442.3996 | 442.3996
results61.txt | PTI INTERACTIVE POWER SYSTEM SIMULATOR--PSS(R)E MON, MAY 29 2023 |  | -163.3705 | 746 | 582.6295
results61.txt | SENSITIVITY FACTORS ARE CALCULATED WITH AC |  | -163.3705 | 746 | 582.6295
results61.txt | SUBSYSTEM 'RESERV' IS USED FOR OPPOSING SYSTEM FOR MW POWER |  | -163.3705 | 746 | 582.6295
results61.txt | SENSITIVITY FACTORS OF BRANCH FLOW (MVA) ON 6681 SAUDA300 400.00 TO 6750 HÅVIK 400.00 5 MORE THAN | 0.1 | -163.3705 | 746 | 582.6295 | 482.6295 | 482.6295
results61.txt | <--------- BUS NAME --------> |  | -163.3705 | 746 | 582.6295
results61.txt | 6749 STORD 400.00 | -0.1172 | -163.3705 | 746 | 582.6295 | 699.8295 | 699.8295
results61.txt | 6751 SUBSTATION 301.00 | -0.1459 | -163.3705 | 746 | 582.6295 | 728.5295 | 728.5295
results61.txt | 6750 HÅVIK 400.00 | -0.2227 | -163.3705 | 746 | 582.6295 | 686.6705 | 686.6705
results61.txt | 6752 SPANNE 400.00 | -0.1692 | -163.3705 | 746 | 582.6295 | 740.1705 | 740.1705
results61.txt | 6753 KÅRSTO 400.00 | -0.2231 | -163.3705 | 746 | 582.6295 | 686.2705 | 686.2705
results61.txt | 8611 JOINT 400.00 | -0.2231 | -163.3705 | 746 | 582.6295 | 686.2705 | 686.2705
results62.txt | PTI INTERACTIVE POWER SYSTEM SIMULATOR--PSS(R)E MON, MAY 29 2023 |  | -972.7656 | 1571.5 | 598.7344
results62.txt | SENSITIVITY FACTORS ARE CALCULATED WITH AC |  | -972.7656 | 1571.5 | 598.7344
results62.txt | SUBSYSTEM 'RESERV' IS USED FOR OPPOSING SYSTEM FOR MW POWER |  | -972.7656 | 1571.5 | 598.7344
results62.txt | SENSITIVITY FACTORS OF BRANCH FLOW (MVA) ON 6802 HJÄLTA 400.00 TO 6839 KILFORSEN 400.00 7 MORE THAN | 0.1 | -972.7656 | 1571.5 | 598.7344 | 498.7344 | 498.7344
results62.txt | <--------- BUS NAME --------> |  | -972.7656 | 1571.5 | 598.7344
results62.txt | 6305 LOVISEHOLM 400.00 | 0.1141 | -972.7656 | 1571.5 | 598.7344 | 484.6344 | 484.6344
results62.txt | 6306 TROLLHATTAN 400.00 | 0.1101 | -972.7656 | 1571.5 | 598.7344 | 488.6344 | 488.6344
results62.txt | 6307 KILANDA 400.00 | 0.1069 | -972.7656 | 1571.5 | 598.7344 | 491.8344 | 491.8344
results62.txt | 6308 HISINGEN 400.00 | 0.1066 | -972.7656 | 1571.5 | 598.7344 | 492.1344 | 492.1344
results62.txt | 6309 STENKULLEN 400.00 | 0.105 | -972.7656 | 1571.5 | 598.7344 | 493.7344 | 493.7344
results62.txt | 6311 LINDOME 400.00 | 0.1024 | -972.7656 | 1571.5 | 598.7344 | 496.3344 | 496.3344
results62.txt | 6356 BJERKREIM 400.00 | 0.1101 | -972.7656 | 1571.5 | 598.7344 | 488.6344 | 488.6344
results62.txt | 6358 TONSTAD400 400.00 | 0.1097 | -972.7656 | 1571.5 | 598.7344 | 489.0344 | 489.0344
results62.txt | 6357 TONSTAD300 400.00 | 0.1097 | -972.7656 | 1571.5 | 598.7344 | 489.0344 | 489.0344
results62.txt | 6360 KJELLAND 400.00 | 0.11 | -972.7656 | 1571.5 | 598.7344 | 488.7344 | 488.7344
results62.txt | 6363 FEDA400 400.00 | 0.1102 | -972.7656 | 1571.5 | 598.7344 | 488.5344 | 488.5344
results62.txt | 6362 FEDA300 400.00 | 0.1102 | -972.7656 | 1571.5 | 598.7344 | 488.5344 | 488.5344
results62.txt | 6364 LISTAWIND 400.00 | 0.1102 | -972.7656 | 1571.5 | 598.7344 | 488.5344 | 488.5344
results62.txt | 6365 KRISTIANSAND400.00 | 0.111 | -972.7656 | 1571.5 | 598.7344 | 487.7344 | 487.7344
results62.txt | 6373 ARENDAL400 400.00 | 0.1121 | -972.7656 | 1571.5 | 598.7344 | 486.6344 | 486.6344
results62.txt | 6372 ARENDAL300 400.00 | 0.1121 | -972.7656 | 1571.5 | 598.7344 | 486.6344 | 486.6344
results62.txt | 6626 MINNE 400.00 | 0.1161 | -972.7656 | 1571.5 | 598.7344 | 482.6344 | 482.6344
results62.txt | 6629 HALDEN 400.00 | 0.1164 | -972.7656 | 1571.5 | 598.7344 | 482.3344 | 482.3344
results62.txt | 6630 BORGVIK 400.00 | 0.1329 | -972.7656 | 1571.5 | 598.7344 | 465.8344 | 465.8344
results62.txt | 6631 BASNA 400.00 | 0.1169 | -972.7656 | 1571.5 | 598.7344 | 481.8344 | 481.8344
results62.txt | 6632 REPBACKEN 400.00 | 0.1169 | -972.7656 | 1571.5 | 598.7344 | 481.8344 | 481.8344
results62.txt | 6637 MORGARDSH 400.00 | 0.1038 | -972.7656 | 1571.5 | 598.7344 | 494.9344 | 494.9344
results62.txt | 6647 MOSKOG 400.00 | 0.1098 | -972.7656 | 1571.5 | 598.7344 | 488.9344 | 488.9344
results62.txt | 6648 HOYANGER 400.00 | 0.1088 | -972.7656 | 1571.5 | 598.7344 | 489.9344 | 489.9344
results62.txt | 6649 REFSDAL 400.00 | 0.1065 | -972.7656 | 1571.5 | 598.7344 | 492.2344 | 492.2344
results62.txt | 6650 HOVE 400.00 | 0.1067 | -972.7656 | 1571.5 | 598.7344 | 492.0344 | 492.0344
results62.txt | 6651 MODALEN 400.00 | 0.1064 | -972.7656 | 1571.5 | 598.7344 | 492.3344 | 492.3344
results62.txt | 6653 DALE 400.00 | 0.1064 | -972.7656 | 1571.5 | 598.7344 | 492.3344 | 492.3344
results62.txt | 6654 EVANGER 400.00 | 0.1065 | -972.7656 | 1571.5 | 598.7344 | 492.2344 | 492.2344
results62.txt | 6656 SAMNAGER400 400.00 | 0.107 | -972.7656 | 1571.5 | 598.7344 | 491.7344 | 491.7344
results62.txt | 6655 SAMNAGER300 400.00 | 0.107 | -972.7656 | 1571.5 | 598.7344 | 491.7344 | 491.7344
results62.txt | 6657 JOSTEDAL 400.00 | 0.1058 | -972.7656 | 1571.5 | 598.7344 | 492.9344 | 492.9344
results62.txt | 6658 LEIRDOLA 400.00 | 0.1059 | -972.7656 | 1571.5 | 598.7344 | 492.8344 | 492.8344
results62.txt | 6659 ÅROY 400.00 | 0.107 | -972.7656 | 1571.5 | 598.7344 | 491.7344 | 491.7344
results62.txt | 6661 FARDAL400 400.00 | 0.107 | -972.7656 | 1571.5 | 598.7344 | 491.7344 | 491.7344
results62.txt | 6660 FARDAL300 400.00 | 0.107 | -972.7656 | 1571.5 | 598.7344 | 491.7344 | 491.7344
results62.txt | 6663 AURLAND400 400.00 | 0.1079 | -972.7656 | 1571.5 | 598.7344 | 490.8344 | 490.8344
results62.txt | 6662 AURLAND200 400.00 | 0.1079 | -972.7656 | 1571.5 | 598.7344 | 490.8344 | 490.8344
results62.txt | 6664 AURLAND2 400.00 | 0.1079 | -972.7656 | 1571.5 | 598.7344 | 490.8344 | 490.8344
results62.txt | 6665 AURLAND3 400.00 | 0.1083 | -972.7656 | 1571.5 | 598.7344 | 490.4344 | 490.4344
results62.txt | 6666 SKAGEN-FOTUN400.00 | 0.1053 | -972.7656 | 1571.5 | 598.7344 | 493.4344 | 493.4344
results62.txt | 6667 BORGUND 301.00 | 0.1105 | -972.7656 | 1571.5 | 598.7344 | 488.2344 | 488.2344
results62.txt | 6668 ELDFJORD 400.00 | 0.1076 | -972.7656 | 1571.5 | 598.7344 | 491.1344 | 491.1344
results62.txt | 6669 HOL1 400.00 | 0.1098 | -972.7656 | 1571.5 | 598.7344 | 488.9344 | 488.9344
results62.txt | 6670 HOL3 400.00 | 0.1103 | -972.7656 | 1571.5 | 598.7344 | 488.4344 | 488.4344
results62.txt | 6671 HEMSIL1 301.00 | 0.1108 | -972.7656 | 1571.5 | 598.7344 | 487.9344 | 487.9344
results62.txt | 6673 USTA400 400.00 | 0.1104 | -972.7656 | 1571.5 | 598.7344 | 488.3344 | 488.3344
results62.txt | 6672 USTA300 400.00 | 0.1104 | -972.7656 | 1571.5 | 598.7344 | 488.3344 | 488.3344
results62.txt | 6674 HUSNES 400.00 | 0.108 | -972.7656 | 1571.5 | 598.7344 | 490.7344 | 490.7344
results62.txt | 6676 HYDRO PURE S400.00 | 0.1074 | -972.7656 | 1571.5 | 598.7344 | 491.3344 | 491.3344
results62.txt | 6675 MAURANGER 400.00 | 0.1074 | -972.7656 | 1571.5 | 598.7344 | 491.3344 | 491.3344
results62.txt | 6677 BLÅFALL 400.00 | 0.1079 | -972.7656 | 1571.5 | 598.7344 | 490.8344 | 490.8344
results62.txt | 6679 OKSLA 400.00 | 0.1073 | -972.7656 | 1571.5 | 598.7344 | 491.4344 | 491.4344
results62.txt | 6680 ÅSEN 400.00 | 0.1074 | -972.7656 | 1571.5 | 598.7344 | 491.3344 | 491.3344
results62.txt | 6682 SAUDA400 400.00 | 0.1083 | -972.7656 | 1571.5 | 598.7344 | 490.4344 | 490.4344
results62.txt | 6681 SAUDA300 400.00 | 0.1083 | -972.7656 | 1571.5 | 598.7344 | 490.4344 | 490.4344
results62.txt | 6683 HYLEN 400.00 | 0.1081 | -972.7656 | 1571.5 | 598.7344 | 490.6344 | 490.6344
results62.txt | 6685 RÖDAL 400.00 | 0.1077 | -972.7656 | 1571.5 | 598.7344 | 491.0344 | 491.0344
results62.txt | 6686 NOVLE 400.00 | 0.1076 | -972.7656 | 1571.5 | 598.7344 | 491.1344 | 491.1344
results62.txt | 6687 ULLA-FORRE 400.00 | 0.1081 | -972.7656 | 1571.5 | 598.7344 | 490.6344 | 490.6344
results62.txt | 6688 STOKKELAND 400.00 | 0.1097 | -972.7656 | 1571.5 | 598.7344 | 489.0344 | 489.0344
results62.txt | 6690 HOG-JAERN400400.00 | 0.1097 | -972.7656 | 1571.5 | 598.7344 | 489.0344 | 489.0344
results62.txt | 6689 HOG-JAERN300400.00 | 0.1097 | -972.7656 | 1571.5 | 598.7344 | 489.0344 | 489.0344
results62.txt | 6691 SUBSTATION 400.00 | 0.1081 | -972.7656 | 1571.5 | 598.7344 | 490.6344 | 490.6344
results62.txt | 6693 SATURDAL 400.00 | 0.108 | -972.7656 | 1571.5 | 598.7344 | 490.7344 | 490.7344
results62.txt | 6692 HYDRO MIXED 400.00 | 0.108 | -972.7656 | 1571.5 | 598.7344 | 490.7344 | 490.7344
results62.txt | 6694 FORRE 400.00 | 0.1098 | -972.7656 | 1571.5 | 598.7344 | 488.9344 | 488.9344
results62.txt | 6695 KVILLDAL 400.00 | 0.1089 | -972.7656 | 1571.5 | 598.7344 | 489.8344 | 489.8344
results62.txt | 6698 LYSE400 400.00 | 0.1087 | -972.7656 | 1571.5 | 598.7344 | 490.0344 | 490.0344
results62.txt | 6697 LYSE300 400.00 | 0.1087 | -972.7656 | 1571.5 | 598.7344 | 490.0344 | 490.0344
results62.txt | 6699 DUGE 301.00 | 0.1089 | -972.7656 | 1571.5 | 598.7344 | 489.8344 | 489.8344
results62.txt | 6700 TJORHOM 400.00 | 0.1084 | -972.7656 | 1571.5 | 598.7344 | 490.3344 | 490.3344
results62.txt | 6701 KVANNDAL 400.00 | 0.1084 | -972.7656 | 1571.5 | 598.7344 | 490.3344 | 490.3344
results62.txt | 6702 KJELA 400.00 | 0.1088 | -972.7656 | 1571.5 | 598.7344 | 489.9344 | 489.9344
results62.txt | 6703 SONGA 400.00 | 0.1095 | -972.7656 | 1571.5 | 598.7344 | 489.2344 | 489.2344
results62.txt | 6704 VINJE 400.00 | 0.1095 | -972.7656 | 1571.5 | 598.7344 | 489.2344 | 489.2344
results62.txt | 6705 HOLEN 400.00 | 0.1095 | -972.7656 | 1571.5 | 598.7344 | 489.2344 | 489.2344
results62.txt | 6706 ROSKREPP 301.00 | 0.109 | -972.7656 | 1571.5 | 598.7344 | 489.7344 | 489.7344
results62.txt | 6707 KVINEN 301.00 | 0.109 | -972.7656 | 1571.5 | 598.7344 | 489.7344 | 489.7344
results62.txt | 6708 SOLHOLM300 400.00 | 0.1097 | -972.7656 | 1571.5 | 598.7344 | 489.0344 | 489.0344
results62.txt | 6710 HEKNI 400.00 | 0.1095 | -972.7656 | 1571.5 | 598.7344 | 489.2344 | 489.2344
results62.txt | 6711 TOKKE 400.00 | 0.1098 | -972.7656 | 1571.5 | 598.7344 | 488.9344 | 488.9344
results62.txt | 6712 OVREVINSTRA 400.00 | 0.1183 | -972.7656 | 1571.5 | 598.7344 | 480.4344 | 480.4344
results62.txt | 6713 NEDREVINSTRA400.00 | 0.1156 | -972.7656 | 1571.5 | 598.7344 | 483.1344 | 483.1344
results62.txt | 6714 HEMSIL2 400.00 | 0.1114 | -972.7656 | 1571.5 | 598.7344 | 487.3344 | 487.3344
results62.txt | 6715 NESBYEN 400.00 | 0.1117 | -972.7656 | 1571.5 | 598.7344 | 487.0344 | 487.0344
results62.txt | 6716 DAGALI 400.00 | 0.111 | -972.7656 | 1571.5 | 598.7344 | 487.7344 | 487.7344
results62.txt | 6717 NEDREVINSTRA400.00 | 0.1156 | -972.7656 | 1571.5 | 598.7344 | 483.1344 | 483.1344
results62.txt | 6718 FÅBERG 400.00 | 0.1163 | -972.7656 | 1571.5 | 598.7344 | 482.4344 | 482.4344
results62.txt | 6719 ÅDAL 400.00 | 0.1135 | -972.7656 | 1571.5 | 598.7344 | 485.2344 | 485.2344
results62.txt | 6720 VARDAL 400.00 | 0.116 | -972.7656 | 1571.5 | 598.7344 | 482.7344 | 482.7344
results62.txt | 6721 VANG 400.00 | 0.1163 | -972.7656 | 1571.5 | 598.7344 | 482.4344 | 482.4344
results62.txt | 6722 VEMORK 400.00 | 0.1108 | -972.7656 | 1571.5 | 598.7344 | 487.9344 | 487.9344
results62.txt | 6723 SÅHEIM 400.00 | 0.1117 | -972.7656 | 1571.5 | 598.7344 | 487.0344 | 487.0344
results62.txt | 6724 NORE 400.00 | 0.1116 | -972.7656 | 1571.5 | 598.7344 | 487.1344 | 487.1344
results62.txt | 6725 SUNDSBARM 400.00 | 0.1122 | -972.7656 | 1571.5 | 598.7344 | 486.5344 | 486.5344
results62.txt | 6727 ROD400 400.00 | 0.1136 | -972.7656 | 1571.5 | 598.7344 | 485.1344 | 485.1344
results62.txt | 6726 ROD300 400.00 | 0.1136 | -972.7656 | 1571.5 | 598.7344 | 485.1344 | 485.1344
results62.txt | 6728 GRENLAND 400.00 | 0.1136 | -972.7656 | 1571.5 | 598.7344 | 485.1344 | 485.1344
results62.txt | 6730 BAMBLE400 400.00 | 0.1134 | -972.7656 | 1571.5 | 598.7344 | 485.3344 | 485.3344
results62.txt | 6729 BAMBLE300 400.00 | 0.1134 | -972.7656 | 1571.5 | 598.7344 | 485.3344 | 485.3344
results62.txt | 6731 RINGERIKE 400.00 | 0.1135 | -972.7656 | 1571.5 | 598.7344 | 485.2344 | 485.2344
results62.txt | 6732 FLESAKER 400.00 | 0.1141 | -972.7656 | 1571.5 | 598.7344 | 484.6344 | 484.6344
results62.txt | 6734 SYLLING400 400.00 | 0.1146 | -972.7656 | 1571.5 | 598.7344 | 484.1344 | 484.1344
results62.txt | 6733 SYLLING300 400.00 | 0.1146 | -972.7656 | 1571.5 | 598.7344 | 484.1344 | 484.1344
results62.txt | 6736 OSLA400 400.00 | 0.1151 | -972.7656 | 1571.5 | 598.7344 | 483.6344 | 483.6344
results62.txt | 6735 OSLO300 400.00 | 0.1151 | -972.7656 | 1571.5 | 598.7344 | 483.6344 | 483.6344
results62.txt | 6737 FOLLO 400.00 | 0.1158 | -972.7656 | 1571.5 | 598.7344 | 482.9344 | 482.9344
results62.txt | 6738 TVEITEN 400.00 | 0.1141 | -972.7656 | 1571.5 | 598.7344 | 484.6344 | 484.6344
results62.txt | 6740 TEGNEBY400 400.00 | 0.1163 | -972.7656 | 1571.5 | 598.7344 | 482.4344 | 482.4344
results62.txt | 6739 TEGNEBY300 400.00 | 0.1163 | -972.7656 | 1571.5 | 598.7344 | 482.4344 | 482.4344
results62.txt | 6742 HASLE400 400.00 | 0.1174 | -972.7656 | 1571.5 | 598.7344 | 481.3344 | 481.3344
results62.txt | 6741 HASLE300 400.00 | 0.1173 | -972.7656 | 1571.5 | 598.7344 | 481.4344 | 481.4344
results62.txt | 6743 KOLLSNES 400.00 | 0.1067 | -972.7656 | 1571.5 | 598.7344 | 492.0344 | 492.0344
results62.txt | 6745 SUBSTATION 400.00 | 0.1066 | -972.7656 | 1571.5 | 598.7344 | 492.1344 | 492.1344
results62.txt | 6744 LINDÅS 400.00 | 0.1066 | -972.7656 | 1571.5 | 598.7344 | 492.1344 | 492.1344
results62.txt | 6746 NYGARD 400.00 | 0.1068 | -972.7656 | 1571.5 | 598.7344 | 491.9344 | 491.9344
results62.txt | 6747 ARNA 400.00 | 0.1067 | -972.7656 | 1571.5 | 598.7344 | 492.0344 | 492.0344
results62.txt | 6748 BERGEN 400.00 | 0.1067 | -972.7656 | 1571.5 | 598.7344 | 492.0344 | 492.0344
results62.txt | 6749 STORD 400.00 | 0.1082 | -972.7656 | 1571.5 | 598.7344 | 490.5344 | 490.5344
results62.txt | 6751 SUBSTATION 301.00 | 0.1084 | -972.7656 | 1571.5 | 598.7344 | 490.3344 | 490.3344
results62.txt | 6750 HÅVIK 400.00 | 0.1085 | -972.7656 | 1571.5 | 598.7344 | 490.2344 | 490.2344
results62.txt | 6752 SPANNE 400.00 | 0.1084 | -972.7656 | 1571.5 | 598.7344 | 490.3344 | 490.3344
results62.txt | 6753 KÅRSTO 400.00 | 0.1086 | -972.7656 | 1571.5 | 598.7344 | 490.1344 | 490.1344
results62.txt | 6754 STOLAHELA 400.00 | 0.1097 | -972.7656 | 1571.5 | 598.7344 | 489.0344 | 489.0344
results62.txt | 6791 TRATTBERGET 220.00 | 0.2228 | -972.7656 | 1571.5 | 598.7344 | 375.9344 | 375.9344
results62.txt | 6792 HÄLLBY 220.00 | 0.2228 | -972.7656 | 1571.5 | 598.7344 | 375.9344 | 375.9344
results62.txt | 6793 DEGERFORSEN 220.00 | 0.2267 | -972.7656 | 1571.5 | 598.7344 | 372.0344 | 372.0344
results62.txt | 6794 GUSELE 220.00 | 0.2233 | -972.7656 | 1571.5 | 598.7344 | 375.4344 | 375.4344
results62.txt | 6796 BETÅSEN400 400.00 | 0.2351 | -972.7656 | 1571.5 | 598.7344 | 363.6344 | 363.6344
results62.txt | 6795 BETÅSEN220 220.00 | 0.2233 | -972.7656 | 1571.5 | 598.7344 | 375.4344 | 375.4344
results62.txt | 6797 NÄMFORSEN 220.00 | 0.2103 | -972.7656 | 1571.5 | 598.7344 | 388.4344 | 388.4344
results62.txt | 6798 MOFORSEN 220.00 | 0.2072 | -972.7656 | 1571.5 | 598.7344 | 391.5344 | 391.5344
results62.txt | 6799 HJÄLTA220 220.00 | 0.1786 | -972.7656 | 1571.5 | 598.7344 | 420.1344 | 420.1344
results62.txt | 6800 FORSMO 220.00 | 0.2006 | -972.7656 | 1571.5 | 598.7344 | 398.1344 | 398.1344
results62.txt | 6801 FORSSE 220.00 | 0.1835 | -972.7656 | 1571.5 | 598.7344 | 415.2344 | 415.2344
results62.txt | 6802 HJÄLTA 400.00 | -0.3587 | -972.7656 | 1571.5 | 598.7344 | 957.4344 | 957.4344
results62.txt | 6803 MOLIDEN 400.00 | -0.1474 | -972.7656 | 1571.5 | 598.7344 | 746.1344 | 746.1344
results62.txt | 6804 JARKVISSLE 220.00 | 0.1775 | -972.7656 | 1571.5 | 598.7344 | 421.2344 | 421.2344
results62.txt | 6805 NYSATER 400.00 | -0.3578 | -972.7656 | 1571.5 | 598.7344 | 956.5344 | 956.5344
results62.txt | 6806 HALLSJO 220.00 | 0.1774 | -972.7656 | 1571.5 | 598.7344 | 421.3344 | 421.3344
results62.txt | 6807 BANDSJO 400.00 | -0.3576 | -972.7656 | 1571.5 | 598.7344 | 956.3344 | 956.3344
results62.txt | 6808 VAPLE 220.00 | 0.1767 | -972.7656 | 1571.5 | 598.7344 | 422.0344 | 422.0344
results62.txt | 6809 STORNORRFORS400.00 | -0.1757 | -972.7656 | 1571.5 | 598.7344 | 774.4344 | 774.4344
results62.txt | 6812 OGNDAL 400.00 | 0.1227 | -972.7656 | 1571.5 | 598.7344 | 476.0344 | 476.0344
results62.txt | 6814 VERDAL400 400.00 | 0.1248 | -972.7656 | 1571.5 | 598.7344 | 473.9344 | 473.9344
results62.txt | 6813 VERDAL300 400.00 | 0.1248 | -972.7656 | 1571.5 | 598.7344 | 473.9344 | 473.9344
results62.txt | 6815 HÖGÅSEN 400.00 | 0.1537 | -972.7656 | 1571.5 | 598.7344 | 445.0344 | 445.0344
results62.txt | 6816 JUVLEN 220.00 | 0.1651 | -972.7656 | 1571.5 | 598.7344 | 433.6344 | 433.6344
results62.txt | 6817 STENSJÖN 220.00 | 0.164 | -972.7656 | 1571.5 | 598.7344 | 434.7344 | 434.7344
results62.txt | 6818 OLDEN 220.00 | 0.164 | -972.7656 | 1571.5 | 598.7344 | 434.7344 | 434.7344
results62.txt | 6820 JÄRPSTR400 400.00 | 0.1613 | -972.7656 | 1571.5 | 598.7344 | 437.4344 | 437.4344
results62.txt | 6819 JÄRPSTR220 220.00 | 0.1664 | -972.7656 | 1571.5 | 598.7344 | 432.3344 | 432.3344
results62.txt | 6821 MÖRSIL 220.00 | 0.1672 | -972.7656 | 1571.5 | 598.7344 | 431.5344 | 431.5344
results62.txt | 6822 SÄLLSJÖ 220.00 | 0.167 | -972.7656 | 1571.5 | 598.7344 | 431.7344 | 431.7344
results62.txt | 6823 LANGA 220.00 | 0.1693 | -972.7656 | 1571.5 | 598.7344 | 429.4344 | 429.4344
results62.txt | 6824 TRANGFARS 220.00 | 0.175 | -972.7656 | 1571.5 | 598.7344 | 423.7344 | 423.7344
results62.txt | 6825 NORDIASEN 220.00 | 0.1737 | -972.7656 | 1571.5 | 598.7344 | 425.0344 | 425.0344
results62.txt | 6826 KATTSTRUPEF 220.00 | 0.1718 | -972.7656 | 1571.5 | 598.7344 | 426.9344 | 426.9344
results62.txt | 6828 MIDSKOG400 400.00 | 0.1768 | -972.7656 | 1571.5 | 598.7344 | 421.9344 | 421.9344
results62.txt | 6827 MIDSKOG220 220.00 | 0.1762 | -972.7656 | 1571.5 | 598.7344 | 422.5344 | 422.5344
results62.txt | 6829 HAVSNÄS 220.00 | 0.2238 | -972.7656 | 1571.5 | 598.7344 | 374.9344 | 374.9344
results62.txt | 6830 STORFINNSF 400.00 | 0.2001 | -972.7656 | 1571.5 | 598.7344 | 398.6344 | 398.6344
results62.txt | 6832 LÅNGBJÖRN400400.00 | 0.2324 | -972.7656 | 1571.5 | 598.7344 | 366.3344 | 366.3344
results62.txt | 6831 LÅNGBJÖRN220220.00 | 0.2282 | -972.7656 | 1571.5 | 598.7344 | 370.5344 | 370.5344
results62.txt | 6833 LASELE 220.00 | 0.2193 | -972.7656 | 1571.5 | 598.7344 | 379.4344 | 379.4344
results62.txt | 6834 STUGUN 220.00 | 0.1763 | -972.7656 | 1571.5 | 598.7344 | 422.4344 | 422.4344
results62.txt | 6835 NÄVEREDE 220.00 | 0.1761 | -972.7656 | 1571.5 | 598.7344 | 422.6344 | 422.6344
results62.txt | 6836 GAMMALÄNGE 220.00 | 0.1765 | -972.7656 | 1571.5 | 598.7344 | 422.2344 | 422.2344
results62.txt | 6837 KRÅNGEDE 220.00 | 0.1766 | -972.7656 | 1571.5 | 598.7344 | 422.1344 | 422.1344
results62.txt | 6872 AURA2300 400.00 | 0.1226 | -972.7656 | 1571.5 | 598.7344 | 476.1344 | 476.1344
results62.txt | 6838 RAMSELE 400.00 | 0.2173 | -972.7656 | 1571.5 | 598.7344 | 381.4344 | 381.4344
results62.txt | 6839 KILFORSEN 400.00 | 0.2549 | -972.7656 | 1571.5 | 598.7344 | 343.8344 | 343.8344
results62.txt | 6840 SVARTHÅLSF 220.00 | 0.1769 | -972.7656 | 1571.5 | 598.7344 | 421.8344 | 421.8344
results62.txt | 6841 STADSFORSEN 220.00 | 0.1786 | -972.7656 | 1571.5 | 598.7344 | 420.1344 | 420.1344
results62.txt | 6843 RATANSKV400 400.00 | 0.1672 | -972.7656 | 1571.5 | 598.7344 | 431.5344 | 431.5344
results62.txt | 6842 RATANSKV220 220.00 | 0.1786 | -972.7656 | 1571.5 | 598.7344 | 420.1344 | 420.1344
results62.txt | 6844 RATAN 400.00 | 0.1671 | -972.7656 | 1571.5 | 598.7344 | 431.6344 | 431.6344
results62.txt | 6845 TURINGE 220.00 | 0.1782 | -972.7656 | 1571.5 | 598.7344 | 420.5344 | 420.5344
results62.txt | 6846 SVEG 220.00 | 0.1744 | -972.7656 | 1571.5 | 598.7344 | 424.3344 | 424.3344
results62.txt | 6847 BRACKE 220.00 | 0.1772 | -972.7656 | 1571.5 | 598.7344 | 421.5344 | 421.5344
results62.txt | 6848 JARNVAGSFOR 220.00 | 0.178 | -972.7656 | 1571.5 | 598.7344 | 420.7344 | 420.7344
results62.txt | 6849 ANGE 220.00 | 0.178 | -972.7656 | 1571.5 | 598.7344 | 420.7344 | 420.7344
results62.txt | 6850 MORTTJARNB 220.00 | 0.1772 | -972.7656 | 1571.5 | 598.7344 | 421.5344 | 421.5344
results62.txt | 6851 HOLLEFORSEN 220.00 | 0.1781 | -972.7656 | 1571.5 | 598.7344 | 420.6344 | 420.6344
results62.txt | 6852 TORPSHAMMAR 220.00 | 0.1774 | -972.7656 | 1571.5 | 598.7344 | 421.3344 | 421.3344
results62.txt | 6853 DONJE 220.00 | 0.1774 | -972.7656 | 1571.5 | 598.7344 | 421.3344 | 421.3344
results62.txt | 6855 FRAERNA 400.00 | 0.1221 | -972.7656 | 1571.5 | 598.7344 | 476.6344 | 476.6344
results62.txt | 6856 ORSKOG 400.00 | 0.1194 | -972.7656 | 1571.5 | 598.7344 | 479.3344 | 479.3344
results62.txt | 6857 ORSTA 400.00 | 0.1172 | -972.7656 | 1571.5 | 598.7344 | 481.5344 | 481.5344
results62.txt | 6858 ISTAD 400.00 | 0.1221 | -972.7656 | 1571.5 | 598.7344 | 476.6344 | 476.6344
results62.txt | 6859 AURA1 400.00 | 0.1225 | -972.7656 | 1571.5 | 598.7344 | 476.2344 | 476.2344
results62.txt | 6860 GRYTTEN 400.00 | 0.1212 | -972.7656 | 1571.5 | 598.7344 | 477.5344 | 477.5344
results62.txt | 6861 SNILLDAL 400.00 | 0.1229 | -972.7656 | 1571.5 | 598.7344 | 475.8344 | 475.8344
results62.txt | 6862 SURNA 400.00 | 0.1238 | -972.7656 | 1571.5 | 598.7344 | 474.9344 | 474.9344
results62.txt | 6863 HOFSTAD 400.00 | 0.1197 | -972.7656 | 1571.5 | 598.7344 | 479.0344 | 479.0344
results62.txt | 6864 ÅFJORD 400.00 | 0.1212 | -972.7656 | 1571.5 | 598.7344 | 477.5344 | 477.5344
results62.txt | 6866 ORKDAL400 400.00 | 0.1281 | -972.7656 | 1571.5 | 598.7344 | 470.6344 | 470.6344
results62.txt | 6865 ORKDAL300 400.00 | 0.1281 | -972.7656 | 1571.5 | 598.7344 | 470.6344 | 470.6344
results62.txt | 6867 STRINDA 400.00 | 0.13 | -972.7656 | 1571.5 | 598.7344 | 468.7344 | 468.7344
results62.txt | 6869 KLAEBU400 400.00 | 0.1306 | -972.7656 | 1571.5 | 598.7344 | 468.1344 | 468.1344
results62.txt | 6868 KLAEBU300 400.00 | 0.1306 | -972.7656 | 1571.5 | 598.7344 | 468.1344 | 468.1344
results62.txt | 6871 EIDUM400 400.00 | 0.1288 | -972.7656 | 1571.5 | 598.7344 | 469.9344 | 469.9344
results62.txt | 6870 EIDUM300 400.00 | 0.1288 | -972.7656 | 1571.5 | 598.7344 | 469.9344 | 469.9344
results62.txt | 6874 VÅGÅMO 400.00 | 0.1202 | -972.7656 | 1571.5 | 598.7344 | 478.5344 | 478.5344
results62.txt | 6875 RENDALEN 301.00 | 0.1147 | -972.7656 | 1571.5 | 598.7344 | 484.0344 | 484.0344
results62.txt | 6924 JUKTAN/BLAIK400.00 | 0.1488 | -972.7656 | 1571.5 | 598.7344 | 449.9344 | 449.9344
results62.txt | 6926 GRUNDFORS400400.00 | 0.1487 | -972.7656 | 1571.5 | 598.7344 | 450.0344 | 450.0344
results62.txt | 6925 GRUNDFORS220220.00 | 0.1435 | -972.7656 | 1571.5 | 598.7344 | 455.2344 | 455.2344
results62.txt | 6927 STENKULLAFOR220.00 | 0.2214 | -972.7656 | 1571.5 | 598.7344 | 377.3344 | 377.3344
results62.txt | 6928 ÅSELE 220.00 | 0.2213 | -972.7656 | 1571.5 | 598.7344 | 377.4344 | 377.4344
results62.txt | 6929 TUGGEN 400.00 | -0.2101 | -972.7656 | 1571.5 | 598.7344 | 808.8344 | 808.8344
results62.txt | 6932 VAGFORS 400.00 | -0.142 | -972.7656 | 1571.5 | 598.7344 | 740.7344 | 740.7344
results62.txt | 6936 NEDRERÖS400 400.00 | 0.1059 | -972.7656 | 1571.5 | 598.7344 | 492.8344 | 492.8344
results62.txt | 6935 NEDRERÖS300 400.00 | 0.1059 | -972.7656 | 1571.5 | 598.7344 | 492.8344 | 492.8344
results62.txt | 6934 NEDRERÖS220 220.00 | 0.1116 | -972.7656 | 1571.5 | 598.7344 | 487.1344 | 487.1344
results62.txt | 6937 MARKA 400.00 | 0.1082 | -972.7656 | 1571.5 | 598.7344 | 490.5344 | 490.5344
results62.txt | 6938 NAMSOS 400.00 | 0.1178 | -972.7656 | 1571.5 | 598.7344 | 480.9344 | 480.9344
results62.txt | 6939 KOLSVIK 400.00 | 0.1122 | -972.7656 | 1571.5 | 598.7344 | 486.5344 | 486.5344
results62.txt | 6940 NAMSKOGEN 400.00 | 0.1123 | -972.7656 | 1571.5 | 598.7344 | 486.4344 | 486.4344
results62.txt | 6942 TUNNSJO400 400.00 | 0.1137 | -972.7656 | 1571.5 | 598.7344 | 485.0344 | 485.0344
results62.txt | 6941 TUNNSJO300 400.00 | 0.1137 | -972.7656 | 1571.5 | 598.7344 | 485.0344 | 485.0344
results62.txt | 6943 LINNVASSELV 220.00 | 0.2196 | -972.7656 | 1571.5 | 598.7344 | 379.1344 | 379.1344
results62.txt | 6944 RANA 400.00 | 0.1039 | -972.7656 | 1571.5 | 598.7344 | 494.8344 | 494.8344
results62.txt | 6945 GEJMÅN 220.00 | 0.1212 | -972.7656 | 1571.5 | 598.7344 | 477.5344 | 477.5344
results62.txt | 6946 AJAURE 220.00 | 0.128 | -972.7656 | 1571.5 | 598.7344 | 470.7344 | 470.7344
results62.txt | 6947 GARDIKFORS 220.00 | 0.1329 | -972.7656 | 1571.5 | 598.7344 | 465.8344 | 465.8344
results62.txt | 6948 BLÅSJÖN 220.00 | 0.2199 | -972.7656 | 1571.5 | 598.7344 | 378.8344 | 378.8344
results62.txt | 6949 JUNSTERF 220.00 | 0.2202 | -972.7656 | 1571.5 | 598.7344 | 378.5344 | 378.5344
results62.txt | 6950 GÄDDEDE 220.00 | 0.2205 | -972.7656 | 1571.5 | 598.7344 | 378.2344 | 378.2344
results62.txt | 6951 KORSELBRÄNNA220.00 | 0.2198 | -972.7656 | 1571.5 | 598.7344 | 378.9344 | 378.9344
results62.txt | 6952 BÅGEDE 220.00 | 0.2219 | -972.7656 | 1571.5 | 598.7344 | 376.8344 | 376.8344
results62.txt | 6953 STALON 220.00 | 0.2186 | -972.7656 | 1571.5 | 598.7344 | 380.1344 | 380.1344
results62.txt | 6954 STORBÄCK 220.00 | 0.2195 | -972.7656 | 1571.5 | 598.7344 | 379.2344 | 379.2344
results62.txt | 7006 SVARTISEN 400.00 | 0.1 | -972.7656 | 1571.5 | 598.7344 | 498.7344 | 498.7344
results62.txt | 7061 NEA 400.00 | 0.1432 | -972.7656 | 1571.5 | 598.7344 | 455.5344 | 455.5344
results62.txt | 8619 JOINT 220.00 | 0.1776 | -972.7656 | 1571.5 | 598.7344 | 421.1344 | 421.1344
results62.txt | 8426 JOINT 220.00 | 0.2106 | -972.7656 | 1571.5 | 598.7344 | 388.1344 | 388.1344
results62.txt | 8830 JOINT 220.00 | 0.2267 | -972.7656 | 1571.5 | 598.7344 | 372.0344 | 372.0344
results62.txt | 8424 JOINT 220.00 | 0.2206 | -972.7656 | 1571.5 | 598.7344 | 378.1344 | 378.1344
results62.txt | 8750 JOINT 220.00 | 0.1771 | -972.7656 | 1571.5 | 598.7344 | 421.6344 | 421.6344
results62.txt | 8448 JOINT 400.00 | 0.1088 | -972.7656 | 1571.5 | 598.7344 | 489.9344 | 489.9344
results62.txt | 8271 JOINT 220.00 | 0.1776 | -972.7656 | 1571.5 | 598.7344 | 421.1344 | 421.1344
results62.txt | 8284 JOINT 220.00 | 0.2072 | -972.7656 | 1571.5 | 598.7344 | 391.5344 | 391.5344
results62.txt | 8460 JOINT 400.00 | 0.1084 | -972.7656 | 1571.5 | 598.7344 | 490.3344 | 490.3344
results62.txt | 8817 JOINT 220.00 | 0.2216 | -972.7656 | 1571.5 | 598.7344 | 377.1344 | 377.1344
results62.txt | 8411 JOINT 220.00 | 0.1644 | -972.7656 | 1571.5 | 598.7344 | 434.3344 | 434.3344
results62.txt | 8526 JOINT 220.00 | 0.2203 | -972.7656 | 1571.5 | 598.7344 | 378.4344 | 378.4344
results62.txt | 8799 JOINT 220.00 | 0.2201 | -972.7656 | 1571.5 | 598.7344 | 378.6344 | 378.6344
results62.txt | 7799 JOINT 220.00 | 0.1213 | -972.7656 | 1571.5 | 598.7344 | 477.4344 | 477.4344
results62.txt | 8643 JOINT 220.00 | 0.1329 | -972.7656 | 1571.5 | 598.7344 | 465.8344 | 465.8344
results62.txt | 8857 JOINT 220.00 | 0.1653 | -972.7656 | 1571.5 | 598.7344 | 433.4344 | 433.4344
results62.txt | 8777 JOINT 220.00 | 0.1835 | -972.7656 | 1571.5 | 598.7344 | 415.2344 | 415.2344
results62.txt | 8504 JOINT 220.00 | 0.224 | -972.7656 | 1571.5 | 598.7344 | 374.7344 | 374.7344
results62.txt | 8682 JOINT 220.00 | 0.1763 | -972.7656 | 1571.5 | 598.7344 | 422.4344 | 422.4344
results62.txt | 8691 JOINT 220.00 | 0.2219 | -972.7656 | 1571.5 | 598.7344 | 376.8344 | 376.8344
results62.txt | 8812 JOINT 220.00 | 0.1725 | -972.7656 | 1571.5 | 598.7344 | 426.2344 | 426.2344
results62.txt | 8258 JOINT 220.00 | 0.1762 | -972.7656 | 1571.5 | 598.7344 | 422.5344 | 422.5344
results62.txt | 8611 JOINT 400.00 | 0.1086 | -972.7656 | 1571.5 | 598.7344 | 490.1344 | 490.1344
results62.txt | 8723 JOINT 220.00 | 0.2195 | -972.7656 | 1571.5 | 598.7344 | 379.2344 | 379.2344
results62.txt | 8606 JOINT 220.00 | 0.177 | -972.7656 | 1571.5 | 598.7344 | 421.7344 | 421.7344
results62.txt | 8693 JOINT 220.00 | 0.1775 | -972.7656 | 1571.5 | 598.7344 | 421.2344 | 421.2344
results62.txt | 8613 JOINT 220.00 | 0.1777 | -972.7656 | 1571.5 | 598.7344 | 421.0344 | 421.0344
results62.txt | 9006 TROFORS 400.00 | 0.1092 | -972.7656 | 1571.5 | 598.7344 | 489.5344 | 489.5344
results62.txt | 9007 TJELDBERGO 400.00 | 0.1235 | -972.7656 | 1571.5 | 598.7344 | 475.2344 | 475.2344
results62.txt | 9008 SYLKKYVELN 400.00 | 0.1184 | -972.7656 | 1571.5 | 598.7344 | 480.3344 | 480.3344
results62.txt | 9009 ALFOTEN 400.00 | 0.1138 | -972.7656 | 1571.5 | 598.7344 | 484.9344 | 484.9344
results62.txt | 9010 HAUGSVAER 400.00 | 0.1065 | -972.7656 | 1571.5 | 598.7344 | 492.2344 | 492.2344
results62.txt | 9011 STEINSLAND 400.00 | 0.1064 | -972.7656 | 1571.5 | 598.7344 | 492.3344 | 492.3344
results62.txt | 9012 BAMBLE 400.00 | 0.1136 | -972.7656 | 1571.5 | 598.7344 | 485.1344 | 485.1344
results62.txt | 9013 HOF 400.00 | 0.1141 | -972.7656 | 1571.5 | 598.7344 | 484.6344 | 484.6344
results62.txt | 9014 HONNA 400.00 | 0.1103 | -972.7656 | 1571.5 | 598.7344 | 488.4344 | 488.4344
results62.txt | 9402 INGELKÄRR 400.00 | 0.1076 | -972.7656 | 1571.5 | 598.7344 | 491.1344 | 491.1344
results62.txt | 9403 TOVÅSEN 400.00 | 0.1494 | -972.7656 | 1571.5 | 598.7344 | 449.3344 | 449.3344
results62.txt | 9404 GÄDDTJÄRN 400.00 | 0.1417 | -972.7656 | 1571.5 | 598.7344 | 457.0344 | 457.0344
results62.txt | 9406 TANDÖ 400.00 | 0.1536 | -972.7656 | 1571.5 | 598.7344 | 445.1344 | 445.1344
results62.txt | 9407 HAGFORS 400.00 | 0.1418 | -972.7656 | 1571.5 | 598.7344 | 456.9344 | 456.9344
results62.txt | 9015 HEMSIL300 301.00 | 0.1114 | -972.7656 | 1571.5 | 598.7344 | 487.3344 | 487.3344
results62.txt | 9016 FÅBER300 301.00 | 0.1159 | -972.7656 | 1571.5 | 598.7344 | 482.8344 | 482.8344
results62.txt | 9017 OSLO301 301.00 | 0.1156 | -972.7656 | 1571.5 | 598.7344 | 483.1344 | 483.1344
results62.txt | 9018 TEGNEBY 301.00 | 0.1162 | -972.7656 | 1571.5 | 598.7344 | 482.5344 | 482.5344
results62.txt | 9019 SAUDA 301.00 | 0.1083 | -972.7656 | 1571.5 | 598.7344 | 490.4344 | 490.4344
results62.txt | 9020 LYSE 301.00 | 0.1089 | -972.7656 | 1571.5 | 598.7344 | 489.8344 | 489.8344
results62.txt | 9021 FJOTLAND 301.00 | 0.1094 | -972.7656 | 1571.5 | 598.7344 | 489.3344 | 489.3344
results63.txt | PTI INTERACTIVE POWER SYSTEM SIMULATOR--PSS(R)E MON, MAY 29 2023 |  | 958.0769 | 1571.5 | 613.423
results63.txt | SENSITIVITY FACTORS ARE CALCULATED WITH AC |  | 958.0769 | 1571.5 | 613.423
results63.txt | SUBSYSTEM 'RESERV' IS USED FOR OPPOSING SYSTEM FOR MW POWER |  | 958.0769 | 1571.5 | 613.423
results63.txt | SENSITIVITY FACTORS OF BRANCH FLOW (MVA) ON 6739 TEGNEBY300 400.00 TO 6741 HASLE300 400.00 1 MORE THAN | 0.1 | 958.0769 | 1571.5 | 613.423 | 513.4231 | 513.4231
results63.txt | <--------- BUS NAME --------> |  | 958.0769 | 1571.5 | 613.423
results63.txt | 6737 FOLLO 400.00 | 0.1048 | 958.0769 | 1571.5 | 613.423 | 508.6231 | 508.6231
results63.txt | 6740 TEGNEBY400 400.00 | 0.113 | 958.0769 | 1571.5 | 613.423 | 500.4231 | 500.4231
results63.txt | 6739 TEGNEBY300 400.00 | 0.1215 | 958.0769 | 1571.5 | 613.423 | 491.9231 | 491.9231
results63.txt | 9018 TEGNEBY 301.00 | 0.1105 | 958.0769 | 1571.5 | 613.423 | 502.9231 | 502.9231
results64.txt | PTI INTERACTIVE POWER SYSTEM SIMULATOR--PSS(R)E MON, MAY 29 2023 |  | 958.0769 | 1571.5 | 613.423
results64.txt | SENSITIVITY FACTORS ARE CALCULATED WITH AC |  | 958.0769 | 1571.5 | 613.423
results64.txt | SUBSYSTEM 'RESERV' IS USED FOR OPPOSING SYSTEM FOR MW POWER |  | 958.0769 | 1571.5 | 613.423
results64.txt | SENSITIVITY FACTORS OF BRANCH FLOW (MVA) ON 6739 TEGNEBY300 400.00 TO 6741 HASLE300 400.00 2 MORE THAN | 0.1 | 958.0769 | 1571.5 | 613.423 | 513.4231 | 513.4231
results64.txt | <--------- BUS NAME --------> |  | 958.0769 | 1571.5 | 613.423
results64.txt | 6737 FOLLO 400.00 | 0.1048 | 958.0769 | 1571.5 | 613.423 | 508.6231 | 508.6231
results64.txt | 6740 TEGNEBY400 400.00 | 0.113 | 958.0769 | 1571.5 | 613.423 | 500.4231 | 500.4231
results64.txt | 6739 TEGNEBY300 400.00 | 0.1215 | 958.0769 | 1571.5 | 613.423 | 491.9231 | 491.9231
results64.txt | 9018 TEGNEBY 301.00 | 0.1105 | 958.0769 | 1571.5 | 613.423 | 502.9231 | 502.9231
results65.txt | PTI INTERACTIVE POWER SYSTEM SIMULATOR--PSS(R)E MON, MAY 29 2023 |  | -950.0319 | 1571.5 | 621.4681
results65.txt | SENSITIVITY FACTORS ARE CALCULATED WITH AC |  | -950.0319 | 1571.5 | 621.4681
results65.txt | SUBSYSTEM 'RESERV' IS USED FOR OPPOSING SYSTEM FOR MW POWER |  | -950.0319 | 1571.5 | 621.4681
results65.txt | SENSITIVITY FACTORS OF BRANCH FLOW (MVA) ON 6703 SONGA 400.00 TO 8448 JOINT 400.00 3 MORE THAN | 0.1 | -950.0319 | 1571.5 | 621.4681 | 521.4681 | 521.4681
results65.txt | <--------- BUS NAME --------> |  | -950.0319 | 1571.5 | 621.4681
results65.txt | 6649 REFSDAL 400.00 | 0.117 | -950.0319 | 1571.5 | 621.4681 | 504.4681 | 504.4681
results65.txt | 6650 HOVE 400.00 | 0.1064 | -950.0319 | 1571.5 | 621.4681 | 515.0681 | 515.0681
results65.txt | 6651 MODALEN 400.00 | 0.1465 | -950.0319 | 1571.5 | 621.4681 | 474.9681 | 474.9681
results65.txt | 6653 DALE 400.00 | 0.1585 | -950.0319 | 1571.5 | 621.4681 | 462.9681 | 462.9681
results65.txt | 6654 EVANGER 400.00 | 0.1578 | -950.0319 | 1571.5 | 621.4681 | 463.6681 | 463.6681
results65.txt | 6656 SAMNAGER400 400.00 | 0.1676 | -950.0319 | 1571.5 | 621.4681 | 453.8681 | 453.8681
results65.txt | 6655 SAMNAGER300 400.00 | 0.1682 | -950.0319 | 1571.5 | 621.4681 | 453.2681 | 453.2681
results65.txt | 6674 HUSNES 400.00 | 0.3116 | -950.0319 | 1571.5 | 621.4681 | 309.8681 | 309.8681
results65.txt | 6676 HYDRO PURE S400.00 | 0.2524 | -950.0319 | 1571.5 | 621.4681 | 369.0681 | 369.0681
results65.txt | 6675 MAURANGER 400.00 | 0.2524 | -950.0319 | 1571.5 | 621.4681 | 369.0681 | 369.0681
results65.txt | 6677 BLÅFALL 400.00 | 0.3105 | -950.0319 | 1571.5 | 621.4681 | 310.9681 | 310.9681
results65.txt | 6679 OKSLA 400.00 | 0.4907 | -950.0319 | 1571.5 | 621.4681 | 130.7681 | 130.7681
results65.txt | 6680 ÅSEN 400.00 | 0.4907 | -950.0319 | 1571.5 | 621.4681 | 130.7681 | 130.7681
results65.txt | 6682 SAUDA400 400.00 | 0.3568 | -950.0319 | 1571.5 | 621.4681 | 264.6681 | 264.6681
results65.txt | 6681 SAUDA300 400.00 | 0.3585 | -950.0319 | 1571.5 | 621.4681 | 262.9681 | 262.9681
results65.txt | 6683 HYLEN 400.00 | 0.358 | -950.0319 | 1571.5 | 621.4681 | 263.4681 | 263.4681
results65.txt | 6685 RÖDAL 400.00 | 0.4928 | -950.0319 | 1571.5 | 621.4681 | 128.6681 | 128.6681
results65.txt | 6686 NOVLE 400.00 | 0.4926 | -950.0319 | 1571.5 | 621.4681 | 128.8681 | 128.8681
results65.txt | 6687 ULLA-FORRE 400.00 | 0.4955 | -950.0319 | 1571.5 | 621.4681 | 125.9681 | 125.9681
results65.txt | 6691 SUBSTATION 400.00 | 0.3579 | -950.0319 | 1571.5 | 621.4681 | 263.5681 | 263.5681
results65.txt | 6701 KVANNDAL 400.00 | 0.5504 | -950.0319 | 1571.5 | 621.4681 | 71.0681 | 71.0681
results65.txt | 6702 KJELA 400.00 | 0.6386 | -950.0319 | 1571.5 | 621.4681 | -17.1319 | -17.1319
results65.txt | 6703 SONGA 400.00 | -0.2505 | -950.0319 | 1571.5 | 621.4681 | 871.9681 | 871.9681
results65.txt | 6704 VINJE 400.00 | -0.1918 | -950.0319 | 1571.5 | 621.4681 | 813.2681 | 813.2681
results65.txt | 6711 TOKKE 400.00 | -0.1224 | -950.0319 | 1571.5 | 621.4681 | 743.8681 | 743.8681
results65.txt | 6722 VEMORK 400.00 | -0.1825 | -950.0319 | 1571.5 | 621.4681 | 803.9681 | 803.9681
results65.txt | 6743 KOLLSNES 400.00 | 0.1596 | -950.0319 | 1571.5 | 621.4681 | 461.8681 | 461.8681
results65.txt | 6745 SUBSTATION 400.00 | 0.1555 | -950.0319 | 1571.5 | 621.4681 | 465.9681 | 465.9681
results65.txt | 6744 LINDÅS 400.00 | 0.1555 | -950.0319 | 1571.5 | 621.4681 | 465.9681 | 465.9681
results65.txt | 6746 NYGARD 400.00 | 0.1612 | -950.0319 | 1571.5 | 621.4681 | 460.2681 | 460.2681
results65.txt | 6747 ARNA 400.00 | 0.1613 | -950.0319 | 1571.5 | 621.4681 | 460.1681 | 460.1681
results65.txt | 6748 BERGEN 400.00 | 0.1621 | -950.0319 | 1571.5 | 621.4681 | 459.3681 | 459.3681
results65.txt | 6749 STORD 400.00 | 0.3159 | -950.0319 | 1571.5 | 621.4681 | 305.5681 | 305.5681
results65.txt | 6751 SUBSTATION 301.00 | 0.3343 | -950.0319 | 1571.5 | 621.4681 | 287.1681 | 287.1681
results65.txt | 6750 HÅVIK 400.00 | 0.3246 | -950.0319 | 1571.5 | 621.4681 | 296.8681 | 296.8681
results65.txt | 6752 SPANNE 400.00 | 0.3205 | -950.0319 | 1571.5 | 621.4681 | 300.9681 | 300.9681
results65.txt | 6753 KÅRSTO 400.00 | 0.3253 | -950.0319 | 1571.5 | 621.4681 | 296.1681 | 296.1681
results65.txt | 8448 JOINT 400.00 | 0.6387 | -950.0319 | 1571.5 | 621.4681 | -17.2319 | -17.2319
results65.txt | 8460 JOINT 400.00 | 0.5504 | -950.0319 | 1571.5 | 621.4681 | 71.0681 | 71.0681
results65.txt | 8611 JOINT 400.00 | 0.3251 | -950.0319 | 1571.5 | 621.4681 | 296.3681 | 296.3681
results65.txt | 9010 HAUGSVAER 400.00 | 0.1509 | -950.0319 | 1571.5 | 621.4681 | 470.5681 | 470.5681
results65.txt | 9011 STEINSLAND 400.00 | 0.1473 | -950.0319 | 1571.5 | 621.4681 | 474.1681 | 474.1681
results65.txt | 9019 SAUDA 301.00 | 0.3471 | -950.0319 | 1571.5 | 621.4681 | 274.3681 | 274.3681
results66.txt | PTI INTERACTIVE POWER SYSTEM SIMULATOR--PSS(R)E MON, MAY 29 2023 |  | 943.2255 | 1571.5 | 628.2744
results66.txt | SENSITIVITY FACTORS ARE CALCULATED WITH AC |  | 943.2255 | 1571.5 | 628.2744
results66.txt | SUBSYSTEM 'RESERV' IS USED FOR OPPOSING SYSTEM FOR MW POWER |  | 943.2255 | 1571.5 | 628.2744
results66.txt | SENSITIVITY FACTORS OF BRANCH FLOW (MVA) ON 6843 RATANSKV400 400.00 TO 6844 RATAN 400.00 1 MORE THAN | 0.1 | 943.2255 | 1571.5 | 628.2744 | 528.2745 | 528.2745
results66.txt | <--------- BUS NAME --------> |  | 943.2255 | 1571.5 | 628.2744
results66.txt | 6791 TRATTBERGET 220.00 | 0.1011 | 943.2255 | 1571.5 | 628.2744 | 527.1745 | 527.1745
results66.txt | 6792 HÄLLBY 220.00 | 0.1011 | 943.2255 | 1571.5 | 628.2744 | 527.1745 | 527.1745
results66.txt | 6794 GUSELE 220.00 | 0.1013 | 943.2255 | 1571.5 | 628.2744 | 526.9745 | 526.9745
results66.txt | 6795 BETÅSEN220 220.00 | 0.1401 | 943.2255 | 1571.5 | 628.2744 | 488.1745 | 488.1745
results66.txt | 6797 NÄMFORSEN 220.00 | 0.2142 | 943.2255 | 1571.5 | 628.2744 | 414.0745 | 414.0745
results66.txt | 6798 MOFORSEN 220.00 | 0.2375 | 943.2255 | 1571.5 | 628.2744 | 390.7745 | 390.7745
results66.txt | 6799 HJÄLTA220 220.00 | 0.4598 | 943.2255 | 1571.5 | 628.2744 | 168.4745 | 168.4745
results66.txt | 6800 FORSMO 220.00 | 0.284 | 943.2255 | 1571.5 | 628.2744 | 344.2745 | 344.2745
results66.txt | 6801 FORSSE 220.00 | 0.4201 | 943.2255 | 1571.5 | 628.2744 | 208.1745 | 208.1745
results66.txt | 6804 JARKVISSLE 220.00 | 0.4568 | 943.2255 | 1571.5 | 628.2744 | 171.4745 | 171.4745
results66.txt | 6806 HALLSJO 220.00 | 0.4564 | 943.2255 | 1571.5 | 628.2744 | 171.8745 | 171.8745
results66.txt | 6808 VAPLE 220.00 | 0.4544 | 943.2255 | 1571.5 | 628.2744 | 173.8745 | 173.8745
results66.txt | 6823 LANGA 220.00 | 0.4331 | 943.2255 | 1571.5 | 628.2744 | 195.1745 | 195.1745
results66.txt | 6824 TRANGFARS 220.00 | 0.4503 | 943.2255 | 1571.5 | 628.2744 | 177.9745 | 177.9745
results66.txt | 6825 NORDIASEN 220.00 | 0.4463 | 943.2255 | 1571.5 | 628.2744 | 181.9745 | 181.9745
results66.txt | 6826 KATTSTRUPEF 220.00 | 0.1214 | 943.2255 | 1571.5 | 628.2744 | 506.8745 | 506.8745
results66.txt | 6827 MIDSKOG220 220.00 | 0.1456 | 943.2255 | 1571.5 | 628.2744 | 482.6745 | 482.6745
results66.txt | 6833 LASELE 220.00 | 0.1577 | 943.2255 | 1571.5 | 628.2744 | 470.5745 | 470.5745
results66.txt | 6834 STUGUN 220.00 | 0.2596 | 943.2255 | 1571.5 | 628.2744 | 368.6745 | 368.6745
results66.txt | 6835 NÄVEREDE 220.00 | 0.2068 | 943.2255 | 1571.5 | 628.2744 | 421.4745 | 421.4745
results66.txt | 6836 GAMMALÄNGE 220.00 | 0.3363 | 943.2255 | 1571.5 | 628.2744 | 291.9745 | 291.9745
results66.txt | 6837 KRÅNGEDE 220.00 | 0.3365 | 943.2255 | 1571.5 | 628.2744 | 291.7745 | 291.7745
results66.txt | 6840 SVARTHÅLSF 220.00 | 0.3729 | 943.2255 | 1571.5 | 628.2744 | 255.3745 | 255.3745
results66.txt | 6841 STADSFORSEN 220.00 | 0.4598 | 943.2255 | 1571.5 | 628.2744 | 168.4745 | 168.4745
results66.txt | 6843 RATANSKV400 400.00 | 0.8417 | 943.2255 | 1571.5 | 628.2744 | -213.4255 | -213.4255
results66.txt | 6842 RATANSKV220 220.00 | 0.4609 | 943.2255 | 1571.5 | 628.2744 | 167.3745 | 167.3745
results66.txt | 6844 RATAN 400.00 | -0.1412 | 943.2255 | 1571.5 | 628.2744 | 769.4745 | 769.4745
results66.txt | 6845 TURINGE 220.00 | 0.4595 | 943.2255 | 1571.5 | 628.2744 | 168.7745 | 168.7745
results66.txt | 6846 SVEG 220.00 | 0.4485 | 943.2255 | 1571.5 | 628.2744 | 179.7745 | 179.7745
results66.txt | 6847 BRACKE 220.00 | 0.3378 | 943.2255 | 1571.5 | 628.2744 | 290.4745 | 290.4745
results66.txt | 6848 JARNVAGSFOR 220.00 | 0.4587 | 943.2255 | 1571.5 | 628.2744 | 169.5745 | 169.5745
results66.txt | 6849 ANGE 220.00 | 0.4585 | 943.2255 | 1571.5 | 628.2744 | 169.7745 | 169.7745
results66.txt | 6850 MORTTJARNB 220.00 | 0.3378 | 943.2255 | 1571.5 | 628.2744 | 290.4745 | 290.4745
results66.txt | 6851 HOLLEFORSEN 220.00 | 0.4584 | 943.2255 | 1571.5 | 628.2744 | 169.8745 | 169.8745
results66.txt | 6852 TORPSHAMMAR 220.00 | 0.4567 | 943.2255 | 1571.5 | 628.2744 | 171.5745 | 171.5745
results66.txt | 6853 DONJE 220.00 | 0.4568 | 943.2255 | 1571.5 | 628.2744 | 171.4745 | 171.4745
results66.txt | 6927 STENKULLAFOR220.00 | 0.1005 | 943.2255 | 1571.5 | 628.2744 | 527.7745 | 527.7745
results66.txt | 6928 ÅSELE 220.00 | 0.1004 | 943.2255 | 1571.5 | 628.2744 | 527.8745 | 527.8745
results66.txt | 8619 JOINT 220.00 | 0.4571 | 943.2255 | 1571.5 | 628.2744 | 171.1745 | 171.1745
results66.txt | 8426 JOINT 220.00 | 0.2142 | 943.2255 | 1571.5 | 628.2744 | 414.0745 | 414.0745
results66.txt | 8750 JOINT 220.00 | 0.3733 | 943.2255 | 1571.5 | 628.2744 | 254.9745 | 254.9745
results66.txt | 8271 JOINT 220.00 | 0.4573 | 943.2255 | 1571.5 | 628.2744 | 170.9745 | 170.9745
results66.txt | 8284 JOINT 220.00 | 0.2375 | 943.2255 | 1571.5 | 628.2744 | 390.7745 | 390.7745
results66.txt | 8817 JOINT 220.00 | 0.1005 | 943.2255 | 1571.5 | 628.2744 | 527.7745 | 527.7745
results66.txt | 8777 JOINT 220.00 | 0.4201 | 943.2255 | 1571.5 | 628.2744 | 208.1745 | 208.1745
results66.txt | 8682 JOINT 220.00 | 0.2595 | 943.2255 | 1571.5 | 628.2744 | 368.7745 | 368.7745
results66.txt | 8812 JOINT 220.00 | 0.1219 | 943.2255 | 1571.5 | 628.2744 | 506.3745 | 506.3745
results66.txt | 8258 JOINT 220.00 | 0.2067 | 943.2255 | 1571.5 | 628.2744 | 421.5745 | 421.5745
results66.txt | 8606 JOINT 220.00 | 0.4552 | 943.2255 | 1571.5 | 628.2744 | 173.0745 | 173.0745
results66.txt | 8693 JOINT 220.00 | 0.4568 | 943.2255 | 1571.5 | 628.2744 | 171.4745 | 171.4745
results66.txt | 8613 JOINT 220.00 | 0.4576 | 943.2255 | 1571.5 | 628.2744 | 170.6745 | 170.6745
results67.txt | PTI INTERACTIVE POWER SYSTEM SIMULATOR--PSS(R)E MON, MAY 29 2023 |  | -1616.665 | 2245 | 628.335
results67.txt | SENSITIVITY FACTORS ARE CALCULATED WITH AC |  | -1616.665 | 2245 | 628.335
results67.txt | SUBSYSTEM 'RESERV' IS USED FOR OPPOSING SYSTEM FOR MW POWER |  | -1616.665 | 2245 | 628.335
results67.txt | SENSITIVITY FACTORS OF BRANCH FLOW (MVA) ON 6996 OFOTEN 400.00 TO 7007 KOBBELV 400.00 2 MORE THAN | 0.1 | -1616.665 | 2245 | 628.335 | 528.335 | 528.335
results67.txt | <--------- BUS NAME --------> |  | -1616.665 | 2245 | 628.335
results67.txt | 6812 OGNDAL 400.00 | 0.109 | -1616.665 | 2245 | 628.335 | 519.335 | 519.335
results67.txt | 6814 VERDAL400 400.00 | 0.1018 | -1616.665 | 2245 | 628.335 | 526.535 | 526.535
results67.txt | 6813 VERDAL300 400.00 | 0.1018 | -1616.665 | 2245 | 628.335 | 526.535 | 526.535
results67.txt | 6863 HOFSTAD 400.00 | 0.1072 | -1616.665 | 2245 | 628.335 | 521.135 | 521.135
results67.txt | 6936 NEDRERÖS400 400.00 | 0.1794 | -1616.665 | 2245 | 628.335 | 448.935 | 448.935
results67.txt | 6935 NEDRERÖS300 400.00 | 0.1793 | -1616.665 | 2245 | 628.335 | 449.035 | 449.035
results67.txt | 6934 NEDRERÖS220 220.00 | 0.1496 | -1616.665 | 2245 | 628.335 | 478.735 | 478.735
results67.txt | 6937 MARKA 400.00 | 0.1728 | -1616.665 | 2245 | 628.335 | 455.535 | 455.535
results67.txt | 6938 NAMSOS 400.00 | 0.1264 | -1616.665 | 2245 | 628.335 | 501.935 | 501.935
results67.txt | 6939 KOLSVIK 400.00 | 0.1542 | -1616.665 | 2245 | 628.335 | 474.135 | 474.135
results67.txt | 6940 NAMSKOGEN 400.00 | 0.1544 | -1616.665 | 2245 | 628.335 | 473.935 | 473.935
results67.txt | 6942 TUNNSJO400 400.00 | 0.1454 | -1616.665 | 2245 | 628.335 | 482.935 | 482.935
results67.txt | 6941 TUNNSJO300 400.00 | 0.1454 | -1616.665 | 2245 | 628.335 | 482.935 | 482.935
results67.txt | 6944 RANA 400.00 | 0.1888 | -1616.665 | 2245 | 628.335 | 439.535 | 439.535
results67.txt | 6945 GEJMÅN 220.00 | 0.1036 | -1616.665 | 2245 | 628.335 | 524.735 | 524.735
results67.txt | 6996 OFOTEN 400.00 | -0.1954 | -1616.665 | 2245 | 628.335 | 823.735 | 823.735
results67.txt | 6997 NARVIK 400.00 | -0.1963 | -1616.665 | 2245 | 628.335 | 824.635 | 824.635
results67.txt | 7000 VITAS 400.00 | -0.1335 | -1616.665 | 2245 | 628.335 | 761.835 | 761.835
results67.txt | 7006 SVARTISEN 400.00 | 0.2093 | -1616.665 | 2245 | 628.335 | 419.035 | 419.035
results67.txt | 7007 KOBBELV 400.00 | 0.2781 | -1616.665 | 2245 | 628.335 | 350.235 | 350.235
results67.txt | 7008 SALTEN 400.00 | 0.2623 | -1616.665 | 2245 | 628.335 | 366.035 | 366.035
results67.txt | 7017 HAMMERFEST 400.00 | -0.2022 | -1616.665 | 2245 | 628.335 | 830.535 | 830.535
results67.txt | 7019 BALSFJORD 400.00 | -0.1983 | -1616.665 | 2245 | 628.335 | 826.635 | 826.635
results67.txt | 7020 BARDUFOSS 400.00 | -0.1979 | -1616.665 | 2245 | 628.335 | 826.235 | 826.235
results67.txt | 7062 RITSEM 400.00 | -0.148 | -1616.665 | 2245 | 628.335 | 776.335 | 776.335
results67.txt | 7799 JOINT 220.00 | 0.1037 | -1616.665 | 2245 | 628.335 | 524.635 | 524.635
results67.txt | 9001 SEIDAFJELL 400.00 | -0.2018 | -1616.665 | 2245 | 628.335 | 830.135 | 830.135
results67.txt | 9002 LEBSESBY 400.00 | -0.2019 | -1616.665 | 2245 | 628.335 | 830.235 | 830.235
results67.txt | 9003 HAMMERF 400.00 | -0.2022 | -1616.665 | 2245 | 628.335 | 830.535 | 830.535
results67.txt | 9004 ALTA 400.00 | -0.2009 | -1616.665 | 2245 | 628.335 | 829.235 | 829.235
results67.txt | 9005 BERGHEIM 400.00 | -0.1996 | -1616.665 | 2245 | 628.335 | 827.935 | 827.935
results67.txt | 9006 TROFORS 400.00 | 0.1651 | -1616.665 | 2245 | 628.335 | 463.235 | 463.235
results68.txt | PTI INTERACTIVE POWER SYSTEM SIMULATOR--PSS(R)E MON, MAY 29 2023 |  | -1614.5332 | 2245 | 630.4668
results68.txt | SENSITIVITY FACTORS ARE CALCULATED WITH AC |  | -1614.5332 | 2245 | 630.4668
results68.txt | SUBSYSTEM 'RESERV' IS USED FOR OPPOSING SYSTEM FOR MW POWER |  | -1614.5332 | 2245 | 630.4668
results68.txt | SENSITIVITY FACTORS OF BRANCH FLOW (MVA) ON 6996 OFOTEN 400.00 TO 7007 KOBBELV 400.00 5 MORE THAN | 0.1 | -1614.5332 | 2245 | 630.4668 | 530.4668 | 530.4668
results68.txt | <--------- BUS NAME --------> |  | -1614.5332 | 2245 | 630.4668
results68.txt | 6812 OGNDAL 400.00 | 0.1078 | -1614.5332 | 2245 | 630.4668 | 522.6668 | 522.6668
results68.txt | 6814 VERDAL400 400.00 | 0.1006 | -1614.5332 | 2245 | 630.4668 | 529.8668 | 529.8668
results68.txt | 6813 VERDAL300 400.00 | 0.1006 | -1614.5332 | 2245 | 630.4668 | 529.8668 | 529.8668
results68.txt | 6863 HOFSTAD 400.00 | 0.106 | -1614.5332 | 2245 | 630.4668 | 524.4668 | 524.4668
results68.txt | 6936 NEDRERÖS400 400.00 | 0.1773 | -1614.5332 | 2245 | 630.4668 | 453.1668 | 453.1668
results68.txt | 6935 NEDRERÖS300 400.00 | 0.1773 | -1614.5332 | 2245 | 630.4668 | 453.1668 | 453.1668
results68.txt | 6934 NEDRERÖS220 220.00 | 0.1478 | -1614.5332 | 2245 | 630.4668 | 482.6668 | 482.6668
results68.txt | 6937 MARKA 400.00 | 0.1708 | -1614.5332 | 2245 | 630.4668 | 459.6668 | 459.6668
results68.txt | 6938 NAMSOS 400.00 | 0.1249 | -1614.5332 | 2245 | 630.4668 | 505.5668 | 505.5668
results68.txt | 6939 KOLSVIK 400.00 | 0.1524 | -1614.5332 | 2245 | 630.4668 | 478.0668 | 478.0668
results68.txt | 6940 NAMSKOGEN 400.00 | 0.1527 | -1614.5332 | 2245 | 630.4668 | 477.7668 | 477.7668
results68.txt | 6942 TUNNSJO400 400.00 | 0.1437 | -1614.5332 | 2245 | 630.4668 | 486.7668 | 486.7668
results68.txt | 6941 TUNNSJO300 400.00 | 0.1437 | -1614.5332 | 2245 | 630.4668 | 486.7668 | 486.7668
results68.txt | 6944 RANA 400.00 | 0.1866 | -1614.5332 | 2245 | 630.4668 | 443.8668 | 443.8668
results68.txt | 6945 GEJMÅN 220.00 | 0.1024 | -1614.5332 | 2245 | 630.4668 | 528.0668 | 528.0668
results68.txt | 6996 OFOTEN 400.00 | -0.1931 | -1614.5332 | 2245 | 630.4668 | 823.5668 | 823.5668
results68.txt | 6997 NARVIK 400.00 | -0.194 | -1614.5332 | 2245 | 630.4668 | 824.4668 | 824.4668
results68.txt | 7000 VITAS 400.00 | -0.1319 | -1614.5332 | 2245 | 630.4668 | 762.3668 | 762.3668
results68.txt | 7006 SVARTISEN 400.00 | 0.2069 | -1614.5332 | 2245 | 630.4668 | 423.5668 | 423.5668
results68.txt | 7007 KOBBELV 400.00 | 0.2748 | -1614.5332 | 2245 | 630.4668 | 355.6668 | 355.6668
results68.txt | 7008 SALTEN 400.00 | 0.2593 | -1614.5332 | 2245 | 630.4668 | 371.1668 | 371.1668
results68.txt | 7017 HAMMERFEST 400.00 | -0.1999 | -1614.5332 | 2245 | 630.4668 | 830.3668 | 830.3668
results68.txt | 7019 BALSFJORD 400.00 | -0.196 | -1614.5332 | 2245 | 630.4668 | 826.4668 | 826.4668
results68.txt | 7020 BARDUFOSS 400.00 | -0.1956 | -1614.5332 | 2245 | 630.4668 | 826.0668 | 826.0668
results68.txt | 7062 RITSEM 400.00 | -0.1463 | -1614.5332 | 2245 | 630.4668 | 776.7668 | 776.7668
results68.txt | 7799 JOINT 220.00 | 0.1025 | -1614.5332 | 2245 | 630.4668 | 527.9668 | 527.9668
results68.txt | 9001 SEIDAFJELL 400.00 | -0.1994 | -1614.5332 | 2245 | 630.4668 | 829.8668 | 829.8668
results68.txt | 9002 LEBSESBY 400.00 | -0.1996 | -1614.5332 | 2245 | 630.4668 | 830.0668 | 830.0668
results68.txt | 9003 HAMMERF 400.00 | -0.1999 | -1614.5332 | 2245 | 630.4668 | 830.3668 | 830.3668
results68.txt | 9004 ALTA 400.00 | -0.1985 | -1614.5332 | 2245 | 630.4668 | 828.9668 | 828.9668
results68.txt | 9005 BERGHEIM 400.00 | -0.1972 | -1614.5332 | 2245 | 630.4668 | 827.6668 | 827.6668
results68.txt | 9006 TROFORS 400.00 | 0.1631 | -1614.5332 | 2245 | 630.4668 | 467.3668 | 467.3668
results69.txt | PTI INTERACTIVE POWER SYSTEM SIMULATOR--PSS(R)E MON, MAY 29 2023 |  | 926.9839 | 1571.5 | 644.5161
results69.txt | SENSITIVITY FACTORS ARE CALCULATED WITH AC |  | 926.9839 | 1571.5 | 644.5161
results69.txt | SUBSYSTEM 'RESERV' IS USED FOR OPPOSING SYSTEM FOR MW POWER |  | 926.9839 | 1571.5 | 644.5161
results69.txt | SENSITIVITY FACTORS OF BRANCH FLOW (MVA) ON 6705 HOLEN 400.00 TO 6727 ROD400 400.00 3 MORE THAN | 0.1 | 926.9839 | 1571.5 | 644.5161 | 544.5161 | 544.5161
results69.txt | <--------- BUS NAME --------> |  | 926.9839 | 1571.5 | 644.5161
results69.txt | 6693 SATURDAL 400.00 | 0.1266 | 926.9839 | 1571.5 | 644.5161 | 517.9161 | 517.9161
results69.txt | 6692 HYDRO MIXED 400.00 | 0.1265 | 926.9839 | 1571.5 | 644.5161 | 518.0161 | 518.0161
results69.txt | 6695 KVILLDAL 400.00 | 0.1445 | 926.9839 | 1571.5 | 644.5161 | 500.0161 | 500.0161
results69.txt | 6705 HOLEN 400.00 | 0.19 | 926.9839 | 1571.5 | 644.5161 | 454.5161 | 454.5161
results69.txt | 6710 HEKNI 400.00 | 0.1321 | 926.9839 | 1571.5 | 644.5161 | 512.4161 | 512.4161
results69.txt | 6727 ROD400 400.00 | -0.106 | 926.9839 | 1571.5 | 644.5161 | 750.5161 | 750.5161
results69.txt | 6726 ROD300 400.00 | -0.1044 | 926.9839 | 1571.5 | 644.5161 | 748.9161 | 748.9161
results70.txt | PTI INTERACTIVE POWER SYSTEM SIMULATOR--PSS(R)E MON, MAY 29 2023 |  | 918.1687 | 1571.5 | 653.3312
results70.txt | SENSITIVITY FACTORS ARE CALCULATED WITH AC |  | 918.1687 | 1571.5 | 653.3312
results70.txt | SUBSYSTEM 'RESERV' IS USED FOR OPPOSING SYSTEM FOR MW POWER |  | 918.1687 | 1571.5 | 653.3312
results70.txt | SENSITIVITY FACTORS OF BRANCH FLOW (MVA) ON 6703 SONGA 400.00 TO 6722 VEMORK 400.00 2 MORE THAN | 0.1 | 918.1687 | 1571.5 | 653.3312 | 553.3313 | 553.3313
results70.txt | <--------- BUS NAME --------> |  | 918.1687 | 1571.5 | 653.3312
results70.txt | 6674 HUSNES 400.00 | 0.1381 | 918.1687 | 1571.5 | 653.3312 | 515.2313 | 515.2313
results70.txt | 6676 HYDRO PURE S400.00 | 0.1075 | 918.1687 | 1571.5 | 653.3312 | 545.8313 | 545.8313
results70.txt | 6675 MAURANGER 400.00 | 0.1075 | 918.1687 | 1571.5 | 653.3312 | 545.8313 | 545.8313
results70.txt | 6677 BLÅFALL 400.00 | 0.1375 | 918.1687 | 1571.5 | 653.3312 | 515.8313 | 515.8313
results70.txt | 6679 OKSLA 400.00 | 0.2014 | 918.1687 | 1571.5 | 653.3312 | 451.9313 | 451.9313
results70.txt | 6680 ÅSEN 400.00 | 0.2014 | 918.1687 | 1571.5 | 653.3312 | 451.9313 | 451.9313
results70.txt | 6682 SAUDA400 400.00 | 0.162 | 918.1687 | 1571.5 | 653.3312 | 491.3313 | 491.3313
results70.txt | 6681 SAUDA300 400.00 | 0.1623 | 918.1687 | 1571.5 | 653.3312 | 491.0313 | 491.0313
results70.txt | 6683 HYLEN 400.00 | 0.1621 | 918.1687 | 1571.5 | 653.3312 | 491.2313 | 491.2313
results70.txt | 6685 RÖDAL 400.00 | 0.2023 | 918.1687 | 1571.5 | 653.3312 | 451.0313 | 451.0313
results70.txt | 6686 NOVLE 400.00 | 0.2022 | 918.1687 | 1571.5 | 653.3312 | 451.1313 | 451.1313
results70.txt | 6687 ULLA-FORRE 400.00 | 0.2035 | 918.1687 | 1571.5 | 653.3312 | 449.8313 | 449.8313
results70.txt | 6691 SUBSTATION 400.00 | 0.162 | 918.1687 | 1571.5 | 653.3312 | 491.3313 | 491.3313
results70.txt | 6694 FORRE 400.00 | 0.1316 | 918.1687 | 1571.5 | 653.3312 | 521.7313 | 521.7313
results70.txt | 6698 LYSE400 400.00 | 0.1161 | 918.1687 | 1571.5 | 653.3312 | 537.2313 | 537.2313
results70.txt | 6697 LYSE300 400.00 | 0.1162 | 918.1687 | 1571.5 | 653.3312 | 537.1313 | 537.1313
results70.txt | 6700 TJORHOM 400.00 | 0.1157 | 918.1687 | 1571.5 | 653.3312 | 537.6313 | 537.6313
results70.txt | 6701 KVANNDAL 400.00 | 0.2203 | 918.1687 | 1571.5 | 653.3312 | 433.0313 | 433.0313
results70.txt | 6702 KJELA 400.00 | 0.2474 | 918.1687 | 1571.5 | 653.3312 | 405.9313 | 405.9313
results70.txt | 6703 SONGA 400.00 | 0.2851 | 918.1687 | 1571.5 | 653.3312 | 368.2313 | 368.2313
results70.txt | 6704 VINJE 400.00 | 0.2264 | 918.1687 | 1571.5 | 653.3312 | 426.9313 | 426.9313
results70.txt | 6705 HOLEN 400.00 | 0.1072 | 918.1687 | 1571.5 | 653.3312 | 546.1313 | 546.1313
results70.txt | 6711 TOKKE 400.00 | 0.1571 | 918.1687 | 1571.5 | 653.3312 | 496.2313 | 496.2313
results70.txt | 6722 VEMORK 400.00 | -0.4916 | 918.1687 | 1571.5 | 653.3312 | 1144.9313 | 1144.9313
results70.txt | 6749 STORD 400.00 | 0.1403 | 918.1687 | 1571.5 | 653.3312 | 513.0313 | 513.0313
results70.txt | 6751 SUBSTATION 301.00 | 0.15 | 918.1687 | 1571.5 | 653.3312 | 503.3313 | 503.3313
results70.txt | 6750 HÅVIK 400.00 | 0.1448 | 918.1687 | 1571.5 | 653.3312 | 508.5313 | 508.5313
results70.txt | 6752 SPANNE 400.00 | 0.1427 | 918.1687 | 1571.5 | 653.3312 | 510.6313 | 510.6313
results70.txt | 6753 KÅRSTO 400.00 | 0.1451 | 918.1687 | 1571.5 | 653.3312 | 508.2313 | 508.2313
results70.txt | 8448 JOINT 400.00 | 0.2474 | 918.1687 | 1571.5 | 653.3312 | 405.9313 | 405.9313
results70.txt | 8460 JOINT 400.00 | 0.2203 | 918.1687 | 1571.5 | 653.3312 | 433.0313 | 433.0313
results70.txt | 8611 JOINT 400.00 | 0.1451 | 918.1687 | 1571.5 | 653.3312 | 508.2313 | 508.2313
results70.txt | 9019 SAUDA 301.00 | 0.1568 | 918.1687 | 1571.5 | 653.3312 | 496.5313 | 496.5313
results70.txt | 9020 LYSE 301.00 | 0.1 | 918.1687 | 1571.5 | 653.3312 | 553.3313 | 553.3313
results71.txt | PTI INTERACTIVE POWER SYSTEM SIMULATOR--PSS(R)E MON, MAY 29 2023 |  | 896.0195 | 1571.5 | 675.4805
results71.txt | SENSITIVITY FACTORS ARE CALCULATED WITH AC |  | 896.0195 | 1571.5 | 675.4805
results71.txt | SUBSYSTEM 'RESERV' IS USED FOR OPPOSING SYSTEM FOR MW POWER |  | 896.0195 | 1571.5 | 675.4805
results71.txt | SENSITIVITY FACTORS OF BRANCH FLOW (MVA) ON 6740 TEGNEBY400 400.00 TO 6742 HASLE400 400.00 1 MORE THAN | 0.1 | 896.0195 | 1571.5 | 675.4805 | 575.4805 | 575.4805
results71.txt | <--------- BUS NAME --------> |  | 896.0195 | 1571.5 | 675.4805
results71.txt | 6737 FOLLO 400.00 | 0.1028 | 896.0195 | 1571.5 | 675.4805 | 572.6805 | 572.6805
results71.txt | 6740 TEGNEBY400 400.00 | 0.1126 | 896.0195 | 1571.5 | 675.4805 | 562.8805 | 562.8805
results71.txt | 6739 TEGNEBY300 400.00 | 0.1065 | 896.0195 | 1571.5 | 675.4805 | 568.9805 | 568.9805
results72.txt | PTI INTERACTIVE POWER SYSTEM SIMULATOR--PSS(R)E MON, MAY 29 2023 |  | 1569.2737 | 2245 | 675.7263
results72.txt | SENSITIVITY FACTORS ARE CALCULATED WITH AC |  | 1569.2737 | 2245 | 675.7263
results72.txt | SUBSYSTEM 'RESERV' IS USED FOR OPPOSING SYSTEM FOR MW POWER |  | 1569.2737 | 2245 | 675.7263
results72.txt | SENSITIVITY FACTORS OF BRANCH FLOW (MVA) ON 6306 TROLLHATTAN 400.00 TO 6309 STENKULLEN 400.00 8 MORE THAN | 0.1 | 1569.2737 | 2245 | 675.7263 | 575.7263 | 575.7263
results72.txt | <--------- BUS NAME --------> |  | 1569.2737 | 2245 | 675.7263
results72.txt | 5624 HERSLEV 400.00 | -0.1287 | 1569.2737 | 2245 | 675.7263 | 804.4263 | 804.4263
results72.txt | 5642 HOVEGARD 400.00 | -0.1286 | 1569.2737 | 2245 | 675.7263 | 804.3263 | 804.3263
results72.txt | 5646 BJAEVERSKOV4400.00 | -0.1285 | 1569.2737 | 2245 | 675.7263 | 804.2263 | 804.2263
results72.txt | 5645 BJAEVERSKOV2220.00 | -0.1284 | 1569.2737 | 2245 | 675.7263 | 804.1263 | 804.1263
results72.txt | 5657 ISHOJ400 400.00 | -0.1286 | 1569.2737 | 2245 | 675.7263 | 804.3263 | 804.3263
results72.txt | 5656 ISHOJ220 220.00 | -0.1287 | 1569.2737 | 2245 | 675.7263 | 804.4263 | 804.4263
results72.txt | 5660 AVEDOREVERK 400.00 | -0.1286 | 1569.2737 | 2245 | 675.7263 | 804.3263 | 804.3263
results72.txt | 5662 ORSTEDSVERKE400.00 | -0.1287 | 1569.2737 | 2245 | 675.7263 | 804.4263 | 804.4263
results72.txt | 5671 SEGE 400.00 | -0.1181 | 1569.2737 | 2245 | 675.7263 | 793.8263 | 793.8263
results72.txt | 5672 ARRIE 400.00 | -0.118 | 1569.2737 | 2245 | 675.7263 | 793.7263 | 793.7263
results72.txt | 5673 KRUSEBERG 400.00 | -0.118 | 1569.2737 | 2245 | 675.7263 | 793.7263 | 793.7263
results72.txt | 5676 WIND FARM 220.00 | -0.1269 | 1569.2737 | 2245 | 675.7263 | 802.6263 | 802.6263
results72.txt | 5845 ASNAESVERK 400.00 | -0.1286 | 1569.2737 | 2245 | 675.7263 | 804.3263 | 804.3263
results72.txt | 6306 TROLLHATTAN 400.00 | 0.1292 | 1569.2737 | 2245 | 675.7263 | 546.5263 | 546.5263
results72.txt | 6309 STENKULLEN 400.00 | -0.1701 | 1569.2737 | 2245 | 675.7263 | 845.8263 | 845.8263
results72.txt | 6311 LINDOME 400.00 | -0.1588 | 1569.2737 | 2245 | 675.7263 | 834.5263 | 834.5263
results72.txt | 6312 RINGHALS 400.00 | -0.1337 | 1569.2737 | 2245 | 675.7263 | 809.4263 | 809.4263
results72.txt | 6313 STROMMA 400.00 | -0.1487 | 1569.2737 | 2245 | 675.7263 | 824.4263 | 824.4263
results72.txt | 6314 TIMMERSDALA 400.00 | -0.1182 | 1569.2737 | 2245 | 675.7263 | 793.9263 | 793.9263
results72.txt | 6315 HORRED 400.00 | -0.1227 | 1569.2737 | 2245 | 675.7263 | 798.4263 | 798.4263
results72.txt | 6316 UDDEBO 400.00 | -0.1173 | 1569.2737 | 2245 | 675.7263 | 793.0263 | 793.0263
results72.txt | 6319 KYNDBYVERKER400.00 | -0.1285 | 1569.2737 | 2245 | 675.7263 | 804.2263 | 804.2263
results72.txt | 6324 GORLOSEGARD 400.00 | -0.1282 | 1569.2737 | 2245 | 675.7263 | 803.9263 | 803.9263
results72.txt | 6330 GELNTEGARD2 400.00 | -0.129 | 1569.2737 | 2245 | 675.7263 | 804.7263 | 804.7263
results72.txt | 6334 GLENTEGARD 400.00 | -0.1291 | 1569.2737 | 2245 | 675.7263 | 804.8263 | 804.8263
results72.txt | 6335 SODERASEN 400.00 | -0.1271 | 1569.2737 | 2245 | 675.7263 | 802.8263 | 802.8263
results72.txt | 6337 BARSEBACK 400.00 | -0.1193 | 1569.2737 | 2245 | 675.7263 | 795.0263 | 795.0263
results72.txt | 6338 HURVA 400.00 | -0.1154 | 1569.2737 | 2245 | 675.7263 | 791.1263 | 791.1263
results72.txt | 6342 TENHULT 400.00 | -0.1049 | 1569.2737 | 2245 | 675.7263 | 780.6263 | 780.6263
results72.txt | 6349 ALVESTA 400.00 | -0.1058 | 1569.2737 | 2245 | 675.7263 | 781.5263 | 781.5263
results72.txt | 6350 HEMSJO 400.00 | -0.1055 | 1569.2737 | 2245 | 675.7263 | 781.2263 | 781.2263
results72.txt | 6351 KARLSHAMN 400.00 | -0.1055 | 1569.2737 | 2245 | 675.7263 | 781.2263 | 781.2263
results72.txt | 6354 NYBRO 400.00 | -0.1018 | 1569.2737 | 2245 | 675.7263 | 777.5263 | 777.5263
results72.txt | 7429 JOINT 220.00 | -0.1271 | 1569.2737 | 2245 | 675.7263 | 802.8263 | 802.8263
results72.txt | 1052 BREARED 400.00 | -0.1386 | 1569.2737 | 2245 | 675.7263 | 814.3263 | 814.3263
results72.txt | 1053 HÄRADSBO 400.00 | -0.1251 | 1569.2737 | 2245 | 675.7263 | 800.8263 | 800.8263
results73.txt | PTI INTERACTIVE POWER SYSTEM SIMULATOR--PSS(R)E MON, MAY 29 2023 |  | -879.6404 | 1571.5 | 691.8595
results73.txt | SENSITIVITY FACTORS ARE CALCULATED WITH AC |  | -879.6404 | 1571.5 | 691.8595
results73.txt | SUBSYSTEM 'RESERV' IS USED FOR OPPOSING SYSTEM FOR MW POWER |  | -879.6404 | 1571.5 | 691.8595
results73.txt | SENSITIVITY FACTORS OF BRANCH FLOW (MVA) ON 8448 JOINT 400.00 TO 8460 JOINT 400.00 2 MORE THAN | 0.1 | -879.6404 | 1571.5 | 691.8595 | 591.8596 | 591.8596
results73.txt | <--------- BUS NAME --------> |  | -879.6404 | 1571.5 | 691.8595
results73.txt | 6649 REFSDAL 400.00 | 0.1178 | -879.6404 | 1571.5 | 691.8595 | 574.0596 | 574.0596
results73.txt | 6650 HOVE 400.00 | 0.1072 | -879.6404 | 1571.5 | 691.8595 | 584.6596 | 584.6596
results73.txt | 6651 MODALEN 400.00 | 0.1475 | -879.6404 | 1571.5 | 691.8595 | 544.3596 | 544.3596
results73.txt | 6653 DALE 400.00 | 0.1596 | -879.6404 | 1571.5 | 691.8595 | 532.2596 | 532.2596
results73.txt | 6654 EVANGER 400.00 | 0.1589 | -879.6404 | 1571.5 | 691.8595 | 532.9596 | 532.9596
results73.txt | 6656 SAMNAGER400 400.00 | 0.1688 | -879.6404 | 1571.5 | 691.8595 | 523.0596 | 523.0596
results73.txt | 6655 SAMNAGER300 400.00 | 0.1693 | -879.6404 | 1571.5 | 691.8595 | 522.5596 | 522.5596
results73.txt | 6674 HUSNES 400.00 | 0.3138 | -879.6404 | 1571.5 | 691.8595 | 378.0596 | 378.0596
results73.txt | 6676 HYDRO PURE S400.00 | 0.2541 | -879.6404 | 1571.5 | 691.8595 | 437.7596 | 437.7596
results73.txt | 6675 MAURANGER 400.00 | 0.2541 | -879.6404 | 1571.5 | 691.8595 | 437.7596 | 437.7596
results73.txt | 6677 BLÅFALL 400.00 | 0.3127 | -879.6404 | 1571.5 | 691.8595 | 379.1596 | 379.1596
results73.txt | 6679 OKSLA 400.00 | 0.4941 | -879.6404 | 1571.5 | 691.8595 | 197.7596 | 197.7596
results73.txt | 6680 ÅSEN 400.00 | 0.4941 | -879.6404 | 1571.5 | 691.8595 | 197.7596 | 197.7596
results73.txt | 6682 SAUDA400 400.00 | 0.3593 | -879.6404 | 1571.5 | 691.8595 | 332.5596 | 332.5596
results73.txt | 6681 SAUDA300 400.00 | 0.361 | -879.6404 | 1571.5 | 691.8595 | 330.8596 | 330.8596
results73.txt | 6683 HYLEN 400.00 | 0.3605 | -879.6404 | 1571.5 | 691.8595 | 331.3596 | 331.3596
results73.txt | 6685 RÖDAL 400.00 | 0.4962 | -879.6404 | 1571.5 | 691.8595 | 195.6596 | 195.6596
results73.txt | 6686 NOVLE 400.00 | 0.496 | -879.6404 | 1571.5 | 691.8595 | 195.8596 | 195.8596
results73.txt | 6687 ULLA-FORRE 400.00 | 0.499 | -879.6404 | 1571.5 | 691.8595 | 192.8596 | 192.8596
results73.txt | 6691 SUBSTATION 400.00 | 0.3605 | -879.6404 | 1571.5 | 691.8595 | 331.3596 | 331.3596
results73.txt | 6701 KVANNDAL 400.00 | 0.5542 | -879.6404 | 1571.5 | 691.8595 | 137.6596 | 137.6596
results73.txt | 6702 KJELA 400.00 | -0.3671 | -879.6404 | 1571.5 | 691.8595 | 1058.9596 | 1058.9596
results73.txt | 6703 SONGA 400.00 | -0.2522 | -879.6404 | 1571.5 | 691.8595 | 944.0596 | 944.0596
results73.txt | 6704 VINJE 400.00 | -0.1932 | -879.6404 | 1571.5 | 691.8595 | 885.0596 | 885.0596
results73.txt | 6711 TOKKE 400.00 | -0.1232 | -879.6404 | 1571.5 | 691.8595 | 815.0596 | 815.0596
results73.txt | 6722 VEMORK 400.00 | -0.1838 | -879.6404 | 1571.5 | 691.8595 | 875.6596 | 875.6596
results73.txt | 6743 KOLLSNES 400.00 | 0.1608 | -879.6404 | 1571.5 | 691.8595 | 531.0596 | 531.0596
results73.txt | 6745 SUBSTATION 400.00 | 0.1566 | -879.6404 | 1571.5 | 691.8595 | 535.2596 | 535.2596
results73.txt | 6744 LINDÅS 400.00 | 0.1566 | -879.6404 | 1571.5 | 691.8595 | 535.2596 | 535.2596
results73.txt | 6746 NYGARD 400.00 | 0.1624 | -879.6404 | 1571.5 | 691.8595 | 529.4596 | 529.4596
results73.txt | 6747 ARNA 400.00 | 0.1624 | -879.6404 | 1571.5 | 691.8595 | 529.4596 | 529.4596
results73.txt | 6748 BERGEN 400.00 | 0.1632 | -879.6404 | 1571.5 | 691.8595 | 528.6596 | 528.6596
results73.txt | 6749 STORD 400.00 | 0.3181 | -879.6404 | 1571.5 | 691.8595 | 373.7596 | 373.7596
results73.txt | 6751 SUBSTATION 301.00 | 0.3366 | -879.6404 | 1571.5 | 691.8595 | 355.2596 | 355.2596
results73.txt | 6750 HÅVIK 400.00 | 0.3269 | -879.6404 | 1571.5 | 691.8595 | 364.9596 | 364.9596
results73.txt | 6752 SPANNE 400.00 | 0.3227 | -879.6404 | 1571.5 | 691.8595 | 369.1596 | 369.1596
results73.txt | 6753 KÅRSTO 400.00 | 0.3275 | -879.6404 | 1571.5 | 691.8595 | 364.3596 | 364.3596
results73.txt | 8448 JOINT 400.00 | -0.3672 | -879.6404 | 1571.5 | 691.8595 | 1059.0596 | 1059.0596
results73.txt | 8460 JOINT 400.00 | 0.5542 | -879.6404 | 1571.5 | 691.8595 | 137.6596 | 137.6596
results73.txt | 8611 JOINT 400.00 | 0.3274 | -879.6404 | 1571.5 | 691.8595 | 364.4596 | 364.4596
results73.txt | 9010 HAUGSVAER 400.00 | 0.152 | -879.6404 | 1571.5 | 691.8595 | 539.8596 | 539.8596
results73.txt | 9011 STEINSLAND 400.00 | 0.1484 | -879.6404 | 1571.5 | 691.8595 | 543.4596 | 543.4596
results73.txt | 9019 SAUDA 301.00 | 0.3495 | -879.6404 | 1571.5 | 691.8595 | 342.3596 | 342.3596
results74.txt | PTI INTERACTIVE POWER SYSTEM SIMULATOR--PSS(R)E MON, MAY 29 2023 |  | 873.48 | 1571.5 | 698.02
results74.txt | SENSITIVITY FACTORS ARE CALCULATED WITH AC |  | 873.48 | 1571.5 | 698.02
results74.txt | SUBSYSTEM 'RESERV' IS USED FOR OPPOSING SYSTEM FOR MW POWER |  | 873.48 | 1571.5 | 698.02
results74.txt | SENSITIVITY FACTORS OF BRANCH FLOW (MVA) ON 6309 STENKULLEN 400.00 TO 6314 TIMMERSDALA 400.00 5 MORE THAN | 0.1 | 873.48 | 1571.5 | 698.02 | 598.02 | 598.02
results74.txt | <--------- BUS NAME --------> |  | 873.48 | 1571.5 | 698.02
results74.txt | 6305 LOVISEHOLM 400.00 | 0.1063 | 873.48 | 1571.5 | 698.02 | 591.72 | 591.72
results74.txt | 6306 TROLLHATTAN 400.00 | 0.1335 | 873.48 | 1571.5 | 698.02 | 564.52 | 564.52
results74.txt | 6307 KILANDA 400.00 | 0.1402 | 873.48 | 1571.5 | 698.02 | 557.82 | 557.82
results74.txt | 6308 HISINGEN 400.00 | 0.1395 | 873.48 | 1571.5 | 698.02 | 558.52 | 558.52
results74.txt | 6309 STENKULLEN 400.00 | 0.16 | 873.48 | 1571.5 | 698.02 | 538.02 | 538.02
results74.txt | 6311 LINDOME 400.00 | 0.1475 | 873.48 | 1571.5 | 698.02 | 550.52 | 550.52
results74.txt | 6312 RINGHALS 400.00 | 0.1214 | 873.48 | 1571.5 | 698.02 | 576.62 | 576.62
results74.txt | 6313 STROMMA 400.00 | 0.1361 | 873.48 | 1571.5 | 698.02 | 561.92 | 561.92
results74.txt | 6314 TIMMERSDALA 400.00 | -0.4616 | 873.48 | 1571.5 | 698.02 | 1159.62 | 1159.62
results74.txt | 6315 HORRED 400.00 | 0.1114 | 873.48 | 1571.5 | 698.02 | 586.62 | 586.62
results74.txt | 6340 MOHOLM 220.00 | -0.1409 | 873.48 | 1571.5 | 698.02 | 838.92 | 838.92
results74.txt | 6631 BASNA 400.00 | -0.1114 | 873.48 | 1571.5 | 698.02 | 809.42 | 809.42
results74.txt | 6632 REPBACKEN 400.00 | -0.1114 | 873.48 | 1571.5 | 698.02 | 809.42 | 809.42
results74.txt | 6639 LINDBACKA400400.00 | -0.1195 | 873.48 | 1571.5 | 698.02 | 817.52 | 817.52
results74.txt | 6638 LINDBACKA220220.00 | -0.1047 | 873.48 | 1571.5 | 698.02 | 802.72 | 802.72
results74.txt | 6641 HALLSBERG400400.00 | -0.1365 | 873.48 | 1571.5 | 698.02 | 834.52 | 834.52
results74.txt | 6640 HALLSBERG220220.00 | -0.1365 | 873.48 | 1571.5 | 698.02 | 834.52 | 834.52
results74.txt | 6642 OSTANSJO 400.00 | -0.124 | 873.48 | 1571.5 | 698.02 | 822.02 | 822.02
results74.txt | 1052 BREARED 400.00 | 0.1135 | 873.48 | 1571.5 | 698.02 | 584.52 | 584.52
results74.txt | 1053 HÄRADSBO 400.00 | 0.1005 | 873.48 | 1571.5 | 698.02 | 597.52 | 597.52
results74.txt | 9402 INGELKÄRR 400.00 | 0.1467 | 873.48 | 1571.5 | 698.02 | 551.32 | 551.32
results75.txt | PTI INTERACTIVE POWER SYSTEM SIMULATOR--PSS(R)E MON, MAY 29 2023 |  | 871.2 | 1571.5 | 700.3
results75.txt | SENSITIVITY FACTORS ARE CALCULATED WITH AC |  | 871.2 | 1571.5 | 700.3
results75.txt | SUBSYSTEM 'RESERV' IS USED FOR OPPOSING SYSTEM FOR MW POWER |  | 871.2 | 1571.5 | 700.3
results75.txt | SENSITIVITY FACTORS OF BRANCH FLOW (MVA) ON 6740 TEGNEBY400 400.00 TO 6742 HASLE400 400.00 10 MORE THAN | 0.1 | 871.2 | 1571.5 | 700.3 | 600.3 | 600.3
results75.txt | <--------- BUS NAME --------> |  | 871.2 | 1571.5 | 700.3
results75.txt | 6740 TEGNEBY400 400.00 | 0.1094 | 871.2 | 1571.5 | 700.3 | 590.9 | 590.9
results75.txt | 6739 TEGNEBY300 400.00 | 0.1036 | 871.2 | 1571.5 | 700.3 | 596.7 | 596.7
results76.txt | PTI INTERACTIVE POWER SYSTEM SIMULATOR--PSS(R)E MON, MAY 29 2023 |  | 871.2 | 1571.5 | 700.3
results76.txt | SENSITIVITY FACTORS ARE CALCULATED WITH AC |  | 871.2 | 1571.5 | 700.3
results76.txt | SUBSYSTEM 'RESERV' IS USED FOR OPPOSING SYSTEM FOR MW POWER |  | 871.2 | 1571.5 | 700.3
results76.txt | SENSITIVITY FACTORS OF BRANCH FLOW (MVA) ON 6740 TEGNEBY400 400.00 TO 6742 HASLE400 400.00 9 MORE THAN | 0.1 | 871.2 | 1571.5 | 700.3 | 600.3 | 600.3
results76.txt | <--------- BUS NAME --------> |  | 871.2 | 1571.5 | 700.3
results76.txt | 6740 TEGNEBY400 400.00 | 0.1094 | 871.2 | 1571.5 | 700.3 | 590.9 | 590.9
results76.txt | 6739 TEGNEBY300 400.00 | 0.1036 | 871.2 | 1571.5 | 700.3 | 596.7 | 596.7
results77.txt | PTI INTERACTIVE POWER SYSTEM SIMULATOR--PSS(R)E MON, MAY 29 2023 |  | 863.701 | 1571.5 | 707.799
results77.txt | SENSITIVITY FACTORS ARE CALCULATED WITH AC |  | 863.701 | 1571.5 | 707.799
results77.txt | SUBSYSTEM 'RESERV' IS USED FOR OPPOSING SYSTEM FOR MW POWER |  | 863.701 | 1571.5 | 707.799
results77.txt | SENSITIVITY FACTORS OF BRANCH FLOW (MVA) ON 6687 ULLA-FORRE 400.00 TO 8460 JOINT 400.00 4 MORE THAN | 0.1 | 863.701 | 1571.5 | 707.799 | 607.799 | 607.799
results77.txt | <--------- BUS NAME --------> |  | 863.701 | 1571.5 | 707.799
results77.txt | 6649 REFSDAL 400.00 | 0.1184 | 863.701 | 1571.5 | 707.799 | 589.399 | 589.399
results77.txt | 6650 HOVE 400.00 | 0.1077 | 863.701 | 1571.5 | 707.799 | 600.099 | 600.099
results77.txt | 6651 MODALEN 400.00 | 0.1482 | 863.701 | 1571.5 | 707.799 | 559.599 | 559.599
results77.txt | 6653 DALE 400.00 | 0.1603 | 863.701 | 1571.5 | 707.799 | 547.499 | 547.499
results77.txt | 6654 EVANGER 400.00 | 0.1596 | 863.701 | 1571.5 | 707.799 | 548.199 | 548.199
results77.txt | 6656 SAMNAGER400 400.00 | 0.1695 | 863.701 | 1571.5 | 707.799 | 538.299 | 538.299
results77.txt | 6655 SAMNAGER300 400.00 | 0.1701 | 863.701 | 1571.5 | 707.799 | 537.699 | 537.699
results77.txt | 6674 HUSNES 400.00 | 0.3152 | 863.701 | 1571.5 | 707.799 | 392.599 | 392.599
results77.txt | 6676 HYDRO PURE S400.00 | 0.2553 | 863.701 | 1571.5 | 707.799 | 452.499 | 452.499
results77.txt | 6675 MAURANGER 400.00 | 0.2553 | 863.701 | 1571.5 | 707.799 | 452.499 | 452.499
results77.txt | 6677 BLÅFALL 400.00 | 0.3141 | 863.701 | 1571.5 | 707.799 | 393.699 | 393.699
results77.txt | 6679 OKSLA 400.00 | 0.4964 | 863.701 | 1571.5 | 707.799 | 211.399 | 211.399
results77.txt | 6680 ÅSEN 400.00 | 0.4964 | 863.701 | 1571.5 | 707.799 | 211.399 | 211.399
results77.txt | 6682 SAUDA400 400.00 | 0.361 | 863.701 | 1571.5 | 707.799 | 346.799 | 346.799
results77.txt | 6681 SAUDA300 400.00 | 0.3627 | 863.701 | 1571.5 | 707.799 | 345.099 | 345.099
results77.txt | 6683 HYLEN 400.00 | 0.3621 | 863.701 | 1571.5 | 707.799 | 345.699 | 345.699
results77.txt | 6685 RÖDAL 400.00 | 0.4985 | 863.701 | 1571.5 | 707.799 | 209.299 | 209.299
results77.txt | 6686 NOVLE 400.00 | 0.4983 | 863.701 | 1571.5 | 707.799 | 209.499 | 209.499
results77.txt | 6687 ULLA-FORRE 400.00 | 0.5012 | 863.701 | 1571.5 | 707.799 | 206.599 | 206.599
results77.txt | 6691 SUBSTATION 400.00 | 0.3621 | 863.701 | 1571.5 | 707.799 | 345.699 | 345.699
results77.txt | 6701 KVANNDAL 400.00 | -0.4523 | 863.701 | 1571.5 | 707.799 | 1160.099 | 1160.099
results77.txt | 6702 KJELA 400.00 | -0.3688 | 863.701 | 1571.5 | 707.799 | 1076.599 | 1076.599
results77.txt | 6703 SONGA 400.00 | -0.2534 | 863.701 | 1571.5 | 707.799 | 961.199 | 961.199
results77.txt | 6704 VINJE 400.00 | -0.1941 | 863.701 | 1571.5 | 707.799 | 901.899 | 901.899
results77.txt | 6711 TOKKE 400.00 | -0.1238 | 863.701 | 1571.5 | 707.799 | 831.599 | 831.599
results77.txt | 6722 VEMORK 400.00 | -0.1846 | 863.701 | 1571.5 | 707.799 | 892.399 | 892.399
results77.txt | 6743 KOLLSNES 400.00 | 0.1615 | 863.701 | 1571.5 | 707.799 | 546.299 | 546.299
results77.txt | 6745 SUBSTATION 400.00 | 0.1573 | 863.701 | 1571.5 | 707.799 | 550.499 | 550.499
results77.txt | 6744 LINDÅS 400.00 | 0.1573 | 863.701 | 1571.5 | 707.799 | 550.499 | 550.499
results77.txt | 6746 NYGARD 400.00 | 0.1631 | 863.701 | 1571.5 | 707.799 | 544.699 | 544.699
results77.txt | 6747 ARNA 400.00 | 0.1632 | 863.701 | 1571.5 | 707.799 | 544.599 | 544.599
results77.txt | 6748 BERGEN 400.00 | 0.164 | 863.701 | 1571.5 | 707.799 | 543.799 | 543.799
results77.txt | 6749 STORD 400.00 | 0.3196 | 863.701 | 1571.5 | 707.799 | 388.199 | 388.199
results77.txt | 6751 SUBSTATION 301.00 | 0.3382 | 863.701 | 1571.5 | 707.799 | 369.599 | 369.599
results77.txt | 6750 HÅVIK 400.00 | 0.3284 | 863.701 | 1571.5 | 707.799 | 379.399 | 379.399
results77.txt | 6752 SPANNE 400.00 | 0.3242 | 863.701 | 1571.5 | 707.799 | 383.599 | 383.599
results77.txt | 6753 KÅRSTO 400.00 | 0.329 | 863.701 | 1571.5 | 707.799 | 378.799 | 378.799
results77.txt | 8448 JOINT 400.00 | -0.3688 | 863.701 | 1571.5 | 707.799 | 1076.599 | 1076.599
results77.txt | 8460 JOINT 400.00 | -0.4523 | 863.701 | 1571.5 | 707.799 | 1160.099 | 1160.099
results77.txt | 8611 JOINT 400.00 | 0.3289 | 863.701 | 1571.5 | 707.799 | 378.899 | 378.899
results77.txt | 9010 HAUGSVAER 400.00 | 0.1527 | 863.701 | 1571.5 | 707.799 | 555.099 | 555.099
results77.txt | 9011 STEINSLAND 400.00 | 0.149 | 863.701 | 1571.5 | 707.799 | 558.799 | 558.799
results77.txt | 9019 SAUDA 301.00 | 0.3511 | 863.701 | 1571.5 | 707.799 | 356.699 | 356.699
results78.txt | PTI INTERACTIVE POWER SYSTEM SIMULATOR--PSS(R)E MON, MAY 29 2023 |  | 799.0098 | 1571.5 | 772.4903
results78.txt | SENSITIVITY FACTORS ARE CALCULATED WITH AC |  | 799.0098 | 1571.5 | 772.4903
results78.txt | SUBSYSTEM 'RESERV' IS USED FOR OPPOSING SYSTEM FOR MW POWER |  | 799.0098 | 1571.5 | 772.4903
results78.txt | SENSITIVITY FACTORS OF BRANCH FLOW (MVA) ON 6585 FINNBOLEHVDC400.00 TO 6586 FINNBOLEHVDC400.00 1 MORE THAN | 0.1 | 799.0098 | 1571.5 | 772.4903 | 672.4902 | 672.4902
results78.txt | <--------- BUS NAME --------> |  | 799.0098 | 1571.5 | 772.4903
results78.txt | 6585 FINNBOLEHVDC400.00 | 0.1026 | 799.0098 | 1571.5 | 772.4903 | 669.8902 | 669.8902
results78.txt | 6586 FINNBOLEHVDC400.00 | -0.8635 | 799.0098 | 1571.5 | 772.4903 | 1507.0098 | 1507.0098
results79.txt | PTI INTERACTIVE POWER SYSTEM SIMULATOR--PSS(R)E MON, MAY 29 2023 |  | 778.9086 | 1571.5 | 792.5914
results79.txt | SENSITIVITY FACTORS ARE CALCULATED WITH AC |  | 778.9086 | 1571.5 | 792.5914
results79.txt | SUBSYSTEM 'RESERV' IS USED FOR OPPOSING SYSTEM FOR MW POWER |  | 778.9086 | 1571.5 | 792.5914
results79.txt | SENSITIVITY FACTORS OF BRANCH FLOW (MVA) ON 6856 ORSKOG 400.00 TO 6860 GRYTTEN 400.00 2 MORE THAN | 0.1 | 778.9086 | 1571.5 | 792.5914 | 692.5914 | 692.5914
results79.txt | <--------- BUS NAME --------> |  | 778.9086 | 1571.5 | 792.5914
results79.txt | 6647 MOSKOG 400.00 | 0.3145 | 778.9086 | 1571.5 | 792.5914 | 478.0914 | 478.0914
results79.txt | 6648 HOYANGER 400.00 | 0.2727 | 778.9086 | 1571.5 | 792.5914 | 519.8914 | 519.8914
results79.txt | 6649 REFSDAL 400.00 | 0.1435 | 778.9086 | 1571.5 | 792.5914 | 649.0914 | 649.0914
results79.txt | 6650 HOVE 400.00 | 0.1505 | 778.9086 | 1571.5 | 792.5914 | 642.0914 | 642.0914
results79.txt | 6651 MODALEN 400.00 | 0.1251 | 778.9086 | 1571.5 | 792.5914 | 667.4914 | 667.4914
results79.txt | 6653 DALE 400.00 | 0.1178 | 778.9086 | 1571.5 | 792.5914 | 674.7914 | 674.7914
results79.txt | 6654 EVANGER 400.00 | 0.1186 | 778.9086 | 1571.5 | 792.5914 | 673.9914 | 673.9914
results79.txt | 6656 SAMNAGER400 400.00 | 0.1138 | 778.9086 | 1571.5 | 792.5914 | 678.7914 | 678.7914
results79.txt | 6655 SAMNAGER300 400.00 | 0.1138 | 778.9086 | 1571.5 | 792.5914 | 678.7914 | 678.7914
results79.txt | 6657 JOSTEDAL 400.00 | 0.1607 | 778.9086 | 1571.5 | 792.5914 | 631.8914 | 631.8914
results79.txt | 6658 LEIRDOLA 400.00 | 0.1609 | 778.9086 | 1571.5 | 792.5914 | 631.6914 | 631.6914
results79.txt | 6659 ÅROY 400.00 | 0.1636 | 778.9086 | 1571.5 | 792.5914 | 628.9914 | 628.9914
results79.txt | 6661 FARDAL400 400.00 | 0.1637 | 778.9086 | 1571.5 | 792.5914 | 628.8914 | 628.8914
results79.txt | 6660 FARDAL300 400.00 | 0.1636 | 778.9086 | 1571.5 | 792.5914 | 628.9914 | 628.9914
results79.txt | 6663 AURLAND400 400.00 | 0.1249 | 778.9086 | 1571.5 | 792.5914 | 667.6914 | 667.6914
results79.txt | 6662 AURLAND200 400.00 | 0.1249 | 778.9086 | 1571.5 | 792.5914 | 667.6914 | 667.6914
results79.txt | 6664 AURLAND2 400.00 | 0.1249 | 778.9086 | 1571.5 | 792.5914 | 667.6914 | 667.6914
results79.txt | 6665 AURLAND3 400.00 | 0.12 | 778.9086 | 1571.5 | 792.5914 | 672.5914 | 672.5914
results79.txt | 6666 SKAGEN-FOTUN400.00 | 0.1595 | 778.9086 | 1571.5 | 792.5914 | 633.0914 | 633.0914
results79.txt | 6668 ELDFJORD 400.00 | 0.111 | 778.9086 | 1571.5 | 792.5914 | 681.5914 | 681.5914
results79.txt | 6669 HOL1 400.00 | 0.1047 | 778.9086 | 1571.5 | 792.5914 | 687.8914 | 687.8914
results79.txt | 6743 KOLLSNES 400.00 | 0.1182 | 778.9086 | 1571.5 | 792.5914 | 674.3914 | 674.3914
results79.txt | 6745 SUBSTATION 400.00 | 0.1204 | 778.9086 | 1571.5 | 792.5914 | 672.1914 | 672.1914
results79.txt | 6744 LINDÅS 400.00 | 0.1204 | 778.9086 | 1571.5 | 792.5914 | 672.1914 | 672.1914
results79.txt | 6746 NYGARD 400.00 | 0.1173 | 778.9086 | 1571.5 | 792.5914 | 675.2914 | 675.2914
results79.txt | 6747 ARNA 400.00 | 0.1169 | 778.9086 | 1571.5 | 792.5914 | 675.6914 | 675.6914
results79.txt | 6748 BERGEN 400.00 | 0.1167 | 778.9086 | 1571.5 | 792.5914 | 675.8914 | 675.8914
results79.txt | 6812 OGNDAL 400.00 | -0.125 | 778.9086 | 1571.5 | 792.5914 | 917.5914 | 917.5914
results79.txt | 6814 VERDAL400 400.00 | -0.126 | 778.9086 | 1571.5 | 792.5914 | 918.5914 | 918.5914
results79.txt | 6813 VERDAL300 400.00 | -0.126 | 778.9086 | 1571.5 | 792.5914 | 918.5914 | 918.5914
results79.txt | 6872 AURA2300 400.00 | -0.1745 | 778.9086 | 1571.5 | 792.5914 | 967.0914 | 967.0914
results79.txt | 6855 FRAERNA 400.00 | -0.2074 | 778.9086 | 1571.5 | 792.5914 | 999.9914 | 999.9914
results79.txt | 6856 ORSKOG 400.00 | 0.6928 | 778.9086 | 1571.5 | 792.5914 | 99.7914 | 99.7914
results79.txt | 6857 ORSTA 400.00 | 0.6048 | 778.9086 | 1571.5 | 792.5914 | 187.7914 | 187.7914
results79.txt | 6858 ISTAD 400.00 | -0.2074 | 778.9086 | 1571.5 | 792.5914 | 999.9914 | 999.9914
results79.txt | 6859 AURA1 400.00 | -0.1857 | 778.9086 | 1571.5 | 792.5914 | 978.2914 | 978.2914
results79.txt | 6860 GRYTTEN 400.00 | -0.2303 | 778.9086 | 1571.5 | 792.5914 | 1022.8914 | 1022.8914
results79.txt | 6861 SNILLDAL 400.00 | -0.1568 | 778.9086 | 1571.5 | 792.5914 | 949.3914 | 949.3914
results79.txt | 6862 SURNA 400.00 | -0.1624 | 778.9086 | 1571.5 | 792.5914 | 954.9914 | 954.9914
results79.txt | 6863 HOFSTAD 400.00 | -0.137 | 778.9086 | 1571.5 | 792.5914 | 929.5914 | 929.5914
results79.txt | 6864 ÅFJORD 400.00 | -0.1467 | 778.9086 | 1571.5 | 792.5914 | 939.2914 | 939.2914
results79.txt | 6866 ORKDAL400 400.00 | -0.1424 | 778.9086 | 1571.5 | 792.5914 | 934.9914 | 934.9914
results79.txt | 6865 ORKDAL300 400.00 | -0.1424 | 778.9086 | 1571.5 | 792.5914 | 934.9914 | 934.9914
results79.txt | 6867 STRINDA 400.00 | -0.1286 | 778.9086 | 1571.5 | 792.5914 | 921.1914 | 921.1914
results79.txt | 6869 KLAEBU400 400.00 | -0.1289 | 778.9086 | 1571.5 | 792.5914 | 921.4914 | 921.4914
results79.txt | 6868 KLAEBU300 400.00 | -0.1289 | 778.9086 | 1571.5 | 792.5914 | 921.4914 | 921.4914
results79.txt | 6871 EIDUM400 400.00 | -0.128 | 778.9086 | 1571.5 | 792.5914 | 920.5914 | 920.5914
results79.txt | 6870 EIDUM300 400.00 | -0.128 | 778.9086 | 1571.5 | 792.5914 | 920.5914 | 920.5914
results79.txt | 6937 MARKA 400.00 | -0.1022 | 778.9086 | 1571.5 | 792.5914 | 894.7914 | 894.7914
results79.txt | 6938 NAMSOS 400.00 | -0.1224 | 778.9086 | 1571.5 | 792.5914 | 914.9914 | 914.9914
results79.txt | 6939 KOLSVIK 400.00 | -0.1106 | 778.9086 | 1571.5 | 792.5914 | 903.1914 | 903.1914
results79.txt | 6940 NAMSKOGEN 400.00 | -0.1107 | 778.9086 | 1571.5 | 792.5914 | 903.2914 | 903.2914
results79.txt | 6942 TUNNSJO400 400.00 | -0.1139 | 778.9086 | 1571.5 | 792.5914 | 906.4914 | 906.4914
results79.txt | 6941 TUNNSJO300 400.00 | -0.1139 | 778.9086 | 1571.5 | 792.5914 | 906.4914 | 906.4914
results79.txt | 9006 TROFORS 400.00 | -0.1047 | 778.9086 | 1571.5 | 792.5914 | 897.2914 | 897.2914
results79.txt | 9007 TJELDBERGO 400.00 | -0.1598 | 778.9086 | 1571.5 | 792.5914 | 952.3914 | 952.3914
results79.txt | 9008 SYLKKYVELN 400.00 | 0.6543 | 778.9086 | 1571.5 | 792.5914 | 138.2914 | 138.2914
results79.txt | 9009 ALFOTEN 400.00 | 0.4724 | 778.9086 | 1571.5 | 792.5914 | 320.1914 | 320.1914
results79.txt | 9010 HAUGSVAER 400.00 | 0.1227 | 778.9086 | 1571.5 | 792.5914 | 669.8914 | 669.8914
results79.txt | 9011 STEINSLAND 400.00 | 0.1246 | 778.9086 | 1571.5 | 792.5914 | 667.9914 | 667.9914
results80.txt | PTI INTERACTIVE POWER SYSTEM SIMULATOR--PSS(R)E MON, MAY 29 2023 |  | 1446.816 | 2245 | 798.184
results80.txt | SENSITIVITY FACTORS ARE CALCULATED WITH AC |  | 1446.816 | 2245 | 798.184
results80.txt | SUBSYSTEM 'RESERV' IS USED FOR OPPOSING SYSTEM FOR MW POWER |  | 1446.816 | 2245 | 798.184
results80.txt | SENSITIVITY FACTORS OF BRANCH FLOW (MVA) ON 6725 SUNDSBARM 400.00 TO 6726 ROD300 400.00 2 MORE THAN | 0.1 | 1446.816 | 2245 | 798.184 | 698.184 | 698.184
results80.txt | <--------- BUS NAME --------> |  | 1446.816 | 2245 | 798.184
results80.txt | 6704 VINJE 400.00 | 0.1177 | 1446.816 | 2245 | 798.184 | 680.484 | 680.484
results80.txt | 6711 TOKKE 400.00 | 0.1399 | 1446.816 | 2245 | 798.184 | 658.284 | 658.284
results80.txt | 6725 SUNDSBARM 400.00 | 0.3827 | 1446.816 | 2245 | 798.184 | 415.484 | 415.484
results80.txt | 6727 ROD400 400.00 | -0.2102 | 1446.816 | 2245 | 798.184 | 1008.384 | 1008.384
results80.txt | 6726 ROD300 400.00 | -0.2135 | 1446.816 | 2245 | 798.184 | 1011.684 | 1011.684
results80.txt | 6728 GRENLAND 400.00 | -0.1581 | 1446.816 | 2245 | 798.184 | 956.284 | 956.284
results80.txt | 6730 BAMBLE400 400.00 | -0.1378 | 1446.816 | 2245 | 798.184 | 935.984 | 935.984
results80.txt | 6729 BAMBLE300 400.00 | -0.1378 | 1446.816 | 2245 | 798.184 | 935.984 | 935.984
results80.txt | 9012 BAMBLE 400.00 | -0.1388 | 1446.816 | 2245 | 798.184 | 936.984 | 936.984
results81.txt | PTI INTERACTIVE POWER SYSTEM SIMULATOR--PSS(R)E MON, MAY 29 2023 |  | 1438.9711 | 2245 | 806.0288
results81.txt | SENSITIVITY FACTORS ARE CALCULATED WITH AC |  | 1438.9711 | 2245 | 806.0288
results81.txt | SUBSYSTEM 'RESERV' IS USED FOR OPPOSING SYSTEM FOR MW POWER |  | 1438.9711 | 2245 | 806.0288
results81.txt | SENSITIVITY FACTORS OF BRANCH FLOW (MVA) ON 6695 KVILLDAL 400.00 TO 6705 HOLEN 400.00 1 MORE THAN | 0.1 | 1438.9711 | 2245 | 806.0288 | 706.0289 | 706.0289
results81.txt | <--------- BUS NAME --------> |  | 1438.9711 | 2245 | 806.0288
results81.txt | 6356 BJERKREIM 400.00 | 0.1016 | 1438.9711 | 2245 | 806.0288 | 704.4289 | 704.4289
results81.txt | 6688 STOKKELAND 400.00 | 0.1248 | 1438.9711 | 2245 | 806.0288 | 681.2289 | 681.2289
results81.txt | 6690 HOG-JAERN400400.00 | 0.1255 | 1438.9711 | 2245 | 806.0288 | 680.5289 | 680.5289
results81.txt | 6689 HOG-JAERN300400.00 | 0.1248 | 1438.9711 | 2245 | 806.0288 | 681.2289 | 681.2289
results81.txt | 6693 SATURDAL 400.00 | 0.4659 | 1438.9711 | 2245 | 806.0288 | 340.1289 | 340.1289
results81.txt | 6692 HYDRO MIXED 400.00 | 0.4658 | 1438.9711 | 2245 | 806.0288 | 340.2289 | 340.2289
results81.txt | 6694 FORRE 400.00 | 0.1095 | 1438.9711 | 2245 | 806.0288 | 696.5289 | 696.5289
results81.txt | 6695 KVILLDAL 400.00 | 0.5676 | 1438.9711 | 2245 | 806.0288 | 238.4289 | 238.4289
results81.txt | 6698 LYSE400 400.00 | 0.2134 | 1438.9711 | 2245 | 806.0288 | 592.6289 | 592.6289
results81.txt | 6697 LYSE300 400.00 | 0.2126 | 1438.9711 | 2245 | 806.0288 | 593.4289 | 593.4289
results81.txt | 6699 DUGE 301.00 | 0.1426 | 1438.9711 | 2245 | 806.0288 | 663.4289 | 663.4289
results81.txt | 6700 TJORHOM 400.00 | 0.2121 | 1438.9711 | 2245 | 806.0288 | 593.9289 | 593.9289
results81.txt | 6705 HOLEN 400.00 | -0.2376 | 1438.9711 | 2245 | 806.0288 | 1043.6289 | 1043.6289
results81.txt | 6706 ROSKREPP 301.00 | 0.1384 | 1438.9711 | 2245 | 806.0288 | 667.6289 | 667.6289
results81.txt | 6707 KVINEN 301.00 | 0.1344 | 1438.9711 | 2245 | 806.0288 | 671.6289 | 671.6289
results81.txt | 6710 HEKNI 400.00 | -0.1473 | 1438.9711 | 2245 | 806.0288 | 953.3289 | 953.3289
results81.txt | 6723 SÅHEIM 400.00 | 0.2078 | 1438.9711 | 2245 | 806.0288 | 598.2289 | 598.2289
results81.txt | 6754 STOLAHELA 400.00 | 0.1248 | 1438.9711 | 2245 | 806.0288 | 681.2289 | 681.2289
results81.txt | 9020 LYSE 301.00 | 0.1538 | 1438.9711 | 2245 | 806.0288 | 652.2289 | 652.2289
results81.txt | 9021 FJOTLAND 301.00 | 0.1201 | 1438.9711 | 2245 | 806.0288 | 685.9289 | 685.9289
results82.txt | PTI INTERACTIVE POWER SYSTEM SIMULATOR--PSS(R)E MON, MAY 29 2023 |  | 1431.3417 | 2245 | 813.6583
results82.txt | SENSITIVITY FACTORS ARE CALCULATED WITH AC |  | 1431.3417 | 2245 | 813.6583
results82.txt | SUBSYSTEM 'RESERV' IS USED FOR OPPOSING SYSTEM FOR MW POWER |  | 1431.3417 | 2245 | 813.6583
results82.txt | SENSITIVITY FACTORS OF BRANCH FLOW (MVA) ON 6309 STENKULLEN 400.00 TO 6311 LINDOME 400.00 1 MORE THAN | 0.1 | 1431.3417 | 2245 | 813.6583 | 713.6583 | 713.6583
results82.txt | <--------- BUS NAME --------> |  | 1431.3417 | 2245 | 813.6583
results82.txt | 5624 HERSLEV 400.00 | -0.1526 | 1431.3417 | 2245 | 813.6583 | 966.2583 | 966.2583
results82.txt | 5642 HOVEGARD 400.00 | -0.1524 | 1431.3417 | 2245 | 813.6583 | 966.0583 | 966.0583
results82.txt | 5646 BJAEVERSKOV4400.00 | -0.1523 | 1431.3417 | 2245 | 813.6583 | 965.9583 | 965.9583
results82.txt | 5645 BJAEVERSKOV2220.00 | -0.1521 | 1431.3417 | 2245 | 813.6583 | 965.7583 | 965.7583
results82.txt | 5657 ISHOJ400 400.00 | -0.1524 | 1431.3417 | 2245 | 813.6583 | 966.0583 | 966.0583
results82.txt | 5656 ISHOJ220 220.00 | -0.1526 | 1431.3417 | 2245 | 813.6583 | 966.2583 | 966.2583
results82.txt | 5660 AVEDOREVERK 400.00 | -0.1525 | 1431.3417 | 2245 | 813.6583 | 966.1583 | 966.1583
results82.txt | 5662 ORSTEDSVERKE400.00 | -0.1526 | 1431.3417 | 2245 | 813.6583 | 966.2583 | 966.2583
results82.txt | 5671 SEGE 400.00 | -0.1315 | 1431.3417 | 2245 | 813.6583 | 945.1583 | 945.1583
results82.txt | 5672 ARRIE 400.00 | -0.1314 | 1431.3417 | 2245 | 813.6583 | 945.0583 | 945.0583
results82.txt | 5673 KRUSEBERG 400.00 | -0.1314 | 1431.3417 | 2245 | 813.6583 | 945.0583 | 945.0583
results82.txt | 5676 WIND FARM 220.00 | -0.15 | 1431.3417 | 2245 | 813.6583 | 963.6583 | 963.6583
results82.txt | 5845 ASNAESVERK 400.00 | -0.1525 | 1431.3417 | 2245 | 813.6583 | 966.1583 | 966.1583
results82.txt | 6311 LINDOME 400.00 | -0.5434 | 1431.3417 | 2245 | 813.6583 | 1357.0583 | 1357.0583
results82.txt | 6312 RINGHALS 400.00 | -0.1682 | 1431.3417 | 2245 | 813.6583 | 981.8583 | 981.8583
results82.txt | 6313 STROMMA 400.00 | -0.2092 | 1431.3417 | 2245 | 813.6583 | 1022.8583 | 1022.8583
results82.txt | 6315 HORRED 400.00 | -0.1362 | 1431.3417 | 2245 | 813.6583 | 949.8583 | 949.8583
results82.txt | 6316 UDDEBO 400.00 | -0.1255 | 1431.3417 | 2245 | 813.6583 | 939.1583 | 939.1583
results82.txt | 6319 KYNDBYVERKER400.00 | -0.1523 | 1431.3417 | 2245 | 813.6583 | 965.9583 | 965.9583
results82.txt | 6324 GORLOSEGARD 400.00 | -0.1519 | 1431.3417 | 2245 | 813.6583 | 965.5583 | 965.5583
results82.txt | 6330 GELNTEGARD2 400.00 | -0.153 | 1431.3417 | 2245 | 813.6583 | 966.6583 | 966.6583
results82.txt | 6334 GLENTEGARD 400.00 | -0.1532 | 1431.3417 | 2245 | 813.6583 | 966.8583 | 966.8583
results82.txt | 6335 SODERASEN 400.00 | -0.1503 | 1431.3417 | 2245 | 813.6583 | 963.9583 | 963.9583
results82.txt | 6337 BARSEBACK 400.00 | -0.1341 | 1431.3417 | 2245 | 813.6583 | 947.7583 | 947.7583
results82.txt | 6338 HURVA 400.00 | -0.1259 | 1431.3417 | 2245 | 813.6583 | 939.5583 | 939.5583
results82.txt | 6342 TENHULT 400.00 | -0.1013 | 1431.3417 | 2245 | 813.6583 | 914.9583 | 914.9583
results82.txt | 6349 ALVESTA 400.00 | -0.1055 | 1431.3417 | 2245 | 813.6583 | 919.1583 | 919.1583
results82.txt | 6350 HEMSJO 400.00 | -0.1055 | 1431.3417 | 2245 | 813.6583 | 919.1583 | 919.1583
results82.txt | 6351 KARLSHAMN 400.00 | -0.1054 | 1431.3417 | 2245 | 813.6583 | 919.0583 | 919.0583
results82.txt | 7429 JOINT 220.00 | -0.1502 | 1431.3417 | 2245 | 813.6583 | 963.8583 | 963.8583
results82.txt | 1052 BREARED 400.00 | -0.181 | 1431.3417 | 2245 | 813.6583 | 994.6583 | 994.6583
results82.txt | 1053 HÄRADSBO 400.00 | -0.1434 | 1431.3417 | 2245 | 813.6583 | 957.0583 | 957.0583
results83.txt | PTI INTERACTIVE POWER SYSTEM SIMULATOR--PSS(R)E MON, MAY 29 2023 |  | 752.1837 | 1571.5 | 819.3163
results83.txt | SENSITIVITY FACTORS ARE CALCULATED WITH AC |  | 752.1837 | 1571.5 | 819.3163
results83.txt | SUBSYSTEM 'RESERV' IS USED FOR OPPOSING SYSTEM FOR MW POWER |  | 752.1837 | 1571.5 | 819.3163
results83.txt | SENSITIVITY FACTORS OF BRANCH FLOW (MVA) ON 6591 FORSMARK 400.00 TO 6597 TUNA400 400.00 3 MORE THAN | 0.1 | 752.1837 | 1571.5 | 819.3163 | 719.3163 | 719.3163
results83.txt | <--------- BUS NAME --------> |  | 752.1837 | 1571.5 | 819.3163
results83.txt | 6588 UNTRA 220.00 | -0.1053 | 752.1837 | 1571.5 | 819.3163 | 924.6163 | 924.6163
results83.txt | 6589 DANNEBO 400.00 | 0.1871 | 752.1837 | 1571.5 | 819.3163 | 632.2163 | 632.2163
results83.txt | 6591 FORSMARK 400.00 | 0.1865 | 752.1837 | 1571.5 | 819.3163 | 632.8163 | 632.8163
results83.txt | 6595 BREDAKER 220.00 | -0.1861 | 752.1837 | 1571.5 | 819.3163 | 1005.4163 | 1005.4163
results83.txt | 6597 TUNA400 400.00 | -0.4898 | 752.1837 | 1571.5 | 819.3163 | 1309.1163 | 1309.1163
results83.txt | 6596 TUNA220 220.00 | -0.2962 | 752.1837 | 1571.5 | 819.3163 | 1115.5163 | 1115.5163
results83.txt | 6598 BOLANDERNA 220.00 | -0.147 | 752.1837 | 1571.5 | 819.3163 | 966.3163 | 966.3163
results83.txt | 6599 PLENNINGE 220.00 | -0.1467 | 752.1837 | 1571.5 | 819.3163 | 966.0163 | 966.0163
results83.txt | 6605 STOCKHOLM400400.00 | -0.1021 | 752.1837 | 1571.5 | 819.3163 | 921.4163 | 921.4163
results83.txt | 6610 GRASKA 220.00 | -0.2993 | 752.1837 | 1571.5 | 819.3163 | 1118.6163 | 1118.6163
results83.txt | 6611 HALLSTAVIK 220.00 | -0.2992 | 752.1837 | 1571.5 | 819.3163 | 1118.5163 | 1118.5163
results83.txt | 6613 MALSTA 220.00 | -0.3004 | 752.1837 | 1571.5 | 819.3163 | 1119.7163 | 1119.7163
results83.txt | 1051 SUBSTATION 400.00 | 0.1865 | 752.1837 | 1571.5 | 819.3163 | 632.8163 | 632.8163
results84.txt | PTI INTERACTIVE POWER SYSTEM SIMULATOR--PSS(R)E MON, MAY 29 2023 |  | 1423.9034 | 2245 | 821.0966
results84.txt | SENSITIVITY FACTORS ARE CALCULATED WITH AC |  | 1423.9034 | 2245 | 821.0966
results84.txt | SUBSYSTEM 'RESERV' IS USED FOR OPPOSING SYSTEM FOR MW POWER |  | 1423.9034 | 2245 | 821.0966
results84.txt | SENSITIVITY FACTORS OF BRANCH FLOW (MVA) ON 6736 OSLA400 400.00 TO 6737 FOLLO 400.00 1 MORE THAN | 0.1 | 1423.9034 | 2245 | 821.0966 | 721.0966 | 721.0966
results84.txt | <--------- BUS NAME --------> |  | 1423.9034 | 2245 | 821.0966
results84.txt | 5624 HERSLEV 400.00 | -0.1037 | 1423.9034 | 2245 | 821.0966 | 924.7966 | 924.7966
results84.txt | 5642 HOVEGARD 400.00 | -0.1036 | 1423.9034 | 2245 | 821.0966 | 924.6966 | 924.6966
results84.txt | 5646 BJAEVERSKOV4400.00 | -0.1036 | 1423.9034 | 2245 | 821.0966 | 924.6966 | 924.6966
results84.txt | 5645 BJAEVERSKOV2220.00 | -0.1035 | 1423.9034 | 2245 | 821.0966 | 924.5966 | 924.5966
results84.txt | 5657 ISHOJ400 400.00 | -0.1036 | 1423.9034 | 2245 | 821.0966 | 924.6966 | 924.6966
results84.txt | 5656 ISHOJ220 220.00 | -0.1037 | 1423.9034 | 2245 | 821.0966 | 924.7966 | 924.7966
results84.txt | 5660 AVEDOREVERK 400.00 | -0.1037 | 1423.9034 | 2245 | 821.0966 | 924.7966 | 924.7966
results84.txt | 5662 ORSTEDSVERKE400.00 | -0.1037 | 1423.9034 | 2245 | 821.0966 | 924.7966 | 924.7966
results84.txt | 5671 SEGE 400.00 | -0.1003 | 1423.9034 | 2245 | 821.0966 | 921.3966 | 921.3966
results84.txt | 5672 ARRIE 400.00 | -0.1003 | 1423.9034 | 2245 | 821.0966 | 921.3966 | 921.3966
results84.txt | 5673 KRUSEBERG 400.00 | -0.1003 | 1423.9034 | 2245 | 821.0966 | 921.3966 | 921.3966
results84.txt | 5676 WIND FARM 220.00 | -0.1028 | 1423.9034 | 2245 | 821.0966 | 923.8966 | 923.8966
results84.txt | 5845 ASNAESVERK 400.00 | -0.1037 | 1423.9034 | 2245 | 821.0966 | 924.7966 | 924.7966
results84.txt | 6305 LOVISEHOLM 400.00 | -0.1177 | 1423.9034 | 2245 | 821.0966 | 938.7966 | 938.7966
results84.txt | 6306 TROLLHATTAN 400.00 | -0.1094 | 1423.9034 | 2245 | 821.0966 | 930.4966 | 930.4966
results84.txt | 6307 KILANDA 400.00 | -0.1066 | 1423.9034 | 2245 | 821.0966 | 927.6966 | 927.6966
results84.txt | 6308 HISINGEN 400.00 | -0.1064 | 1423.9034 | 2245 | 821.0966 | 927.4966 | 927.4966
results84.txt | 6309 STENKULLEN 400.00 | -0.1062 | 1423.9034 | 2245 | 821.0966 | 927.2966 | 927.2966
results84.txt | 6311 LINDOME 400.00 | -0.1055 | 1423.9034 | 2245 | 821.0966 | 926.5966 | 926.5966
results84.txt | 6312 RINGHALS 400.00 | -0.1036 | 1423.9034 | 2245 | 821.0966 | 924.6966 | 924.6966
results84.txt | 6313 STROMMA 400.00 | -0.1047 | 1423.9034 | 2245 | 821.0966 | 925.7966 | 925.7966
results84.txt | 6315 HORRED 400.00 | -0.1032 | 1423.9034 | 2245 | 821.0966 | 924.2966 | 924.2966
results84.txt | 6316 UDDEBO 400.00 | -0.1014 | 1423.9034 | 2245 | 821.0966 | 922.4966 | 922.4966
results84.txt | 6319 KYNDBYVERKER400.00 | -0.1036 | 1423.9034 | 2245 | 821.0966 | 924.6966 | 924.6966
results84.txt | 6324 GORLOSEGARD 400.00 | -0.1035 | 1423.9034 | 2245 | 821.0966 | 924.5966 | 924.5966
results84.txt | 6330 GELNTEGARD2 400.00 | -0.1038 | 1423.9034 | 2245 | 821.0966 | 924.8966 | 924.8966
results84.txt | 6334 GLENTEGARD 400.00 | -0.1039 | 1423.9034 | 2245 | 821.0966 | 924.9966 | 924.9966
results84.txt | 6335 SODERASEN 400.00 | -0.1029 | 1423.9034 | 2245 | 821.0966 | 923.9966 | 923.9966
results84.txt | 6337 BARSEBACK 400.00 | -0.1007 | 1423.9034 | 2245 | 821.0966 | 921.7966 | 921.7966
results84.txt | 6626 MINNE 400.00 | 0.2488 | 1423.9034 | 2245 | 821.0966 | 572.2966 | 572.2966
results84.txt | 6629 HALDEN 400.00 | -0.1227 | 1423.9034 | 2245 | 821.0966 | 943.7966 | 943.7966
results84.txt | 6630 BORGVIK 400.00 | -0.1046 | 1423.9034 | 2245 | 821.0966 | 925.6966 | 925.6966
results84.txt | 6647 MOSKOG 400.00 | 0.1061 | 1423.9034 | 2245 | 821.0966 | 714.9966 | 714.9966
results84.txt | 6648 HOYANGER 400.00 | 0.1076 | 1423.9034 | 2245 | 821.0966 | 713.4966 | 713.4966
results84.txt | 6649 REFSDAL 400.00 | 0.1025 | 1423.9034 | 2245 | 821.0966 | 718.5966 | 718.5966
results84.txt | 6650 HOVE 400.00 | 0.1062 | 1423.9034 | 2245 | 821.0966 | 714.8966 | 714.8966
results84.txt | 6657 JOSTEDAL 400.00 | 0.1105 | 1423.9034 | 2245 | 821.0966 | 710.5966 | 710.5966
results84.txt | 6658 LEIRDOLA 400.00 | 0.1108 | 1423.9034 | 2245 | 821.0966 | 710.2966 | 710.2966
results84.txt | 6659 ÅROY 400.00 | 0.1131 | 1423.9034 | 2245 | 821.0966 | 707.9966 | 707.9966
results84.txt | 6661 FARDAL400 400.00 | 0.1132 | 1423.9034 | 2245 | 821.0966 | 707.8966 | 707.8966
results84.txt | 6660 FARDAL300 400.00 | 0.1132 | 1423.9034 | 2245 | 821.0966 | 707.8966 | 707.8966
results84.txt | 6663 AURLAND400 400.00 | 0.128 | 1423.9034 | 2245 | 821.0966 | 693.0966 | 693.0966
results84.txt | 6662 AURLAND200 400.00 | 0.1279 | 1423.9034 | 2245 | 821.0966 | 693.1966 | 693.1966
results84.txt | 6664 AURLAND2 400.00 | 0.1279 | 1423.9034 | 2245 | 821.0966 | 693.1966 | 693.1966
results84.txt | 6665 AURLAND3 400.00 | 0.1327 | 1423.9034 | 2245 | 821.0966 | 688.3966 | 688.3966
results84.txt | 6666 SKAGEN-FOTUN400.00 | 0.1094 | 1423.9034 | 2245 | 821.0966 | 711.6966 | 711.6966
results84.txt | 6667 BORGUND 301.00 | 0.191 | 1423.9034 | 2245 | 821.0966 | 630.0966 | 630.0966
results84.txt | 6668 ELDFJORD 400.00 | 0.1173 | 1423.9034 | 2245 | 821.0966 | 703.7966 | 703.7966
results84.txt | 6669 HOL1 400.00 | 0.1475 | 1423.9034 | 2245 | 821.0966 | 673.5966 | 673.5966
results84.txt | 6670 HOL3 400.00 | 0.1535 | 1423.9034 | 2245 | 821.0966 | 667.5966 | 667.5966
results84.txt | 6671 HEMSIL1 301.00 | 0.1918 | 1423.9034 | 2245 | 821.0966 | 629.2966 | 629.2966
results84.txt | 6673 USTA400 400.00 | 0.1539 | 1423.9034 | 2245 | 821.0966 | 667.1966 | 667.1966
results84.txt | 6672 USTA300 400.00 | 0.1539 | 1423.9034 | 2245 | 821.0966 | 667.1966 | 667.1966
results84.txt | 6712 OVREVINSTRA 400.00 | 0.1718 | 1423.9034 | 2245 | 821.0966 | 649.2966 | 649.2966
results84.txt | 6713 NEDREVINSTRA400.00 | 0.2083 | 1423.9034 | 2245 | 821.0966 | 612.7966 | 612.7966
results84.txt | 6714 HEMSIL2 400.00 | 0.1938 | 1423.9034 | 2245 | 821.0966 | 627.2966 | 627.2966
results84.txt | 6715 NESBYEN 400.00 | 0.2029 | 1423.9034 | 2245 | 821.0966 | 618.1966 | 618.1966
results84.txt | 6716 DAGALI 400.00 | 0.1446 | 1423.9034 | 2245 | 821.0966 | 676.4966 | 676.4966
results84.txt | 6717 NEDREVINSTRA400.00 | 0.2082 | 1423.9034 | 2245 | 821.0966 | 612.8966 | 612.8966
results84.txt | 6718 FÅBERG 400.00 | 0.2103 | 1423.9034 | 2245 | 821.0966 | 610.7966 | 610.7966
results84.txt | 6719 ÅDAL 400.00 | 0.1825 | 1423.9034 | 2245 | 821.0966 | 638.5966 | 638.5966
results84.txt | 6720 VARDAL 400.00 | 0.2266 | 1423.9034 | 2245 | 821.0966 | 594.4966 | 594.4966
results84.txt | 6721 VANG 400.00 | 0.2309 | 1423.9034 | 2245 | 821.0966 | 590.1966 | 590.1966
results84.txt | 6724 NORE 400.00 | 0.1398 | 1423.9034 | 2245 | 821.0966 | 681.2966 | 681.2966
results84.txt | 6731 RINGERIKE 400.00 | 0.1648 | 1423.9034 | 2245 | 821.0966 | 656.2966 | 656.2966
results84.txt | 6734 SYLLING400 400.00 | 0.1263 | 1423.9034 | 2245 | 821.0966 | 694.7966 | 694.7966
results84.txt | 6733 SYLLING300 400.00 | 0.1282 | 1423.9034 | 2245 | 821.0966 | 692.8966 | 692.8966
results84.txt | 6736 OSLA400 400.00 | 0.2704 | 1423.9034 | 2245 | 821.0966 | 550.6966 | 550.6966
results84.txt | 6735 OSLO300 400.00 | 0.2649 | 1423.9034 | 2245 | 821.0966 | 556.1966 | 556.1966
results84.txt | 6737 FOLLO 400.00 | -0.4182 | 1423.9034 | 2245 | 821.0966 | 1239.2966 | 1239.2966
results84.txt | 6740 TEGNEBY400 400.00 | -0.1376 | 1423.9034 | 2245 | 821.0966 | 958.6966 | 958.6966
results84.txt | 6739 TEGNEBY300 400.00 | -0.1345 | 1423.9034 | 2245 | 821.0966 | 955.5966 | 955.5966
results84.txt | 6742 HASLE400 400.00 | -0.1251 | 1423.9034 | 2245 | 821.0966 | 946.1966 | 946.1966
results84.txt | 6741 HASLE300 400.00 | -0.1254 | 1423.9034 | 2245 | 821.0966 | 946.4966 | 946.4966
results84.txt | 6874 VÅGÅMO 400.00 | 0.1446 | 1423.9034 | 2245 | 821.0966 | 676.4966 | 676.4966
results84.txt | 6875 RENDALEN 301.00 | 0.1845 | 1423.9034 | 2245 | 821.0966 | 636.5966 | 636.5966
results84.txt | 7429 JOINT 220.00 | -0.1029 | 1423.9034 | 2245 | 821.0966 | 923.9966 | 923.9966
results84.txt | 1052 BREARED 400.00 | -0.1041 | 1423.9034 | 2245 | 821.0966 | 925.1966 | 925.1966
results84.txt | 1053 HÄRADSBO 400.00 | -0.1032 | 1423.9034 | 2245 | 821.0966 | 924.2966 | 924.2966
results84.txt | 9009 ALFOTEN 400.00 | 0.1016 | 1423.9034 | 2245 | 821.0966 | 719.4966 | 719.4966
results84.txt | 9402 INGELKÄRR 400.00 | -0.1078 | 1423.9034 | 2245 | 821.0966 | 928.8966 | 928.8966
results84.txt | 9015 HEMSIL300 301.00 | 0.1938 | 1423.9034 | 2245 | 821.0966 | 627.2966 | 627.2966
results84.txt | 9016 FÅBER300 301.00 | 0.1879 | 1423.9034 | 2245 | 821.0966 | 633.1966 | 633.1966
results84.txt | 9017 OSLO301 301.00 | 0.1404 | 1423.9034 | 2245 | 821.0966 | 680.6966 | 680.6966
results85.txt | PTI INTERACTIVE POWER SYSTEM SIMULATOR--PSS(R)E MON, MAY 29 2023 |  | 1417.9148 | 2245 | 827.0851
results85.txt | SENSITIVITY FACTORS ARE CALCULATED WITH AC |  | 1417.9148 | 2245 | 827.0851
results85.txt | SUBSYSTEM 'RESERV' IS USED FOR OPPOSING SYSTEM FOR MW POWER |  | 1417.9148 | 2245 | 827.0851
results85.txt | SENSITIVITY FACTORS OF BRANCH FLOW (MVA) ON 6306 TROLLHATTAN 400.00 TO 6307 KILANDA 400.00 2 MORE THAN | 0.1 | 1417.9148 | 2245 | 827.0851 | 727.0852 | 727.0852
results85.txt | <--------- BUS NAME --------> |  | 1417.9148 | 2245 | 827.0851
results85.txt | 5624 HERSLEV 400.00 | -0.1263 | 1417.9148 | 2245 | 827.0851 | 953.3852 | 953.3852
results85.txt | 5642 HOVEGARD 400.00 | -0.1262 | 1417.9148 | 2245 | 827.0851 | 953.2852 | 953.2852
results85.txt | 5646 BJAEVERSKOV4400.00 | -0.1261 | 1417.9148 | 2245 | 827.0851 | 953.1852 | 953.1852
results85.txt | 5645 BJAEVERSKOV2220.00 | -0.126 | 1417.9148 | 2245 | 827.0851 | 953.0852 | 953.0852
results85.txt | 5657 ISHOJ400 400.00 | -0.1262 | 1417.9148 | 2245 | 827.0851 | 953.2852 | 953.2852
results85.txt | 5656 ISHOJ220 220.00 | -0.1263 | 1417.9148 | 2245 | 827.0851 | 953.3852 | 953.3852
results85.txt | 5660 AVEDOREVERK 400.00 | -0.1262 | 1417.9148 | 2245 | 827.0851 | 953.2852 | 953.2852
results85.txt | 5662 ORSTEDSVERKE400.00 | -0.1263 | 1417.9148 | 2245 | 827.0851 | 953.3852 | 953.3852
results85.txt | 5671 SEGE 400.00 | -0.1178 | 1417.9148 | 2245 | 827.0851 | 944.8852 | 944.8852
results85.txt | 5672 ARRIE 400.00 | -0.1178 | 1417.9148 | 2245 | 827.0851 | 944.8852 | 944.8852
results85.txt | 5673 KRUSEBERG 400.00 | -0.1178 | 1417.9148 | 2245 | 827.0851 | 944.8852 | 944.8852
results85.txt | 5676 WIND FARM 220.00 | -0.1246 | 1417.9148 | 2245 | 827.0851 | 951.6852 | 951.6852
results85.txt | 5845 ASNAESVERK 400.00 | -0.1262 | 1417.9148 | 2245 | 827.0851 | 953.2852 | 953.2852
results85.txt | 6305 LOVISEHOLM 400.00 | 0.1164 | 1417.9148 | 2245 | 827.0851 | 710.6852 | 710.6852
results85.txt | 6306 TROLLHATTAN 400.00 | 0.1682 | 1417.9148 | 2245 | 827.0851 | 658.8852 | 658.8852
results85.txt | 6307 KILANDA 400.00 | -0.292 | 1417.9148 | 2245 | 827.0851 | 1119.0852 | 1119.0852
results85.txt | 6308 HISINGEN 400.00 | -0.291 | 1417.9148 | 2245 | 827.0851 | 1118.0852 | 1118.0852
results85.txt | 6312 RINGHALS 400.00 | -0.1305 | 1417.9148 | 2245 | 827.0851 | 957.5852 | 957.5852
results85.txt | 6313 STROMMA 400.00 | -0.1118 | 1417.9148 | 2245 | 827.0851 | 938.8852 | 938.8852
results85.txt | 6315 HORRED 400.00 | -0.1474 | 1417.9148 | 2245 | 827.0851 | 974.4852 | 974.4852
results85.txt | 6316 UDDEBO 400.00 | -0.1376 | 1417.9148 | 2245 | 827.0851 | 964.6852 | 964.6852
results85.txt | 6319 KYNDBYVERKER400.00 | -0.1261 | 1417.9148 | 2245 | 827.0851 | 953.1852 | 953.1852
results85.txt | 6324 GORLOSEGARD 400.00 | -0.1258 | 1417.9148 | 2245 | 827.0851 | 952.8852 | 952.8852
results85.txt | 6330 GELNTEGARD2 400.00 | -0.1266 | 1417.9148 | 2245 | 827.0851 | 953.6852 | 953.6852
results85.txt | 6334 GLENTEGARD 400.00 | -0.1267 | 1417.9148 | 2245 | 827.0851 | 953.7852 | 953.7852
results85.txt | 6335 SODERASEN 400.00 | -0.1248 | 1417.9148 | 2245 | 827.0851 | 951.8852 | 951.8852
results85.txt | 6337 BARSEBACK 400.00 | -0.1188 | 1417.9148 | 2245 | 827.0851 | 945.8852 | 945.8852
results85.txt | 6338 HURVA 400.00 | -0.1158 | 1417.9148 | 2245 | 827.0851 | 942.8852 | 942.8852
results85.txt | 6342 TENHULT 400.00 | -0.1153 | 1417.9148 | 2245 | 827.0851 | 942.3852 | 942.3852
results85.txt | 6343 BARKERYD 400.00 | -0.1017 | 1417.9148 | 2245 | 827.0851 | 928.7852 | 928.7852
results85.txt | 6349 ALVESTA 400.00 | -0.1093 | 1417.9148 | 2245 | 827.0851 | 936.3852 | 936.3852
results85.txt | 6350 HEMSJO 400.00 | -0.1075 | 1417.9148 | 2245 | 827.0851 | 934.5852 | 934.5852
results85.txt | 6351 KARLSHAMN 400.00 | -0.1075 | 1417.9148 | 2245 | 827.0851 | 934.5852 | 934.5852
results85.txt | 6354 NYBRO 400.00 | -0.1034 | 1417.9148 | 2245 | 827.0851 | 930.4852 | 930.4852
results85.txt | 7429 JOINT 220.00 | -0.1247 | 1417.9148 | 2245 | 827.0851 | 951.7852 | 951.7852
results85.txt | 1052 BREARED 400.00 | -0.1185 | 1417.9148 | 2245 | 827.0851 | 945.5852 | 945.5852
results85.txt | 1053 HÄRADSBO 400.00 | -0.1365 | 1417.9148 | 2245 | 827.0851 | 963.5852 | 963.5852
results85.txt | 9401 HAGESKRUV 400.00 | -0.1019 | 1417.9148 | 2245 | 827.0851 | 928.9852 | 928.9852
results86.txt | PTI INTERACTIVE POWER SYSTEM SIMULATOR--PSS(R)E MON, MAY 29 2023 |  | 1397.3978 | 2245 | 847.6021
results86.txt | SENSITIVITY FACTORS ARE CALCULATED WITH AC |  | 1397.3978 | 2245 | 847.6021
results86.txt | SUBSYSTEM 'RESERV' IS USED FOR OPPOSING SYSTEM FOR MW POWER |  | 1397.3978 | 2245 | 847.6021
results86.txt | SENSITIVITY FACTORS OF BRANCH FLOW (MVA) ON 6673 USTA400 400.00 TO 6716 DAGALI 400.00 4 MORE THAN | 0.1 | 1397.3978 | 2245 | 847.6021 | 747.6022 | 747.6022
results86.txt | <--------- BUS NAME --------> |  | 1397.3978 | 2245 | 847.6021
results86.txt | 6647 MOSKOG 400.00 | 0.1261 | 1397.3978 | 2245 | 847.6021 | 721.5022 | 721.5022
results86.txt | 6648 HOYANGER 400.00 | 0.1321 | 1397.3978 | 2245 | 847.6021 | 715.5022 | 715.5022
results86.txt | 6649 REFSDAL 400.00 | 0.1112 | 1397.3978 | 2245 | 847.6021 | 736.4022 | 736.4022
results86.txt | 6650 HOVE 400.00 | 0.1244 | 1397.3978 | 2245 | 847.6021 | 723.2022 | 723.2022
results86.txt | 6657 JOSTEDAL 400.00 | 0.147 | 1397.3978 | 2245 | 847.6021 | 700.6022 | 700.6022
results86.txt | 6658 LEIRDOLA 400.00 | 0.1472 | 1397.3978 | 2245 | 847.6021 | 700.4022 | 700.4022
results86.txt | 6659 ÅROY 400.00 | 0.1491 | 1397.3978 | 2245 | 847.6021 | 698.5022 | 698.5022
results86.txt | 6661 FARDAL400 400.00 | 0.1491 | 1397.3978 | 2245 | 847.6021 | 698.5022 | 698.5022
results86.txt | 6660 FARDAL300 400.00 | 0.1491 | 1397.3978 | 2245 | 847.6021 | 698.5022 | 698.5022
results86.txt | 6663 AURLAND400 400.00 | 0.1917 | 1397.3978 | 2245 | 847.6021 | 655.9022 | 655.9022
results86.txt | 6662 AURLAND200 400.00 | 0.1917 | 1397.3978 | 2245 | 847.6021 | 655.9022 | 655.9022
results86.txt | 6664 AURLAND2 400.00 | 0.1917 | 1397.3978 | 2245 | 847.6021 | 655.9022 | 655.9022
results86.txt | 6665 AURLAND3 400.00 | 0.223 | 1397.3978 | 2245 | 847.6021 | 624.6022 | 624.6022
results86.txt | 6666 SKAGEN-FOTUN400.00 | 0.1462 | 1397.3978 | 2245 | 847.6021 | 701.4022 | 701.4022
results86.txt | 6667 BORGUND 301.00 | 0.2276 | 1397.3978 | 2245 | 847.6021 | 620.0022 | 620.0022
results86.txt | 6669 HOL1 400.00 | 0.3208 | 1397.3978 | 2245 | 847.6021 | 526.8022 | 526.8022
results86.txt | 6670 HOL3 400.00 | 0.3624 | 1397.3978 | 2245 | 847.6021 | 485.2022 | 485.2022
results86.txt | 6671 HEMSIL1 301.00 | 0.2282 | 1397.3978 | 2245 | 847.6021 | 619.4022 | 619.4022
results86.txt | 6673 USTA400 400.00 | 0.363 | 1397.3978 | 2245 | 847.6021 | 484.6022 | 484.6022
results86.txt | 6672 USTA300 400.00 | 0.363 | 1397.3978 | 2245 | 847.6021 | 484.6022 | 484.6022
results86.txt | 6714 HEMSIL2 400.00 | 0.2299 | 1397.3978 | 2245 | 847.6021 | 617.7022 | 617.7022
results86.txt | 6715 NESBYEN 400.00 | 0.1998 | 1397.3978 | 2245 | 847.6021 | 647.8022 | 647.8022
results86.txt | 6716 DAGALI 400.00 | -0.312 | 1397.3978 | 2245 | 847.6021 | 1159.6022 | 1159.6022
results86.txt | 6724 NORE 400.00 | -0.2411 | 1397.3978 | 2245 | 847.6021 | 1088.7022 | 1088.7022
results86.txt | 9009 ALFOTEN 400.00 | 0.1047 | 1397.3978 | 2245 | 847.6021 | 742.9022 | 742.9022
results86.txt | 9015 HEMSIL300 301.00 | 0.2299 | 1397.3978 | 2245 | 847.6021 | 617.7022 | 617.7022
results87.txt | PTI INTERACTIVE POWER SYSTEM SIMULATOR--PSS(R)E MON, MAY 29 2023 |  | 1396.1973 | 2245 | 848.8027
results87.txt | SENSITIVITY FACTORS ARE CALCULATED WITH AC |  | 1396.1973 | 2245 | 848.8027
results87.txt | SUBSYSTEM 'RESERV' IS USED FOR OPPOSING SYSTEM FOR MW POWER |  | 1396.1973 | 2245 | 848.8027
results87.txt | SENSITIVITY FACTORS OF BRANCH FLOW (MVA) ON 6307 KILANDA 400.00 TO 6309 STENKULLEN 400.00 3 MORE THAN | 0.1 | 1396.1973 | 2245 | 848.8027 | 748.8027 | 748.8027
results87.txt | <--------- BUS NAME --------> |  | 1396.1973 | 2245 | 848.8027
results87.txt | 6307 KILANDA 400.00 | 0.3985 | 1396.1973 | 2245 | 848.8027 | 450.3027 | 450.3027
results87.txt | 6308 HISINGEN 400.00 | 0.3969 | 1396.1973 | 2245 | 848.8027 | 451.9027 | 451.9027
results87.txt | 6309 STENKULLEN 400.00 | -0.2587 | 1396.1973 | 2245 | 848.8027 | 1107.5027 | 1107.5027
results87.txt | 6311 LINDOME 400.00 | -0.2026 | 1396.1973 | 2245 | 848.8027 | 1051.4027 | 1051.4027
results87.txt | 6313 STROMMA 400.00 | -0.1541 | 1396.1973 | 2245 | 848.8027 | 1002.9027 | 1002.9027
results87.txt | 6314 TIMMERSDALA 400.00 | -0.1507 | 1396.1973 | 2245 | 848.8027 | 999.5027 | 999.5027
results87.txt | 1052 BREARED 400.00 | -0.1156 | 1396.1973 | 2245 | 848.8027 | 964.4027 | 964.4027
results87.txt | 9402 INGELKÄRR 400.00 | -0.1311 | 1396.1973 | 2245 | 848.8027 | 979.9027 | 979.9027
results88.txt | PTI INTERACTIVE POWER SYSTEM SIMULATOR--PSS(R)E MON, MAY 29 2023 |  | 716.5236 | 1571.5 | 854.9764
results88.txt | SENSITIVITY FACTORS ARE CALCULATED WITH AC |  | 716.5236 | 1571.5 | 854.9764
results88.txt | SUBSYSTEM 'RESERV' IS USED FOR OPPOSING SYSTEM FOR MW POWER |  | 716.5236 | 1571.5 | 854.9764
results88.txt | SENSITIVITY FACTORS OF BRANCH FLOW (MVA) ON 6715 NESBYEN 400.00 TO 6735 OSLO300 400.00 2 MORE THAN | 0.1 | 716.5236 | 1571.5 | 854.9764 | 754.9764 | 754.9764
results88.txt | <--------- BUS NAME --------> |  | 716.5236 | 1571.5 | 854.9764
results88.txt | 6667 BORGUND 301.00 | 0.2313 | 716.5236 | 1571.5 | 854.9764 | 623.6764 | 623.6764
results88.txt | 6671 HEMSIL1 301.00 | 0.232 | 716.5236 | 1571.5 | 854.9764 | 622.9764 | 622.9764
results88.txt | 6714 HEMSIL2 400.00 | 0.234 | 716.5236 | 1571.5 | 854.9764 | 620.9764 | 620.9764
results88.txt | 6715 NESBYEN 400.00 | 0.338 | 716.5236 | 1571.5 | 854.9764 | 516.9764 | 516.9764
results88.txt | 9015 HEMSIL300 301.00 | 0.234 | 716.5236 | 1571.5 | 854.9764 | 620.9764 | 620.9764
results89.txt | PTI INTERACTIVE POWER SYSTEM SIMULATOR--PSS(R)E MON, MAY 29 2023 |  | 1378.354 | 2245 | 866.646
results89.txt | SENSITIVITY FACTORS ARE CALCULATED WITH AC |  | 1378.354 | 2245 | 866.646
results89.txt | SUBSYSTEM 'RESERV' IS USED FOR OPPOSING SYSTEM FOR MW POWER |  | 1378.354 | 2245 | 866.646
results89.txt | SENSITIVITY FACTORS OF BRANCH FLOW (MVA) ON 7006 SVARTISEN 400.00 TO 7008 SALTEN 400.00 1 MORE THAN | 0.1 | 1378.354 | 2245 | 866.646 | 766.646 | 766.646
results89.txt | <--------- BUS NAME --------> |  | 1378.354 | 2245 | 866.646
results89.txt | 6812 OGNDAL 400.00 | 0.1136 | 1378.354 | 2245 | 866.646 | 753.046 | 753.046
results89.txt | 6814 VERDAL400 400.00 | 0.1061 | 1378.354 | 2245 | 866.646 | 760.546 | 760.546
results89.txt | 6813 VERDAL300 400.00 | 0.1061 | 1378.354 | 2245 | 866.646 | 760.546 | 760.546
results89.txt | 6863 HOFSTAD 400.00 | 0.1117 | 1378.354 | 2245 | 866.646 | 754.946 | 754.946
results89.txt | 6936 NEDRERÖS400 400.00 | 0.1869 | 1378.354 | 2245 | 866.646 | 679.746 | 679.746
results89.txt | 6935 NEDRERÖS300 400.00 | 0.1868 | 1378.354 | 2245 | 866.646 | 679.846 | 679.846
results89.txt | 6934 NEDRERÖS220 220.00 | 0.1558 | 1378.354 | 2245 | 866.646 | 710.846 | 710.846
results89.txt | 6937 MARKA 400.00 | 0.18 | 1378.354 | 2245 | 866.646 | 686.646 | 686.646
results89.txt | 6938 NAMSOS 400.00 | 0.1317 | 1378.354 | 2245 | 866.646 | 734.946 | 734.946
results89.txt | 6939 KOLSVIK 400.00 | 0.1606 | 1378.354 | 2245 | 866.646 | 706.046 | 706.046
results89.txt | 6940 NAMSKOGEN 400.00 | 0.1609 | 1378.354 | 2245 | 866.646 | 705.746 | 705.746
results89.txt | 6942 TUNNSJO400 400.00 | 0.1514 | 1378.354 | 2245 | 866.646 | 715.246 | 715.246
results89.txt | 6941 TUNNSJO300 400.00 | 0.1514 | 1378.354 | 2245 | 866.646 | 715.246 | 715.246
results89.txt | 6944 RANA 400.00 | 0.1967 | 1378.354 | 2245 | 866.646 | 669.946 | 669.946
results89.txt | 6945 GEJMÅN 220.00 | 0.1079 | 1378.354 | 2245 | 866.646 | 758.746 | 758.746
results89.txt | 6996 OFOTEN 400.00 | -0.2036 | 1378.354 | 2245 | 866.646 | 1070.246 | 1070.246
results89.txt | 6997 NARVIK 400.00 | -0.2045 | 1378.354 | 2245 | 866.646 | 1071.146 | 1071.146
results89.txt | 7000 VITAS 400.00 | -0.139 | 1378.354 | 2245 | 866.646 | 1005.646 | 1005.646
results89.txt | 7006 SVARTISEN 400.00 | 0.2181 | 1378.354 | 2245 | 866.646 | 648.546 | 648.546
results89.txt | 7007 KOBBELV 400.00 | -0.2318 | 1378.354 | 2245 | 866.646 | 1098.446 | 1098.446
results89.txt | 7008 SALTEN 400.00 | -0.2433 | 1378.354 | 2245 | 866.646 | 1109.946 | 1109.946
results89.txt | 7017 HAMMERFEST 400.00 | -0.2107 | 1378.354 | 2245 | 866.646 | 1077.346 | 1077.346
results89.txt | 7019 BALSFJORD 400.00 | -0.2066 | 1378.354 | 2245 | 866.646 | 1073.246 | 1073.246
results89.txt | 7020 BARDUFOSS 400.00 | -0.2061 | 1378.354 | 2245 | 866.646 | 1072.746 | 1072.746
results89.txt | 7062 RITSEM 400.00 | -0.1542 | 1378.354 | 2245 | 866.646 | 1020.846 | 1020.846
results89.txt | 7799 JOINT 220.00 | 0.108 | 1378.354 | 2245 | 866.646 | 758.646 | 758.646
results89.txt | 9001 SEIDAFJELL 400.00 | -0.2102 | 1378.354 | 2245 | 866.646 | 1076.846 | 1076.846
results89.txt | 9002 LEBSESBY 400.00 | -0.2103 | 1378.354 | 2245 | 866.646 | 1076.946 | 1076.946
results89.txt | 9003 HAMMERF 400.00 | -0.2107 | 1378.354 | 2245 | 866.646 | 1077.346 | 1077.346
results89.txt | 9004 ALTA 400.00 | -0.2092 | 1378.354 | 2245 | 866.646 | 1075.846 | 1075.846
results89.txt | 9005 BERGHEIM 400.00 | -0.2079 | 1378.354 | 2245 | 866.646 | 1074.546 | 1074.546
results89.txt | 9006 TROFORS 400.00 | 0.172 | 1378.354 | 2245 | 866.646 | 694.646 | 694.646
results90.txt | PTI INTERACTIVE POWER SYSTEM SIMULATOR--PSS(R)E MON, MAY 29 2023 |  | 1376.5128 | 2245 | 868.4871
results90.txt | SENSITIVITY FACTORS ARE CALCULATED WITH AC |  | 1376.5128 | 2245 | 868.4871
results90.txt | SUBSYSTEM 'RESERV' IS USED FOR OPPOSING SYSTEM FOR MW POWER |  | 1376.5128 | 2245 | 868.4871
results90.txt | SENSITIVITY FACTORS OF BRANCH FLOW (MVA) ON 7006 SVARTISEN 400.00 TO 7008 SALTEN 400.00 5 MORE THAN | 0.1 | 1376.5128 | 2245 | 868.4871 | 768.4872 | 768.4872
results90.txt | <--------- BUS NAME --------> |  | 1376.5128 | 2245 | 868.4871
results90.txt | 6812 OGNDAL 400.00 | 0.1126 | 1376.5128 | 2245 | 868.4871 | 755.8872 | 755.8872
results90.txt | 6814 VERDAL400 400.00 | 0.1051 | 1376.5128 | 2245 | 868.4871 | 763.3872 | 763.3872
results90.txt | 6813 VERDAL300 400.00 | 0.1051 | 1376.5128 | 2245 | 868.4871 | 763.3872 | 763.3872
results90.txt | 6863 HOFSTAD 400.00 | 0.1107 | 1376.5128 | 2245 | 868.4871 | 757.7872 | 757.7872
results90.txt | 6936 NEDRERÖS400 400.00 | 0.1853 | 1376.5128 | 2245 | 868.4871 | 683.1872 | 683.1872
results90.txt | 6935 NEDRERÖS300 400.00 | 0.1852 | 1376.5128 | 2245 | 868.4871 | 683.2872 | 683.2872
results90.txt | 6934 NEDRERÖS220 220.00 | 0.1545 | 1376.5128 | 2245 | 868.4871 | 713.9872 | 713.9872
results90.txt | 6937 MARKA 400.00 | 0.1784 | 1376.5128 | 2245 | 868.4871 | 690.0872 | 690.0872
results90.txt | 6938 NAMSOS 400.00 | 0.1305 | 1376.5128 | 2245 | 868.4871 | 737.9872 | 737.9872
results90.txt | 6939 KOLSVIK 400.00 | 0.1592 | 1376.5128 | 2245 | 868.4871 | 709.2872 | 709.2872
results90.txt | 6940 NAMSKOGEN 400.00 | 0.1595 | 1376.5128 | 2245 | 868.4871 | 708.9872 | 708.9872
results90.txt | 6942 TUNNSJO400 400.00 | 0.1501 | 1376.5128 | 2245 | 868.4871 | 718.3872 | 718.3872
results90.txt | 6941 TUNNSJO300 400.00 | 0.1501 | 1376.5128 | 2245 | 868.4871 | 718.3872 | 718.3872
results90.txt | 6944 RANA 400.00 | 0.195 | 1376.5128 | 2245 | 868.4871 | 673.4872 | 673.4872
results90.txt | 6945 GEJMÅN 220.00 | 0.107 | 1376.5128 | 2245 | 868.4871 | 761.4872 | 761.4872
results90.txt | 6996 OFOTEN 400.00 | -0.2018 | 1376.5128 | 2245 | 868.4871 | 1070.2872 | 1070.2872
results90.txt | 6997 NARVIK 400.00 | -0.2027 | 1376.5128 | 2245 | 868.4871 | 1071.1872 | 1071.1872
results90.txt | 7000 VITAS 400.00 | -0.1378 | 1376.5128 | 2245 | 868.4871 | 1006.2872 | 1006.2872
results90.txt | 7006 SVARTISEN 400.00 | 0.2162 | 1376.5128 | 2245 | 868.4871 | 652.2872 | 652.2872
results90.txt | 7007 KOBBELV 400.00 | -0.2298 | 1376.5128 | 2245 | 868.4871 | 1098.2872 | 1098.2872
results90.txt | 7008 SALTEN 400.00 | -0.2411 | 1376.5128 | 2245 | 868.4871 | 1109.5872 | 1109.5872
results90.txt | 7017 HAMMERFEST 400.00 | -0.2088 | 1376.5128 | 2245 | 868.4871 | 1077.2872 | 1077.2872
results90.txt | 7019 BALSFJORD 400.00 | -0.2048 | 1376.5128 | 2245 | 868.4871 | 1073.2872 | 1073.2872
results90.txt | 7020 BARDUFOSS 400.00 | -0.2043 | 1376.5128 | 2245 | 868.4871 | 1072.7872 | 1072.7872
results90.txt | 7062 RITSEM 400.00 | -0.1528 | 1376.5128 | 2245 | 868.4871 | 1021.2872 | 1021.2872
results90.txt | 7799 JOINT 220.00 | 0.1071 | 1376.5128 | 2245 | 868.4871 | 761.3872 | 761.3872
results90.txt | 9001 SEIDAFJELL 400.00 | -0.2084 | 1376.5128 | 2245 | 868.4871 | 1076.8872 | 1076.8872
results90.txt | 9002 LEBSESBY 400.00 | -0.2085 | 1376.5128 | 2245 | 868.4871 | 1076.9872 | 1076.9872
results90.txt | 9003 HAMMERF 400.00 | -0.2088 | 1376.5128 | 2245 | 868.4871 | 1077.2872 | 1077.2872
results90.txt | 9004 ALTA 400.00 | -0.2074 | 1376.5128 | 2245 | 868.4871 | 1075.8872 | 1075.8872
results90.txt | 9005 BERGHEIM 400.00 | -0.2061 | 1376.5128 | 2245 | 868.4871 | 1074.5872 | 1074.5872
results90.txt | 9006 TROFORS 400.00 | 0.1705 | 1376.5128 | 2245 | 868.4871 | 697.9872 | 697.9872
results91.txt | PTI INTERACTIVE POWER SYSTEM SIMULATOR--PSS(R)E MON, MAY 29 2023 |  | 702.4445 | 1571.5 | 869.0555
results91.txt | SENSITIVITY FACTORS ARE CALCULATED WITH AC |  | 702.4445 | 1571.5 | 869.0555
results91.txt | SUBSYSTEM 'RESERV' IS USED FOR OPPOSING SYSTEM FOR MW POWER |  | 702.4445 | 1571.5 | 869.0555
results91.txt | SENSITIVITY FACTORS OF BRANCH FLOW (MVA) ON 6673 USTA400 400.00 TO 6719 ÅDAL 400.00 5 MORE THAN | 0.1 | 702.4445 | 1571.5 | 869.0555 | 769.0555 | 769.0555
results91.txt | <--------- BUS NAME --------> |  | 702.4445 | 1571.5 | 869.0555
results91.txt | 6663 AURLAND400 400.00 | 0.1071 | 702.4445 | 1571.5 | 869.0555 | 761.9555 | 761.9555
results91.txt | 6662 AURLAND200 400.00 | 0.107 | 702.4445 | 1571.5 | 869.0555 | 762.0555 | 762.0555
results91.txt | 6664 AURLAND2 400.00 | 0.107 | 702.4445 | 1571.5 | 869.0555 | 762.0555 | 762.0555
results91.txt | 6665 AURLAND3 400.00 | 0.1147 | 702.4445 | 1571.5 | 869.0555 | 754.3555 | 754.3555
results91.txt | 6669 HOL1 400.00 | 0.1387 | 702.4445 | 1571.5 | 869.0555 | 730.3555 | 730.3555
results91.txt | 6670 HOL3 400.00 | 0.1488 | 702.4445 | 1571.5 | 869.0555 | 720.2555 | 720.2555
results91.txt | 6673 USTA400 400.00 | 0.1491 | 702.4445 | 1571.5 | 869.0555 | 719.9555 | 719.9555
results91.txt | 6672 USTA300 400.00 | 0.1491 | 702.4445 | 1571.5 | 869.0555 | 719.9555 | 719.9555
results91.txt | 6719 ÅDAL 400.00 | -0.1533 | 702.4445 | 1571.5 | 869.0555 | 1022.3555 | 1022.3555
results91.txt | 6731 RINGERIKE 400.00 | -0.1021 | 702.4445 | 1571.5 | 869.0555 | 971.1555 | 971.1555
results92.txt | PTI INTERACTIVE POWER SYSTEM SIMULATOR--PSS(R)E MON, MAY 29 2023 |  | 701.9093 | 1571.5 | 869.5907
results92.txt | SENSITIVITY FACTORS ARE CALCULATED WITH AC |  | 701.9093 | 1571.5 | 869.5907
results92.txt | SUBSYSTEM 'RESERV' IS USED FOR OPPOSING SYSTEM FOR MW POWER |  | 701.9093 | 1571.5 | 869.5907
results92.txt | SENSITIVITY FACTORS OF BRANCH FLOW (MVA) ON 6839 KILFORSEN 400.00 TO 9412 FALLVIKEN 400.00 6 MORE THAN | 0.1 | 701.9093 | 1571.5 | 869.5907 | 769.5907 | 769.5907
results92.txt | <--------- BUS NAME --------> |  | 701.9093 | 1571.5 | 869.5907
results92.txt | 6580 SODERALA 220.00 | -0.1352 | 701.9093 | 1571.5 | 869.5907 | 1004.7907 | 1004.7907
results92.txt | 6581 ANGSBERG 400.00 | -0.1152 | 701.9093 | 1571.5 | 869.5907 | 984.7907 | 984.7907
results92.txt | 6583 STACKBO400 400.00 | -0.1163 | 701.9093 | 1571.5 | 869.5907 | 985.8907 | 985.8907
results92.txt | 6582 STACKBO220 220.00 | -0.1289 | 701.9093 | 1571.5 | 869.5907 | 998.4907 | 998.4907
results92.txt | 6584 VALBO 220.00 | -0.1324 | 701.9093 | 1571.5 | 869.5907 | 1001.9907 | 1001.9907
results92.txt | 6585 FINNBOLEHVDC400.00 | -0.118 | 701.9093 | 1571.5 | 869.5907 | 987.5907 | 987.5907
results92.txt | 6586 FINNBOLEHVDC400.00 | -0.1191 | 701.9093 | 1571.5 | 869.5907 | 988.6907 | 988.6907
results92.txt | 6588 UNTRA 220.00 | -0.1414 | 701.9093 | 1571.5 | 869.5907 | 1010.9907 | 1010.9907
results92.txt | 6589 DANNEBO 400.00 | -0.1187 | 701.9093 | 1571.5 | 869.5907 | 988.2907 | 988.2907
results92.txt | 6591 FORSMARK 400.00 | -0.1183 | 701.9093 | 1571.5 | 869.5907 | 987.8907 | 987.8907
results92.txt | 6592 STARFORS 220.00 | -0.1669 | 701.9093 | 1571.5 | 869.5907 | 1036.4907 | 1036.4907
results92.txt | 6594 HAMRA400 400.00 | -0.1348 | 701.9093 | 1571.5 | 869.5907 | 1004.3907 | 1004.3907
results92.txt | 6593 HAMRA220 220.00 | -0.1297 | 701.9093 | 1571.5 | 869.5907 | 999.2907 | 999.2907
results92.txt | 6595 BREDAKER 220.00 | -0.135 | 701.9093 | 1571.5 | 869.5907 | 1004.5907 | 1004.5907
results92.txt | 6597 TUNA400 400.00 | -0.1227 | 701.9093 | 1571.5 | 869.5907 | 992.2907 | 992.2907
results92.txt | 6596 TUNA220 220.00 | -0.1312 | 701.9093 | 1571.5 | 869.5907 | 1000.7907 | 1000.7907
results92.txt | 6598 BOLANDERNA 220.00 | -0.1339 | 701.9093 | 1571.5 | 869.5907 | 1003.4907 | 1003.4907
results92.txt | 6599 PLENNINGE 220.00 | -0.1336 | 701.9093 | 1571.5 | 869.5907 | 1003.1907 | 1003.1907
results92.txt | 6600 AKER 400.00 | -0.117 | 701.9093 | 1571.5 | 869.5907 | 986.5907 | 986.5907
results92.txt | 6602 KOLBOTTEN400400.00 | -0.1244 | 701.9093 | 1571.5 | 869.5907 | 993.9907 | 993.9907
results92.txt | 6601 KOLBOTTEN220220.00 | -0.1261 | 701.9093 | 1571.5 | 869.5907 | 995.6907 | 995.6907
results92.txt | 6603 ODENSALA 400.00 | -0.1219 | 701.9093 | 1571.5 | 869.5907 | 991.4907 | 991.4907
results92.txt | 6605 STOCKHOLM400400.00 | -0.1225 | 701.9093 | 1571.5 | 869.5907 | 992.0907 | 992.0907
results92.txt | 6604 STOCKHOLM220220.00 | -0.1263 | 701.9093 | 1571.5 | 869.5907 | 995.8907 | 995.8907
results92.txt | 6606 HALL 400.00 | -0.1226 | 701.9093 | 1571.5 | 869.5907 | 992.1907 | 992.1907
results92.txt | 6608 EKUDDEN400 400.00 | -0.1228 | 701.9093 | 1571.5 | 869.5907 | 992.3907 | 992.3907
results92.txt | 6607 EKUDDEN220 220.00 | -0.1258 | 701.9093 | 1571.5 | 869.5907 | 995.3907 | 995.3907
results92.txt | 6609 SOLBERGA 220.00 | -0.1258 | 701.9093 | 1571.5 | 869.5907 | 995.3907 | 995.3907
results92.txt | 6610 GRASKA 220.00 | -0.1327 | 701.9093 | 1571.5 | 869.5907 | 1002.2907 | 1002.2907
results92.txt | 6611 HALLSTAVIK 220.00 | -0.1327 | 701.9093 | 1571.5 | 869.5907 | 1002.2907 | 1002.2907
results92.txt | 6613 MALSTA 220.00 | -0.1333 | 701.9093 | 1571.5 | 869.5907 | 1002.8907 | 1002.8907
results92.txt | 6614 VALLENTUNA 220.00 | -0.1273 | 701.9093 | 1571.5 | 869.5907 | 996.8907 | 996.8907
results92.txt | 6633 DÖNJE 220.00 | -0.1373 | 701.9093 | 1571.5 | 869.5907 | 1006.8907 | 1006.8907
results92.txt | 6634 OCKELBO 220.00 | -0.1646 | 701.9093 | 1571.5 | 869.5907 | 1034.1907 | 1034.1907
results92.txt | 6635 HOFORS 220.00 | -0.1878 | 701.9093 | 1571.5 | 869.5907 | 1057.3907 | 1057.3907
results92.txt | 6636 HORNDAL 220.00 | -0.1632 | 701.9093 | 1571.5 | 869.5907 | 1032.7907 | 1032.7907
results92.txt | 6643 FINNSLATTEN 220.00 | -0.1206 | 701.9093 | 1571.5 | 869.5907 | 990.1907 | 990.1907
results92.txt | 6644 HIMMETA 220.00 | -0.1071 | 701.9093 | 1571.5 | 869.5907 | 976.6907 | 976.6907
results92.txt | 6645 AROSVERKET 220.00 | -0.1072 | 701.9093 | 1571.5 | 869.5907 | 976.7907 | 976.7907
results92.txt | 6646 HEDENLUNDA 400.00 | -0.1034 | 701.9093 | 1571.5 | 869.5907 | 972.9907 | 972.9907
results92.txt | 6854 LJUSDAL 220.00 | -0.14 | 701.9093 | 1571.5 | 869.5907 | 1009.5907 | 1009.5907
results92.txt | 8861 JOINT 400.00 | -0.1262 | 701.9093 | 1571.5 | 869.5907 | 995.7907 | 995.7907
results92.txt | 8845 JOINT 220.00 | -0.1102 | 701.9093 | 1571.5 | 869.5907 | 979.7907 | 979.7907
results92.txt | 1051 SUBSTATION 400.00 | -0.1183 | 701.9093 | 1571.5 | 869.5907 | 987.8907 | 987.8907
results92.txt | 9405 GRÖNVIKEN 400.00 | -0.1142 | 701.9093 | 1571.5 | 869.5907 | 983.7907 | 983.7907
results92.txt | 9410 HORNDAL 400.00 | -0.1878 | 701.9093 | 1571.5 | 869.5907 | 1057.3907 | 1057.3907
results92.txt | 9411 MUNGA 400.00 | -0.1468 | 701.9093 | 1571.5 | 869.5907 | 1016.3907 | 1016.3907
results92.txt | 9412 FALLVIKEN 400.00 | -0.2148 | 701.9093 | 1571.5 | 869.5907 | 1084.3907 | 1084.3907
results93.txt | PTI INTERACTIVE POWER SYSTEM SIMULATOR--PSS(R)E MON, MAY 29 2023 |  | 701.9093 | 1571.5 | 869.5907
results93.txt | SENSITIVITY FACTORS ARE CALCULATED WITH AC |  | 701.9093 | 1571.5 | 869.5907
results93.txt | SUBSYSTEM 'RESERV' IS USED FOR OPPOSING SYSTEM FOR MW POWER |  | 701.9093 | 1571.5 | 869.5907
results93.txt | SENSITIVITY FACTORS OF BRANCH FLOW (MVA) ON 6839 KILFORSEN 400.00 TO 9412 FALLVIKEN 400.00 8 MORE THAN | 0.1 | 701.9093 | 1571.5 | 869.5907 | 769.5907 | 769.5907
results93.txt | <--------- BUS NAME --------> |  | 701.9093 | 1571.5 | 869.5907
results93.txt | 6580 SODERALA 220.00 | -0.1352 | 701.9093 | 1571.5 | 869.5907 | 1004.7907 | 1004.7907
results93.txt | 6581 ANGSBERG 400.00 | -0.1152 | 701.9093 | 1571.5 | 869.5907 | 984.7907 | 984.7907
results93.txt | 6583 STACKBO400 400.00 | -0.1163 | 701.9093 | 1571.5 | 869.5907 | 985.8907 | 985.8907
results93.txt | 6582 STACKBO220 220.00 | -0.1289 | 701.9093 | 1571.5 | 869.5907 | 998.4907 | 998.4907
results93.txt | 6584 VALBO 220.00 | -0.1324 | 701.9093 | 1571.5 | 869.5907 | 1001.9907 | 1001.9907
results93.txt | 6585 FINNBOLEHVDC400.00 | -0.118 | 701.9093 | 1571.5 | 869.5907 | 987.5907 | 987.5907
results93.txt | 6586 FINNBOLEHVDC400.00 | -0.1191 | 701.9093 | 1571.5 | 869.5907 | 988.6907 | 988.6907
results93.txt | 6588 UNTRA 220.00 | -0.1414 | 701.9093 | 1571.5 | 869.5907 | 1010.9907 | 1010.9907
results93.txt | 6589 DANNEBO 400.00 | -0.1187 | 701.9093 | 1571.5 | 869.5907 | 988.2907 | 988.2907
results93.txt | 6591 FORSMARK 400.00 | -0.1183 | 701.9093 | 1571.5 | 869.5907 | 987.8907 | 987.8907
results93.txt | 6592 STARFORS 220.00 | -0.1669 | 701.9093 | 1571.5 | 869.5907 | 1036.4907 | 1036.4907
results93.txt | 6594 HAMRA400 400.00 | -0.1348 | 701.9093 | 1571.5 | 869.5907 | 1004.3907 | 1004.3907
results93.txt | 6593 HAMRA220 220.00 | -0.1297 | 701.9093 | 1571.5 | 869.5907 | 999.2907 | 999.2907
results93.txt | 6595 BREDAKER 220.00 | -0.135 | 701.9093 | 1571.5 | 869.5907 | 1004.5907 | 1004.5907
results93.txt | 6597 TUNA400 400.00 | -0.1227 | 701.9093 | 1571.5 | 869.5907 | 992.2907 | 992.2907
results93.txt | 6596 TUNA220 220.00 | -0.1312 | 701.9093 | 1571.5 | 869.5907 | 1000.7907 | 1000.7907
results93.txt | 6598 BOLANDERNA 220.00 | -0.1339 | 701.9093 | 1571.5 | 869.5907 | 1003.4907 | 1003.4907
results93.txt | 6599 PLENNINGE 220.00 | -0.1336 | 701.9093 | 1571.5 | 869.5907 | 1003.1907 | 1003.1907
results93.txt | 6600 AKER 400.00 | -0.117 | 701.9093 | 1571.5 | 869.5907 | 986.5907 | 986.5907
results93.txt | 6602 KOLBOTTEN400400.00 | -0.1244 | 701.9093 | 1571.5 | 869.5907 | 993.9907 | 993.9907
results93.txt | 6601 KOLBOTTEN220220.00 | -0.1261 | 701.9093 | 1571.5 | 869.5907 | 995.6907 | 995.6907
results93.txt | 6603 ODENSALA 400.00 | -0.1219 | 701.9093 | 1571.5 | 869.5907 | 991.4907 | 991.4907
results93.txt | 6605 STOCKHOLM400400.00 | -0.1225 | 701.9093 | 1571.5 | 869.5907 | 992.0907 | 992.0907
results93.txt | 6604 STOCKHOLM220220.00 | -0.1263 | 701.9093 | 1571.5 | 869.5907 | 995.8907 | 995.8907
results93.txt | 6606 HALL 400.00 | -0.1226 | 701.9093 | 1571.5 | 869.5907 | 992.1907 | 992.1907
results93.txt | 6608 EKUDDEN400 400.00 | -0.1228 | 701.9093 | 1571.5 | 869.5907 | 992.3907 | 992.3907
results93.txt | 6607 EKUDDEN220 220.00 | -0.1258 | 701.9093 | 1571.5 | 869.5907 | 995.3907 | 995.3907
results93.txt | 6609 SOLBERGA 220.00 | -0.1258 | 701.9093 | 1571.5 | 869.5907 | 995.3907 | 995.3907
results93.txt | 6610 GRASKA 220.00 | -0.1327 | 701.9093 | 1571.5 | 869.5907 | 1002.2907 | 1002.2907
results93.txt | 6611 HALLSTAVIK 220.00 | -0.1327 | 701.9093 | 1571.5 | 869.5907 | 1002.2907 | 1002.2907
results93.txt | 6613 MALSTA 220.00 | -0.1333 | 701.9093 | 1571.5 | 869.5907 | 1002.8907 | 1002.8907
results93.txt | 6614 VALLENTUNA 220.00 | -0.1273 | 701.9093 | 1571.5 | 869.5907 | 996.8907 | 996.8907
results93.txt | 6633 DÖNJE 220.00 | -0.1373 | 701.9093 | 1571.5 | 869.5907 | 1006.8907 | 1006.8907
results93.txt | 6634 OCKELBO 220.00 | -0.1646 | 701.9093 | 1571.5 | 869.5907 | 1034.1907 | 1034.1907
results93.txt | 6635 HOFORS 220.00 | -0.1878 | 701.9093 | 1571.5 | 869.5907 | 1057.3907 | 1057.3907
results93.txt | 6636 HORNDAL 220.00 | -0.1632 | 701.9093 | 1571.5 | 869.5907 | 1032.7907 | 1032.7907
results93.txt | 6643 FINNSLATTEN 220.00 | -0.1206 | 701.9093 | 1571.5 | 869.5907 | 990.1907 | 990.1907
results93.txt | 6644 HIMMETA 220.00 | -0.1071 | 701.9093 | 1571.5 | 869.5907 | 976.6907 | 976.6907
results93.txt | 6645 AROSVERKET 220.00 | -0.1072 | 701.9093 | 1571.5 | 869.5907 | 976.7907 | 976.7907
results93.txt | 6646 HEDENLUNDA 400.00 | -0.1034 | 701.9093 | 1571.5 | 869.5907 | 972.9907 | 972.9907
results93.txt | 6854 LJUSDAL 220.00 | -0.14 | 701.9093 | 1571.5 | 869.5907 | 1009.5907 | 1009.5907
results93.txt | 8861 JOINT 400.00 | -0.1262 | 701.9093 | 1571.5 | 869.5907 | 995.7907 | 995.7907
results93.txt | 8845 JOINT 220.00 | -0.1102 | 701.9093 | 1571.5 | 869.5907 | 979.7907 | 979.7907
results93.txt | 1051 SUBSTATION 400.00 | -0.1183 | 701.9093 | 1571.5 | 869.5907 | 987.8907 | 987.8907
results93.txt | 9405 GRÖNVIKEN 400.00 | -0.1142 | 701.9093 | 1571.5 | 869.5907 | 983.7907 | 983.7907
results93.txt | 9410 HORNDAL 400.00 | -0.1878 | 701.9093 | 1571.5 | 869.5907 | 1057.3907 | 1057.3907
results93.txt | 9411 MUNGA 400.00 | -0.1468 | 701.9093 | 1571.5 | 869.5907 | 1016.3907 | 1016.3907
results93.txt | 9412 FALLVIKEN 400.00 | -0.2148 | 701.9093 | 1571.5 | 869.5907 | 1084.3907 | 1084.3907
results94.txt | PTI INTERACTIVE POWER SYSTEM SIMULATOR--PSS(R)E MON, MAY 29 2023 |  | 697.012 | 1571.5 | 874.488
results94.txt | SENSITIVITY FACTORS ARE CALCULATED WITH AC |  | 697.012 | 1571.5 | 874.488
results94.txt | SUBSYSTEM 'RESERV' IS USED FOR OPPOSING SYSTEM FOR MW POWER |  | 697.012 | 1571.5 | 874.488
results94.txt | SENSITIVITY FACTORS OF BRANCH FLOW (MVA) ON 6714 HEMSIL2 400.00 TO 6735 OSLO300 400.00 4 MORE THAN | 0.1 | 697.012 | 1571.5 | 874.488 | 774.488 | 774.488
results94.txt | <--------- BUS NAME --------> |  | 697.012 | 1571.5 | 874.488
results94.txt | 6667 BORGUND 301.00 | 0.2415 | 697.012 | 1571.5 | 874.488 | 632.988 | 632.988
results94.txt | 6670 HOL3 400.00 | 0.1028 | 697.012 | 1571.5 | 874.488 | 771.688 | 771.688
results94.txt | 6671 HEMSIL1 301.00 | 0.2423 | 697.012 | 1571.5 | 874.488 | 632.188 | 632.188
results94.txt | 6673 USTA400 400.00 | 0.103 | 697.012 | 1571.5 | 874.488 | 771.488 | 771.488
results94.txt | 6672 USTA300 400.00 | 0.103 | 697.012 | 1571.5 | 874.488 | 771.488 | 771.488
results94.txt | 6714 HEMSIL2 400.00 | 0.2444 | 697.012 | 1571.5 | 874.488 | 630.088 | 630.088
results94.txt | 6715 NESBYEN 400.00 | 0.2033 | 697.012 | 1571.5 | 874.488 | 671.188 | 671.188
results94.txt | 9015 HEMSIL300 301.00 | 0.2444 | 697.012 | 1571.5 | 874.488 | 630.088 | 630.088
results95.txt | PTI INTERACTIVE POWER SYSTEM SIMULATOR--PSS(R)E MON, MAY 29 2023 |  | -686.1655 | 1571.5 | 885.3344
results95.txt | SENSITIVITY FACTORS ARE CALCULATED WITH AC |  | -686.1655 | 1571.5 | 885.3344
results95.txt | SUBSYSTEM 'RESERV' IS USED FOR OPPOSING SYSTEM FOR MW POWER |  | -686.1655 | 1571.5 | 885.3344
results95.txt | SENSITIVITY FACTORS OF BRANCH FLOW (MVA) ON 6602 KOLBOTTEN400400.00 TO 8861 JOINT 400.00 2 MORE THAN | 0.1 | -686.1655 | 1571.5 | 885.3344 | 785.3345 | 785.3345
results95.txt | <--------- BUS NAME --------> |  | -686.1655 | 1571.5 | 885.3344
results95.txt | 6341 KOLSTAD 400.00 | -0.1296 | -686.1655 | 1571.5 | 885.3344 | 1014.9345 | 1014.9345
results95.txt | 6345 GLAN 400.00 | -0.1719 | -686.1655 | 1571.5 | 885.3344 | 1057.2345 | 1057.2345
results95.txt | 6346 KIMSTAD 400.00 | -0.14 | -686.1655 | 1571.5 | 885.3344 | 1025.3345 | 1025.3345
results95.txt | 6348 OSKARSHAMN 400.00 | -0.1297 | -686.1655 | 1571.5 | 885.3344 | 1015.0345 | 1015.0345
results95.txt | 6349 ALVESTA 400.00 | -0.1081 | -686.1655 | 1571.5 | 885.3344 | 993.4345 | 993.4345
results95.txt | 6350 HEMSJO 400.00 | -0.1131 | -686.1655 | 1571.5 | 885.3344 | 998.4345 | 998.4345
results95.txt | 6351 KARLSHAMN 400.00 | -0.1131 | -686.1655 | 1571.5 | 885.3344 | 998.4345 | 998.4345
results95.txt | 6354 NYBRO 400.00 | -0.1199 | -686.1655 | 1571.5 | 885.3344 | 1005.2345 | 1005.2345
results95.txt | 6593 HAMRA220 220.00 | -0.1174 | -686.1655 | 1571.5 | 885.3344 | 1002.7345 | 1002.7345
results95.txt | 6598 BOLANDERNA 220.00 | -0.145 | -686.1655 | 1571.5 | 885.3344 | 1030.3345 | 1030.3345
results95.txt | 6599 PLENNINGE 220.00 | -0.1446 | -686.1655 | 1571.5 | 885.3344 | 1029.9345 | 1029.9345
results95.txt | 6602 KOLBOTTEN400400.00 | -0.6337 | -686.1655 | 1571.5 | 885.3344 | 1519.0345 | 1519.0345
results95.txt | 6601 KOLBOTTEN220220.00 | -0.333 | -686.1655 | 1571.5 | 885.3344 | 1218.3345 | 1218.3345
results95.txt | 6604 STOCKHOLM220220.00 | -0.2593 | -686.1655 | 1571.5 | 885.3344 | 1144.6345 | 1144.6345
results95.txt | 6606 HALL 400.00 | -0.583 | -686.1655 | 1571.5 | 885.3344 | 1468.3345 | 1468.3345
results95.txt | 6608 EKUDDEN400 400.00 | -0.563 | -686.1655 | 1571.5 | 885.3344 | 1448.3345 | 1448.3345
results95.txt | 6607 EKUDDEN220 220.00 | -0.2918 | -686.1655 | 1571.5 | 885.3344 | 1177.1345 | 1177.1345
results95.txt | 6609 SOLBERGA 220.00 | -0.2919 | -686.1655 | 1571.5 | 885.3344 | 1177.2345 | 1177.2345
results95.txt | 6614 VALLENTUNA 220.00 | -0.2612 | -686.1655 | 1571.5 | 885.3344 | 1146.5345 | 1146.5345
results95.txt | 6646 HEDENLUNDA 400.00 | -0.2162 | -686.1655 | 1571.5 | 885.3344 | 1101.5345 | 1101.5345
results95.txt | 8861 JOINT 400.00 | 0.2166 | -686.1655 | 1571.5 | 885.3344 | 668.7345 | 668.7345
results95.txt | 9401 HAGESKRUV 400.00 | -0.1188 | -686.1655 | 1571.5 | 885.3344 | 1004.1345 | 1004.1345
results96.txt | PTI INTERACTIVE POWER SYSTEM SIMULATOR--PSS(R)E MON, MAY 29 2023 |  | -1358.5513 | 2245 | 886.4487
results96.txt | SENSITIVITY FACTORS ARE CALCULATED WITH AC |  | -1358.5513 | 2245 | 886.4487
results96.txt | SUBSYSTEM 'RESERV' IS USED FOR OPPOSING SYSTEM FOR MW POWER |  | -1358.5513 | 2245 | 886.4487
results96.txt | SENSITIVITY FACTORS OF BRANCH FLOW (MVA) ON 6907 DJUPTJÄRN 400.00 TO 6910 SUBSTATION 400.00 2 MORE THAN | 0.1 | -1358.5513 | 2245 | 886.4487 | 786.4487 | 786.4487
results96.txt | <--------- BUS NAME --------> |  | -1358.5513 | 2245 | 886.4487
results96.txt | 6571 VISULAHTI 400.00 | 0.3815 | -1358.5513 | 2245 | 886.4487 | 504.9487 | 504.9487
results96.txt | 6545 HUITTINEN 400.00 | 0.3645 | -1358.5513 | 2245 | 886.4487 | 521.9487 | 521.9487
results96.txt | 6572 KYMI 400.00 | 0.3732 | -1358.5513 | 2245 | 886.4487 | 513.2487 | 513.2487
results96.txt | 6546 SALO 400.00 | 0.3663 | -1358.5513 | 2245 | 886.4487 | 520.1487 | 520.1487
results96.txt | 6547 FORSSA 400.00 | 0.3664 | -1358.5513 | 2245 | 886.4487 | 520.0487 | 520.0487
results96.txt | 6548 KANGASALA 400.00 | 0.3706 | -1358.5513 | 2245 | 886.4487 | 515.8487 | 515.8487
results96.txt | 6549 LAVIANVOURI 400.00 | 0.3713 | -1358.5513 | 2245 | 886.4487 | 515.1487 | 515.1487
results96.txt | 6550 KOPULA 400.00 | 0.3724 | -1358.5513 | 2245 | 886.4487 | 514.0487 | 514.0487
results96.txt | 6551 HIKIÄ 400.00 | 0.3715 | -1358.5513 | 2245 | 886.4487 | 514.9487 | 514.9487
results96.txt | 6552 TAMMISTO 400.00 | 0.369 | -1358.5513 | 2245 | 886.4487 | 517.4487 | 517.4487
results96.txt | 6553 NURMIJÄRVI 400.00 | 0.3715 | -1358.5513 | 2245 | 886.4487 | 514.9487 | 514.9487
results96.txt | 6554 LÄNSISALMI 400.00 | 0.3692 | -1358.5513 | 2245 | 886.4487 | 517.2487 | 517.2487
results96.txt | 6555 INKOO 400.00 | 0.3687 | -1358.5513 | 2245 | 886.4487 | 517.7487 | 517.7487
results96.txt | 6556 ESPOO 400.00 | 0.3696 | -1358.5513 | 2245 | 886.4487 | 516.8487 | 516.8487
results96.txt | 6567 ANTTILA 400.00 | 0.3708 | -1358.5513 | 2245 | 886.4487 | 515.6487 | 515.6487
results96.txt | 6569 KORIA 400.00 | 0.3738 | -1358.5513 | 2245 | 886.4487 | 512.6487 | 512.6487
results96.txt | 6570 LOVIISA 400.00 | 0.3676 | -1358.5513 | 2245 | 886.4487 | 518.8487 | 518.8487
results96.txt | 6573 YLLIKKÄLÄ 400.00 | 0.3795 | -1358.5513 | 2245 | 886.4487 | 506.9487 | 506.9487
results96.txt | 6615 TAHKOLUOTO 400.00 | 0.3599 | -1358.5513 | 2245 | 886.4487 | 526.5487 | 526.5487
results96.txt | 6617 OLKILUOTO 400.00 | 0.3585 | -1358.5513 | 2245 | 886.4487 | 527.9487 | 527.9487
results96.txt | 6618 RAUMA 400.00 | 0.358 | -1358.5513 | 2245 | 886.4487 | 528.4487 | 528.4487
results96.txt | 6619 ULVILA 400.00 | 0.3626 | -1358.5513 | 2245 | 886.4487 | 523.8487 | 523.8487
results96.txt | 6621 LIETO 400.00 | 0.3643 | -1358.5513 | 2245 | 886.4487 | 522.1487 | 522.1487
results96.txt | 6778 HIRVISUO 400.00 | 0.3752 | -1358.5513 | 2245 | 886.4487 | 511.2487 | 511.2487
results96.txt | 6779 UUSNIVALA 400.00 | 0.3861 | -1358.5513 | 2245 | 886.4487 | 500.3487 | 500.3487
results96.txt | 6780 ALAJÄRVI 400.00 | 0.3787 | -1358.5513 | 2245 | 886.4487 | 507.7487 | 507.7487
results96.txt | 6781 SEINÄJOKI 400.00 | 0.3723 | -1358.5513 | 2245 | 886.4487 | 514.1487 | 514.1487
results96.txt | 6783 PETÄJÄV400 400.00 | 0.3756 | -1358.5513 | 2245 | 886.4487 | 510.8487 | 510.8487
results96.txt | 6782 PETÄJÄV220 220.00 | 0.3756 | -1358.5513 | 2245 | 886.4487 | 510.8487 | 510.8487
results96.txt | 6784 JÄMSÄ 220.00 | 0.3786 | -1358.5513 | 2245 | 886.4487 | 507.8487 | 507.8487
results96.txt | 6785 TOIVILA 400.00 | 0.3733 | -1358.5513 | 2245 | 886.4487 | 513.1487 | 513.1487
results96.txt | 6786 HAAPAVESI 220.00 | 0.368 | -1358.5513 | 2245 | 886.4487 | 518.4487 | 518.4487
results96.txt | 6787 VUOLIJOKI 400.00 | 0.3812 | -1358.5513 | 2245 | 886.4487 | 505.2487 | 505.2487
results96.txt | 6788 ALAPITKÄ 400.00 | 0.3824 | -1358.5513 | 2245 | 886.4487 | 504.0487 | 504.0487
results96.txt | 6789 VIHTAVUORI 400.00 | 0.3797 | -1358.5513 | 2245 | 886.4487 | 506.7487 | 506.7487
results96.txt | 6790 HUUTOKOSKI 400.00 | 0.3827 | -1358.5513 | 2245 | 886.4487 | 503.7487 | 503.7487
results96.txt | 6810 TUOVILA 400.00 | 0.3695 | -1358.5513 | 2245 | 886.4487 | 516.9487 | 516.9487
results96.txt | 6811 KRSITINESTAD400.00 | 0.3654 | -1358.5513 | 2245 | 886.4487 | 521.0487 | 521.0487
results96.txt | 6903 SEITENOIKEA 220.00 | 0.3577 | -1358.5513 | 2245 | 886.4487 | 528.7487 | 528.7487
results96.txt | 6907 DJUPTJÄRN 400.00 | -0.2801 | -1358.5513 | 2245 | 886.4487 | 1166.5487 | 1166.5487
results96.txt | 6908 KEMINMAA 220.00 | 0.3883 | -1358.5513 | 2245 | 886.4487 | 498.1487 | 498.1487
results96.txt | 6909 ISOHAARA 400.00 | 0.5102 | -1358.5513 | 2245 | 886.4487 | 376.2487 | 376.2487
results96.txt | 6910 SUBSTATION 400.00 | 0.5104 | -1358.5513 | 2245 | 886.4487 | 376.0487 | 376.0487
results96.txt | 6911 JYLKKÄ 400.00 | 0.379 | -1358.5513 | 2245 | 886.4487 | 507.4487 | 507.4487
results96.txt | 6912 VALAJASKO 220.00 | 0.3924 | -1358.5513 | 2245 | 886.4487 | 494.0487 | 494.0487
results96.txt | 6913 VANTTAUSKOSK220.00 | 0.3904 | -1358.5513 | 2245 | 886.4487 | 496.0487 | 496.0487
results96.txt | 6915 PIRITTIK400 400.00 | 0.3907 | -1358.5513 | 2245 | 886.4487 | 495.7487 | 495.7487
results96.txt | 6914 PIRITTK220 220.00 | 0.3912 | -1358.5513 | 2245 | 886.4487 | 495.2487 | 495.2487
results96.txt | 6916 SEITAKORVA 220.00 | 0.3892 | -1358.5513 | 2245 | 886.4487 | 497.2487 | 497.2487
results96.txt | 6917 ISOKANGAS 400.00 | 0.3805 | -1358.5513 | 2245 | 886.4487 | 505.9487 | 505.9487
results96.txt | 6918 PIKKARALA 400.00 | 0.3872 | -1358.5513 | 2245 | 886.4487 | 499.2487 | 499.2487
results96.txt | 6920 PYHÄNSEL400 400.00 | 0.3776 | -1358.5513 | 2245 | 886.4487 | 508.8487 | 508.8487
results96.txt | 6919 PYHÄNSEL220 220.00 | 0.3776 | -1358.5513 | 2245 | 886.4487 | 508.8487 | 508.8487
results96.txt | 6921 PYHÄKOSI 220.00 | 0.3706 | -1358.5513 | 2245 | 886.4487 | 515.8487 | 515.8487
results96.txt | 6922 UTANEN 220.00 | 0.3671 | -1358.5513 | 2245 | 886.4487 | 519.3487 | 519.3487
results96.txt | 6923 NUOJA 220.00 | 0.3633 | -1358.5513 | 2245 | 886.4487 | 523.1487 | 523.1487
results96.txt | 6931 SVARTBYN 400.00 | -0.104 | -1358.5513 | 2245 | 886.4487 | 990.4487 | 990.4487
results96.txt | 6990 ISONIEMI 220.00 | 0.4146 | -1358.5513 | 2245 | 886.4487 | 471.8487 | 471.8487
results96.txt | 6992 IVALO 220.00 | 0.4427 | -1358.5513 | 2245 | 886.4487 | 443.7487 | 443.7487
results96.txt | 6993 KUOLAJÄRVI 220.00 | 0.4181 | -1358.5513 | 2245 | 886.4487 | 468.3487 | 468.3487
results96.txt | 6994 VAJUKOSKI 220.00 | 0.4192 | -1358.5513 | 2245 | 886.4487 | 467.2487 | 467.2487
results96.txt | 6995 KOKKOSNIVA 220.00 | 0.413 | -1358.5513 | 2245 | 886.4487 | 473.4487 | 473.4487
results96.txt | 7010 VARANGERBOT 220.00 | 0.4641 | -1358.5513 | 2245 | 886.4487 | 422.3487 | 422.3487
results96.txt | 7018 UTSJOKI 220.00 | 0.46 | -1358.5513 | 2245 | 886.4487 | 426.4487 | 426.4487
results96.txt | 7054 OSSAUSKOSKI 220.00 | 0.3891 | -1358.5513 | 2245 | 886.4487 | 497.3487 | 497.3487
results96.txt | 7056 PETÄJÄSKO 400.00 | 0.392 | -1358.5513 | 2245 | 886.4487 | 494.4487 | 494.4487
results96.txt | 7055 PETÄJÄSKO 220.00 | 0.3915 | -1358.5513 | 2245 | 886.4487 | 494.9487 | 494.9487
results96.txt | 8579 JOINT 220.00 | 0.3673 | -1358.5513 | 2245 | 886.4487 | 519.1487 | 519.1487
results96.txt | 7140 JOINT 220.00 | 0.4597 | -1358.5513 | 2245 | 886.4487 | 426.7487 | 426.7487
results96.txt | 9408 HÄLLBERGET 400.00 | 0.1578 | -1358.5513 | 2245 | 886.4487 | 728.6487 | 728.6487
results96.txt | 9301 KEMIJÄRVI 220.00 | 0.3956 | -1358.5513 | 2245 | 886.4487 | 490.8487 | 490.8487
results96.txt | 9302 KEMINMAA 400.00 | 0.2235 | -1358.5513 | 2245 | 886.4487 | 662.9487 | 662.9487
results96.txt | 9304 LUMIJÄRVI 400.00 | 0.3787 | -1358.5513 | 2245 | 886.4487 | 507.7487 | 507.7487
results96.txt | 9303 MUSALA 400.00 | 0.3718 | -1358.5513 | 2245 | 886.4487 | 514.6487 | 514.6487
results96.txt | 9305 KÄRPPIÖN 400.00 | 0.3662 | -1358.5513 | 2245 | 886.4487 | 520.2487 | 520.2487
results96.txt | 9306 HONKAJOEN 400.00 | 0.3644 | -1358.5513 | 2245 | 886.4487 | 522.0487 | 522.0487
results96.txt | 9307 KONTIOLAHTI 400.00 | 0.3806 | -1358.5513 | 2245 | 886.4487 | 505.8487 | 505.8487
results96.txt | 9308 ORIMATTILAN 400.00 | 0.3717 | -1358.5513 | 2245 | 886.4487 | 514.7487 | 514.7487
results96.txt | 9309 NAANTALINSAL400.00 | 0.3643 | -1358.5513 | 2245 | 886.4487 | 522.1487 | 522.1487
results97.txt | PTI INTERACTIVE POWER SYSTEM SIMULATOR--PSS(R)E MON, MAY 29 2023 |  | -1353.4417 | 2245 | 891.5582
results97.txt | SENSITIVITY FACTORS ARE CALCULATED WITH AC |  | -1353.4417 | 2245 | 891.5582
results97.txt | SUBSYSTEM 'RESERV' IS USED FOR OPPOSING SYSTEM FOR MW POWER |  | -1353.4417 | 2245 | 891.5582
results97.txt | SENSITIVITY FACTORS OF BRANCH FLOW (MVA) ON 6907 DJUPTJÄRN 400.00 TO 6931 SVARTBYN 400.00 1 MORE THAN | 0.1 | -1353.4417 | 2245 | 891.5582 | 791.5583 | 791.5583
results97.txt | <--------- BUS NAME --------> |  | -1353.4417 | 2245 | 891.5582
results97.txt | 6571 VISULAHTI 400.00 | -0.3802 | -1353.4417 | 2245 | 891.5582 | 1271.7583 | 1271.7583
results97.txt | 6545 HUITTINEN 400.00 | -0.3632 | -1353.4417 | 2245 | 891.5582 | 1254.7583 | 1254.7583
results97.txt | 6572 KYMI 400.00 | -0.372 | -1353.4417 | 2245 | 891.5582 | 1263.5583 | 1263.5583
results97.txt | 6546 SALO 400.00 | -0.3651 | -1353.4417 | 2245 | 891.5582 | 1256.6583 | 1256.6583
results97.txt | 6547 FORSSA 400.00 | -0.3652 | -1353.4417 | 2245 | 891.5582 | 1256.7583 | 1256.7583
results97.txt | 6548 KANGASALA 400.00 | -0.3693 | -1353.4417 | 2245 | 891.5582 | 1260.8583 | 1260.8583
results97.txt | 6549 LAVIANVOURI 400.00 | -0.37 | -1353.4417 | 2245 | 891.5582 | 1261.5583 | 1261.5583
results97.txt | 6550 KOPULA 400.00 | -0.3711 | -1353.4417 | 2245 | 891.5582 | 1262.6583 | 1262.6583
results97.txt | 6551 HIKIÄ 400.00 | -0.3702 | -1353.4417 | 2245 | 891.5582 | 1261.7583 | 1261.7583
results97.txt | 6552 TAMMISTO 400.00 | -0.3677 | -1353.4417 | 2245 | 891.5582 | 1259.2583 | 1259.2583
results97.txt | 6553 NURMIJÄRVI 400.00 | -0.3703 | -1353.4417 | 2245 | 891.5582 | 1261.8583 | 1261.8583
results97.txt | 6554 LÄNSISALMI 400.00 | -0.368 | -1353.4417 | 2245 | 891.5582 | 1259.5583 | 1259.5583
results97.txt | 6555 INKOO 400.00 | -0.3675 | -1353.4417 | 2245 | 891.5582 | 1259.0583 | 1259.0583
results97.txt | 6556 ESPOO 400.00 | -0.3684 | -1353.4417 | 2245 | 891.5582 | 1259.9583 | 1259.9583
results97.txt | 6567 ANTTILA 400.00 | -0.3695 | -1353.4417 | 2245 | 891.5582 | 1261.0583 | 1261.0583
results97.txt | 6569 KORIA 400.00 | -0.3725 | -1353.4417 | 2245 | 891.5582 | 1264.0583 | 1264.0583
results97.txt | 6570 LOVIISA 400.00 | -0.3664 | -1353.4417 | 2245 | 891.5582 | 1257.9583 | 1257.9583
results97.txt | 6573 YLLIKKÄLÄ 400.00 | -0.3782 | -1353.4417 | 2245 | 891.5582 | 1269.7583 | 1269.7583
results97.txt | 6615 TAHKOLUOTO 400.00 | -0.3587 | -1353.4417 | 2245 | 891.5582 | 1250.2583 | 1250.2583
results97.txt | 6617 OLKILUOTO 400.00 | -0.3573 | -1353.4417 | 2245 | 891.5582 | 1248.8583 | 1248.8583
results97.txt | 6618 RAUMA 400.00 | -0.3568 | -1353.4417 | 2245 | 891.5582 | 1248.3583 | 1248.3583
results97.txt | 6619 ULVILA 400.00 | -0.3614 | -1353.4417 | 2245 | 891.5582 | 1252.9583 | 1252.9583
results97.txt | 6621 LIETO 400.00 | -0.3631 | -1353.4417 | 2245 | 891.5582 | 1254.6583 | 1254.6583
results97.txt | 6778 HIRVISUO 400.00 | -0.3739 | -1353.4417 | 2245 | 891.5582 | 1265.4583 | 1265.4583
results97.txt | 6779 UUSNIVALA 400.00 | -0.3848 | -1353.4417 | 2245 | 891.5582 | 1276.3583 | 1276.3583
results97.txt | 6780 ALAJÄRVI 400.00 | -0.3774 | -1353.4417 | 2245 | 891.5582 | 1268.9583 | 1268.9583
results97.txt | 6781 SEINÄJOKI 400.00 | -0.371 | -1353.4417 | 2245 | 891.5582 | 1262.5583 | 1262.5583
results97.txt | 6783 PETÄJÄV400 400.00 | -0.3744 | -1353.4417 | 2245 | 891.5582 | 1265.9583 | 1265.9583
results97.txt | 6782 PETÄJÄV220 220.00 | -0.3744 | -1353.4417 | 2245 | 891.5582 | 1265.9583 | 1265.9583
results97.txt | 6784 JÄMSÄ 220.00 | -0.3774 | -1353.4417 | 2245 | 891.5582 | 1268.9583 | 1268.9583
results97.txt | 6785 TOIVILA 400.00 | -0.372 | -1353.4417 | 2245 | 891.5582 | 1263.5583 | 1263.5583
results97.txt | 6786 HAAPAVESI 220.00 | -0.3668 | -1353.4417 | 2245 | 891.5582 | 1258.3583 | 1258.3583
results97.txt | 6787 VUOLIJOKI 400.00 | -0.3799 | -1353.4417 | 2245 | 891.5582 | 1271.4583 | 1271.4583
results97.txt | 6788 ALAPITKÄ 400.00 | -0.3811 | -1353.4417 | 2245 | 891.5582 | 1272.6583 | 1272.6583
results97.txt | 6789 VIHTAVUORI 400.00 | -0.3784 | -1353.4417 | 2245 | 891.5582 | 1269.9583 | 1269.9583
results97.txt | 6790 HUUTOKOSKI 400.00 | -0.3814 | -1353.4417 | 2245 | 891.5582 | 1272.9583 | 1272.9583
results97.txt | 6810 TUOVILA 400.00 | -0.3682 | -1353.4417 | 2245 | 891.5582 | 1259.7583 | 1259.7583
results97.txt | 6811 KRSITINESTAD400.00 | -0.3641 | -1353.4417 | 2245 | 891.5582 | 1255.6583 | 1255.6583
results97.txt | 6903 SEITENOIKEA 220.00 | -0.3565 | -1353.4417 | 2245 | 891.5582 | 1248.0583 | 1248.0583
results97.txt | 6907 DJUPTJÄRN 400.00 | -0.7373 | -1353.4417 | 2245 | 891.5582 | 1628.8583 | 1628.8583
results97.txt | 6908 KEMINMAA 220.00 | -0.387 | -1353.4417 | 2245 | 891.5582 | 1278.5583 | 1278.5583
results97.txt | 6909 ISOHAARA 400.00 | -0.5085 | -1353.4417 | 2245 | 891.5582 | 1400.0583 | 1400.0583
results97.txt | 6910 SUBSTATION 400.00 | -0.5087 | -1353.4417 | 2245 | 891.5582 | 1400.2583 | 1400.2583
results97.txt | 6911 JYLKKÄ 400.00 | -0.3777 | -1353.4417 | 2245 | 891.5582 | 1269.2583 | 1269.2583
results97.txt | 6912 VALAJASKO 220.00 | -0.391 | -1353.4417 | 2245 | 891.5582 | 1282.5583 | 1282.5583
results97.txt | 6913 VANTTAUSKOSK220.00 | -0.389 | -1353.4417 | 2245 | 891.5582 | 1280.5583 | 1280.5583
results97.txt | 6915 PIRITTIK400 400.00 | -0.3893 | -1353.4417 | 2245 | 891.5582 | 1280.8583 | 1280.8583
results97.txt | 6914 PIRITTK220 220.00 | -0.3898 | -1353.4417 | 2245 | 891.5582 | 1281.3583 | 1281.3583
results97.txt | 6916 SEITAKORVA 220.00 | -0.3879 | -1353.4417 | 2245 | 891.5582 | 1279.4583 | 1279.4583
results97.txt | 6917 ISOKANGAS 400.00 | -0.3792 | -1353.4417 | 2245 | 891.5582 | 1270.7583 | 1270.7583
results97.txt | 6918 PIKKARALA 400.00 | -0.3859 | -1353.4417 | 2245 | 891.5582 | 1277.4583 | 1277.4583
results97.txt | 6920 PYHÄNSEL400 400.00 | -0.3763 | -1353.4417 | 2245 | 891.5582 | 1267.8583 | 1267.8583
results97.txt | 6919 PYHÄNSEL220 220.00 | -0.3763 | -1353.4417 | 2245 | 891.5582 | 1267.8583 | 1267.8583
results97.txt | 6921 PYHÄKOSI 220.00 | -0.3694 | -1353.4417 | 2245 | 891.5582 | 1260.9583 | 1260.9583
results97.txt | 6922 UTANEN 220.00 | -0.3659 | -1353.4417 | 2245 | 891.5582 | 1257.4583 | 1257.4583
results97.txt | 6923 NUOJA 220.00 | -0.3621 | -1353.4417 | 2245 | 891.5582 | 1253.6583 | 1253.6583
results97.txt | 6931 SVARTBYN 400.00 | 0.1036 | -1353.4417 | 2245 | 891.5582 | 787.9583 | 787.9583
results97.txt | 6990 ISONIEMI 220.00 | -0.4132 | -1353.4417 | 2245 | 891.5582 | 1304.7583 | 1304.7583
results97.txt | 6992 IVALO 220.00 | -0.4412 | -1353.4417 | 2245 | 891.5582 | 1332.7583 | 1332.7583
results97.txt | 6993 KUOLAJÄRVI 220.00 | -0.4167 | -1353.4417 | 2245 | 891.5582 | 1308.2583 | 1308.2583
results97.txt | 6994 VAJUKOSKI 220.00 | -0.4178 | -1353.4417 | 2245 | 891.5582 | 1309.3583 | 1309.3583
results97.txt | 6995 KOKKOSNIVA 220.00 | -0.4116 | -1353.4417 | 2245 | 891.5582 | 1303.1583 | 1303.1583
results97.txt | 7010 VARANGERBOT 220.00 | -0.4626 | -1353.4417 | 2245 | 891.5582 | 1354.1583 | 1354.1583
results97.txt | 7018 UTSJOKI 220.00 | -0.4585 | -1353.4417 | 2245 | 891.5582 | 1350.0583 | 1350.0583
results97.txt | 7054 OSSAUSKOSKI 220.00 | -0.3878 | -1353.4417 | 2245 | 891.5582 | 1279.3583 | 1279.3583
results97.txt | 7056 PETÄJÄSKO 400.00 | -0.3906 | -1353.4417 | 2245 | 891.5582 | 1282.1583 | 1282.1583
results97.txt | 7055 PETÄJÄSKO 220.00 | -0.3901 | -1353.4417 | 2245 | 891.5582 | 1281.6583 | 1281.6583
results97.txt | 8579 JOINT 220.00 | -0.366 | -1353.4417 | 2245 | 891.5582 | 1257.5583 | 1257.5583
results97.txt | 7140 JOINT 220.00 | -0.4581 | -1353.4417 | 2245 | 891.5582 | 1349.6583 | 1349.6583
results97.txt | 9408 HÄLLBERGET 400.00 | -0.1573 | -1353.4417 | 2245 | 891.5582 | 1048.8583 | 1048.8583
results97.txt | 9301 KEMIJÄRVI 220.00 | -0.3942 | -1353.4417 | 2245 | 891.5582 | 1285.7583 | 1285.7583
results97.txt | 9302 KEMINMAA 400.00 | -0.2228 | -1353.4417 | 2245 | 891.5582 | 1114.3583 | 1114.3583
results97.txt | 9304 LUMIJÄRVI 400.00 | -0.3774 | -1353.4417 | 2245 | 891.5582 | 1268.9583 | 1268.9583
results97.txt | 9303 MUSALA 400.00 | -0.3705 | -1353.4417 | 2245 | 891.5582 | 1262.0583 | 1262.0583
results97.txt | 9305 KÄRPPIÖN 400.00 | -0.365 | -1353.4417 | 2245 | 891.5582 | 1256.5583 | 1256.5583
results97.txt | 9306 HONKAJOEN 400.00 | -0.3632 | -1353.4417 | 2245 | 891.5582 | 1254.7583 | 1254.7583
results97.txt | 9307 KONTIOLAHTI 400.00 | -0.3793 | -1353.4417 | 2245 | 891.5582 | 1270.8583 | 1270.8583
results97.txt | 9308 ORIMATTILAN 400.00 | -0.3704 | -1353.4417 | 2245 | 891.5582 | 1261.9583 | 1261.9583
results97.txt | 9309 NAANTALINSAL400.00 | -0.3631 | -1353.4417 | 2245 | 891.5582 | 1254.6583 | 1254.6583
results98.txt | PTI INTERACTIVE POWER SYSTEM SIMULATOR--PSS(R)E MON, MAY 29 2023 |  | 679.8094 | 1571.5 | 891.6906
results98.txt | SENSITIVITY FACTORS ARE CALCULATED WITH AC |  | 679.8094 | 1571.5 | 891.6906
results98.txt | SUBSYSTEM 'RESERV' IS USED FOR OPPOSING SYSTEM FOR MW POWER |  | 679.8094 | 1571.5 | 891.6906
results98.txt | SENSITIVITY FACTORS OF BRANCH FLOW (MVA) ON 6685 RÖDAL 400.00 TO 6687 ULLA-FORRE 400.00 3 MORE THAN | 0.1 | 679.8094 | 1571.5 | 891.6906 | 791.6906 | 791.6906
results98.txt | <--------- BUS NAME --------> |  | 679.8094 | 1571.5 | 891.6906
results98.txt | 6679 OKSLA 400.00 | 1.0006 | 679.8094 | 1571.5 | 891.6906 | -108.9094 | -108.9094
results98.txt | 6680 ÅSEN 400.00 | 1.0006 | 679.8094 | 1571.5 | 891.6906 | -108.9094 | -108.9094
results98.txt | 6685 RÖDAL 400.00 | 1.0046 | 679.8094 | 1571.5 | 891.6906 | -112.9094 | -112.9094
results98.txt | 6686 NOVLE 400.00 | 1.0043 | 679.8094 | 1571.5 | 891.6906 | -112.6094 | -112.6094
results99.txt | PTI INTERACTIVE POWER SYSTEM SIMULATOR--PSS(R)E MON, MAY 29 2023 |  | 1349.4465 | 2245 | 895.5535
results99.txt | SENSITIVITY FACTORS ARE CALCULATED WITH AC |  | 1349.4465 | 2245 | 895.5535
results99.txt | SUBSYSTEM 'RESERV' IS USED FOR OPPOSING SYSTEM FOR MW POWER |  | 1349.4465 | 2245 | 895.5535
results99.txt | SENSITIVITY FACTORS OF BRANCH FLOW (MVA) ON 6862 SURNA 400.00 TO 6866 ORKDAL400 400.00 3 MORE THAN | 0.1 | 1349.4465 | 2245 | 895.5535 | 795.5535 | 795.5535
results99.txt | <--------- BUS NAME --------> |  | 1349.4465 | 2245 | 895.5535
results99.txt | 6626 MINNE 400.00 | 0.1142 | 1349.4465 | 2245 | 895.5535 | 781.3535 | 781.3535
results99.txt | 6647 MOSKOG 400.00 | 0.164 | 1349.4465 | 2245 | 895.5535 | 731.5535 | 731.5535
results99.txt | 6648 HOYANGER 400.00 | 0.1494 | 1349.4465 | 2245 | 895.5535 | 746.1535 | 746.1535
results99.txt | 6649 REFSDAL 400.00 | 0.1045 | 1349.4465 | 2245 | 895.5535 | 791.0535 | 791.0535
results99.txt | 6650 HOVE 400.00 | 0.1072 | 1349.4465 | 2245 | 895.5535 | 788.3535 | 788.3535
results99.txt | 6657 JOSTEDAL 400.00 | 0.11 | 1349.4465 | 2245 | 895.5535 | 785.5535 | 785.5535
results99.txt | 6658 LEIRDOLA 400.00 | 0.1102 | 1349.4465 | 2245 | 895.5535 | 785.3535 | 785.3535
results99.txt | 6659 ÅROY 400.00 | 0.1123 | 1349.4465 | 2245 | 895.5535 | 783.2535 | 783.2535
results99.txt | 6661 FARDAL400 400.00 | 0.1123 | 1349.4465 | 2245 | 895.5535 | 783.2535 | 783.2535
results99.txt | 6660 FARDAL300 400.00 | 0.1123 | 1349.4465 | 2245 | 895.5535 | 783.2535 | 783.2535
results99.txt | 6663 AURLAND400 400.00 | 0.1013 | 1349.4465 | 2245 | 895.5535 | 794.2535 | 794.2535
results99.txt | 6662 AURLAND200 400.00 | 0.1013 | 1349.4465 | 2245 | 895.5535 | 794.2535 | 794.2535
results99.txt | 6664 AURLAND2 400.00 | 0.1013 | 1349.4465 | 2245 | 895.5535 | 794.2535 | 794.2535
results99.txt | 6665 AURLAND3 400.00 | 0.1004 | 1349.4465 | 2245 | 895.5535 | 795.1535 | 795.1535
results99.txt | 6666 SKAGEN-FOTUN400.00 | 0.1091 | 1349.4465 | 2245 | 895.5535 | 786.4535 | 786.4535
results99.txt | 6712 OVREVINSTRA 400.00 | 0.2158 | 1349.4465 | 2245 | 895.5535 | 679.7535 | 679.7535
results99.txt | 6713 NEDREVINSTRA400.00 | 0.1519 | 1349.4465 | 2245 | 895.5535 | 743.6535 | 743.6535
results99.txt | 6717 NEDREVINSTRA400.00 | 0.1518 | 1349.4465 | 2245 | 895.5535 | 743.7535 | 743.7535
results99.txt | 6718 FÅBERG 400.00 | 0.1533 | 1349.4465 | 2245 | 895.5535 | 742.2535 | 742.2535
results99.txt | 6720 VARDAL 400.00 | 0.1356 | 1349.4465 | 2245 | 895.5535 | 759.9535 | 759.9535
results99.txt | 6721 VANG 400.00 | 0.1328 | 1349.4465 | 2245 | 895.5535 | 762.7535 | 762.7535
results99.txt | 6812 OGNDAL 400.00 | -0.175 | 1349.4465 | 2245 | 895.5535 | 1070.5535 | 1070.5535
results99.txt | 6814 VERDAL400 400.00 | -0.2274 | 1349.4465 | 2245 | 895.5535 | 1122.9535 | 1122.9535
results99.txt | 6813 VERDAL300 400.00 | -0.2274 | 1349.4465 | 2245 | 895.5535 | 1122.9535 | 1122.9535
results99.txt | 6815 HÖGÅSEN 400.00 | -0.2112 | 1349.4465 | 2245 | 895.5535 | 1106.7535 | 1106.7535
results99.txt | 6816 JUVLEN 220.00 | -0.1189 | 1349.4465 | 2245 | 895.5535 | 1014.4535 | 1014.4535
results99.txt | 6817 STENSJÖN 220.00 | -0.1181 | 1349.4465 | 2245 | 895.5535 | 1013.6535 | 1013.6535
results99.txt | 6818 OLDEN 220.00 | -0.1182 | 1349.4465 | 2245 | 895.5535 | 1013.7535 | 1013.7535
results99.txt | 6820 JÄRPSTR400 400.00 | -0.1503 | 1349.4465 | 2245 | 895.5535 | 1045.8535 | 1045.8535
results99.txt | 6819 JÄRPSTR220 220.00 | -0.1197 | 1349.4465 | 2245 | 895.5535 | 1015.2535 | 1015.2535
results99.txt | 6821 MÖRSIL 220.00 | -0.1104 | 1349.4465 | 2245 | 895.5535 | 1005.9535 | 1005.9535
results99.txt | 6822 SÄLLSJÖ 220.00 | -0.1103 | 1349.4465 | 2245 | 895.5535 | 1005.8535 | 1005.8535
results99.txt | 6872 AURA2300 400.00 | 0.352 | 1349.4465 | 2245 | 895.5535 | 543.5535 | 543.5535
results99.txt | 6855 FRAERNA 400.00 | 0.3395 | 1349.4465 | 2245 | 895.5535 | 556.0535 | 556.0535
results99.txt | 6856 ORSKOG 400.00 | 0.2964 | 1349.4465 | 2245 | 895.5535 | 599.1535 | 599.1535
results99.txt | 6857 ORSTA 400.00 | 0.2657 | 1349.4465 | 2245 | 895.5535 | 629.8535 | 629.8535
results99.txt | 6858 ISTAD 400.00 | 0.3395 | 1349.4465 | 2245 | 895.5535 | 556.0535 | 556.0535
results99.txt | 6859 AURA1 400.00 | 0.3481 | 1349.4465 | 2245 | 895.5535 | 547.4535 | 547.4535
results99.txt | 6860 GRYTTEN 400.00 | 0.3284 | 1349.4465 | 2245 | 895.5535 | 567.1535 | 567.1535
results99.txt | 6861 SNILLDAL 400.00 | 0.3208 | 1349.4465 | 2245 | 895.5535 | 574.7535 | 574.7535
results99.txt | 6862 SURNA 400.00 | 0.38 | 1349.4465 | 2245 | 895.5535 | 515.5535 | 515.5535
results99.txt | 6863 HOFSTAD 400.00 | 0.1105 | 1349.4465 | 2245 | 895.5535 | 785.0535 | 785.0535
results99.txt | 6864 ÅFJORD 400.00 | 0.2147 | 1349.4465 | 2245 | 895.5535 | 680.8535 | 680.8535
results99.txt | 6866 ORKDAL400 400.00 | -0.4769 | 1349.4465 | 2245 | 895.5535 | 1372.4535 | 1372.4535
results99.txt | 6865 ORKDAL300 400.00 | -0.4769 | 1349.4465 | 2245 | 895.5535 | 1372.4535 | 1372.4535
results99.txt | 6867 STRINDA 400.00 | -0.3663 | 1349.4465 | 2245 | 895.5535 | 1261.8535 | 1261.8535
results99.txt | 6869 KLAEBU400 400.00 | -0.3815 | 1349.4465 | 2245 | 895.5535 | 1277.0535 | 1277.0535
results99.txt | 6868 KLAEBU300 400.00 | -0.3814 | 1349.4465 | 2245 | 895.5535 | 1276.9535 | 1276.9535
results99.txt | 6871 EIDUM400 400.00 | -0.334 | 1349.4465 | 2245 | 895.5535 | 1229.5535 | 1229.5535
results99.txt | 6870 EIDUM300 400.00 | -0.334 | 1349.4465 | 2245 | 895.5535 | 1229.5535 | 1229.5535
results99.txt | 6874 VÅGÅMO 400.00 | 0.2632 | 1349.4465 | 2245 | 895.5535 | 632.3535 | 632.3535
results99.txt | 6875 RENDALEN 301.00 | 0.1329 | 1349.4465 | 2245 | 895.5535 | 762.6535 | 762.6535
results99.txt | 7061 NEA 400.00 | -0.2885 | 1349.4465 | 2245 | 895.5535 | 1184.0535 | 1184.0535
results99.txt | 8411 JOINT 220.00 | -0.1184 | 1349.4465 | 2245 | 895.5535 | 1013.9535 | 1013.9535
results99.txt | 8857 JOINT 220.00 | -0.119 | 1349.4465 | 2245 | 895.5535 | 1014.5535 | 1014.5535
results99.txt | 9007 TJELDBERGO 400.00 | 0.3508 | 1349.4465 | 2245 | 895.5535 | 544.7535 | 544.7535
results99.txt | 9008 SYLKKYVELN 400.00 | 0.283 | 1349.4465 | 2245 | 895.5535 | 612.5535 | 612.5535
results99.txt | 9009 ALFOTEN 400.00 | 0.2193 | 1349.4465 | 2245 | 895.5535 | 676.2535 | 676.2535
results99.txt | 9016 FÅBER300 301.00 | 0.1353 | 1349.4465 | 2245 | 895.5535 | 760.2535 | 760.2535
results100.txt | PTI INTERACTIVE POWER SYSTEM SIMULATOR--PSS(R)E MON, MAY 29 2023 |  | -672.9218 | 1571.5 | 898.5782
results100.txt | SENSITIVITY FACTORS ARE CALCULATED WITH AC |  | -672.9218 | 1571.5 | 898.5782
results100.txt | SUBSYSTEM 'RESERV' IS USED FOR OPPOSING SYSTEM FOR MW POWER |  | -672.9218 | 1571.5 | 898.5782
results100.txt | SENSITIVITY FACTORS OF BRANCH FLOW (MVA) ON 6373 ARENDAL400 400.00 TO 9014 HONNA 400.00 2 MORE THAN | 0.1 | -672.9218 | 1571.5 | 898.5782 | 798.5782 | 798.5782
results100.txt | <--------- BUS NAME --------> |  | -672.9218 | 1571.5 | 898.5782
results100.txt | 6356 BJERKREIM 400.00 | 0.1919 | -672.9218 | 1571.5 | 898.5782 | 706.6782 | 706.6782
results100.txt | 6358 TONSTAD400 400.00 | 0.2495 | -672.9218 | 1571.5 | 898.5782 | 649.0782 | 649.0782
results100.txt | 6357 TONSTAD300 400.00 | 0.2494 | -672.9218 | 1571.5 | 898.5782 | 649.1782 | 649.1782
results100.txt | 6360 KJELLAND 400.00 | 0.1998 | -672.9218 | 1571.5 | 898.5782 | 698.7782 | 698.7782
results100.txt | 6363 FEDA400 400.00 | 0.2067 | -672.9218 | 1571.5 | 898.5782 | 691.8782 | 691.8782
results100.txt | 6362 FEDA300 400.00 | 0.2066 | -672.9218 | 1571.5 | 898.5782 | 691.9782 | 691.9782
results100.txt | 6364 LISTAWIND 400.00 | 0.2065 | -672.9218 | 1571.5 | 898.5782 | 692.0782 | 692.0782
results100.txt | 6373 ARENDAL400 400.00 | -0.1329 | -672.9218 | 1571.5 | 898.5782 | 1031.4782 | 1031.4782
results100.txt | 6372 ARENDAL300 400.00 | -0.1329 | -672.9218 | 1571.5 | 898.5782 | 1031.4782 | 1031.4782
results100.txt | 6688 STOKKELAND 400.00 | 0.1825 | -672.9218 | 1571.5 | 898.5782 | 716.0782 | 716.0782
results100.txt | 6690 HOG-JAERN400400.00 | 0.1818 | -672.9218 | 1571.5 | 898.5782 | 716.7782 | 716.7782
results100.txt | 6689 HOG-JAERN300400.00 | 0.1825 | -672.9218 | 1571.5 | 898.5782 | 716.0782 | 716.0782
results100.txt | 6698 LYSE400 400.00 | 0.1043 | -672.9218 | 1571.5 | 898.5782 | 794.2782 | 794.2782
results100.txt | 6697 LYSE300 400.00 | 0.1045 | -672.9218 | 1571.5 | 898.5782 | 794.0782 | 794.0782
results100.txt | 6699 DUGE 301.00 | 0.2289 | -672.9218 | 1571.5 | 898.5782 | 669.6782 | 669.6782
results100.txt | 6700 TJORHOM 400.00 | 0.1041 | -672.9218 | 1571.5 | 898.5782 | 794.4782 | 794.4782
results100.txt | 6706 ROSKREPP 301.00 | 0.2368 | -672.9218 | 1571.5 | 898.5782 | 661.7782 | 661.7782
results100.txt | 6707 KVINEN 301.00 | 0.2441 | -672.9218 | 1571.5 | 898.5782 | 654.4782 | 654.4782
results100.txt | 6708 SOLHOLM300 400.00 | 0.3766 | -672.9218 | 1571.5 | 898.5782 | 521.9782 | 521.9782
results100.txt | 6754 STOLAHELA 400.00 | 0.1825 | -672.9218 | 1571.5 | 898.5782 | 716.0782 | 716.0782
results100.txt | 9014 HONNA 400.00 | 0.5215 | -672.9218 | 1571.5 | 898.5782 | 377.0782 | 377.0782
results100.txt | 9020 LYSE 301.00 | 0.2094 | -672.9218 | 1571.5 | 898.5782 | 689.1782 | 689.1782
results100.txt | 9021 FJOTLAND 301.00 | 0.2714 | -672.9218 | 1571.5 | 898.5782 | 627.1782 | 627.1782
results101.txt | PTI INTERACTIVE POWER SYSTEM SIMULATOR--PSS(R)E MON, MAY 29 2023 |  | -1344.3198 | 2245 | 900.6801
results101.txt | SENSITIVITY FACTORS ARE CALCULATED WITH AC |  | -1344.3198 | 2245 | 900.6801
results101.txt | SUBSYSTEM 'RESERV' IS USED FOR OPPOSING SYSTEM FOR MW POWER |  | -1344.3198 | 2245 | 900.6801
results101.txt | SENSITIVITY FACTORS OF BRANCH FLOW (MVA) ON 9411 MUNGA 400.00 TO 9412 FALLVIKEN 400.00 3 MORE THAN | 0.1 | -1344.3198 | 2245 | 900.6801 | 800.6802 | 800.6802
results101.txt | <--------- BUS NAME --------> |  | -1344.3198 | 2245 | 900.6801
results101.txt | 6341 KOLSTAD 400.00 | -0.1248 | -1344.3198 | 2245 | 900.6801 | 1025.4802 | 1025.4802
results101.txt | 6343 BARKERYD 400.00 | -0.1039 | -1344.3198 | 2245 | 900.6801 | 1004.5802 | 1004.5802
results101.txt | 6345 GLAN 400.00 | -0.1514 | -1344.3198 | 2245 | 900.6801 | 1052.0802 | 1052.0802
results101.txt | 6346 KIMSTAD 400.00 | -0.1363 | -1344.3198 | 2245 | 900.6801 | 1036.9802 | 1036.9802
results101.txt | 6348 OSKARSHAMN 400.00 | -0.1219 | -1344.3198 | 2245 | 900.6801 | 1022.5802 | 1022.5802
results101.txt | 6349 ALVESTA 400.00 | -0.1039 | -1344.3198 | 2245 | 900.6801 | 1004.5802 | 1004.5802
results101.txt | 6350 HEMSJO 400.00 | -0.1077 | -1344.3198 | 2245 | 900.6801 | 1008.3802 | 1008.3802
results101.txt | 6351 KARLSHAMN 400.00 | -0.1077 | -1344.3198 | 2245 | 900.6801 | 1008.3802 | 1008.3802
results101.txt | 6354 NYBRO 400.00 | -0.1137 | -1344.3198 | 2245 | 900.6801 | 1014.3802 | 1014.3802
results101.txt | 6580 SODERALA 220.00 | -0.1196 | -1344.3198 | 2245 | 900.6801 | 1020.2802 | 1020.2802
results101.txt | 6581 ANGSBERG 400.00 | -0.1912 | -1344.3198 | 2245 | 900.6801 | 1091.8802 | 1091.8802
results101.txt | 6583 STACKBO400 400.00 | -0.1928 | -1344.3198 | 2245 | 900.6801 | 1093.4802 | 1093.4802
results101.txt | 6582 STACKBO220 220.00 | -0.1306 | -1344.3198 | 2245 | 900.6801 | 1031.2802 | 1031.2802
results101.txt | 6584 VALBO 220.00 | -0.1168 | -1344.3198 | 2245 | 900.6801 | 1017.4802 | 1017.4802
results101.txt | 6585 FINNBOLEHVDC400.00 | -0.1964 | -1344.3198 | 2245 | 900.6801 | 1097.0802 | 1097.0802
results101.txt | 6586 FINNBOLEHVDC400.00 | -0.1985 | -1344.3198 | 2245 | 900.6801 | 1099.1802 | 1099.1802
results101.txt | 6589 DANNEBO 400.00 | -0.1922 | -1344.3198 | 2245 | 900.6801 | 1092.8802 | 1092.8802
results101.txt | 6591 FORSMARK 400.00 | -0.1915 | -1344.3198 | 2245 | 900.6801 | 1092.1802 | 1092.1802
results101.txt | 6594 HAMRA400 400.00 | -0.231 | -1344.3198 | 2245 | 900.6801 | 1131.6802 | 1131.6802
results101.txt | 6593 HAMRA220 220.00 | -0.2096 | -1344.3198 | 2245 | 900.6801 | 1110.2802 | 1110.2802
results101.txt | 6595 BREDAKER 220.00 | -0.1334 | -1344.3198 | 2245 | 900.6801 | 1034.0802 | 1034.0802
results101.txt | 6597 TUNA400 400.00 | -0.1906 | -1344.3198 | 2245 | 900.6801 | 1091.2802 | 1091.2802
results101.txt | 6596 TUNA220 220.00 | -0.1547 | -1344.3198 | 2245 | 900.6801 | 1055.3802 | 1055.3802
results101.txt | 6598 BOLANDERNA 220.00 | -0.1567 | -1344.3198 | 2245 | 900.6801 | 1057.3802 | 1057.3802
results101.txt | 6599 PLENNINGE 220.00 | -0.1562 | -1344.3198 | 2245 | 900.6801 | 1056.8802 | 1056.8802
results101.txt | 6600 AKER 400.00 | -0.1995 | -1344.3198 | 2245 | 900.6801 | 1100.1802 | 1100.1802
results101.txt | 6602 KOLBOTTEN400400.00 | -0.2077 | -1344.3198 | 2245 | 900.6801 | 1108.3802 | 1108.3802
results101.txt | 6601 KOLBOTTEN220220.00 | -0.1977 | -1344.3198 | 2245 | 900.6801 | 1098.3802 | 1098.3802
results101.txt | 6603 ODENSALA 400.00 | -0.202 | -1344.3198 | 2245 | 900.6801 | 1102.6802 | 1102.6802
results101.txt | 6605 STOCKHOLM400400.00 | -0.1997 | -1344.3198 | 2245 | 900.6801 | 1100.3802 | 1100.3802
results101.txt | 6604 STOCKHOLM220220.00 | -0.195 | -1344.3198 | 2245 | 900.6801 | 1095.6802 | 1095.6802
results101.txt | 6606 HALL 400.00 | -0.2044 | -1344.3198 | 2245 | 900.6801 | 1105.0802 | 1105.0802
results101.txt | 6608 EKUDDEN400 400.00 | -0.2039 | -1344.3198 | 2245 | 900.6801 | 1104.5802 | 1104.5802
results101.txt | 6607 EKUDDEN220 220.00 | -0.1956 | -1344.3198 | 2245 | 900.6801 | 1096.2802 | 1096.2802
results101.txt | 6609 SOLBERGA 220.00 | -0.1957 | -1344.3198 | 2245 | 900.6801 | 1096.3802 | 1096.3802
results101.txt | 6610 GRASKA 220.00 | -0.1566 | -1344.3198 | 2245 | 900.6801 | 1057.2802 | 1057.2802
results101.txt | 6611 HALLSTAVIK 220.00 | -0.1566 | -1344.3198 | 2245 | 900.6801 | 1057.2802 | 1057.2802
results101.txt | 6613 MALSTA 220.00 | -0.1573 | -1344.3198 | 2245 | 900.6801 | 1057.9802 | 1057.9802
results101.txt | 6614 VALLENTUNA 220.00 | -0.1965 | -1344.3198 | 2245 | 900.6801 | 1097.1802 | 1097.1802
results101.txt | 6633 DÖNJE 220.00 | -0.1216 | -1344.3198 | 2245 | 900.6801 | 1022.2802 | 1022.2802
results101.txt | 6635 HOFORS 220.00 | 0.1924 | -1344.3198 | 2245 | 900.6801 | 708.2802 | 708.2802
results101.txt | 6638 LINDBACKA220220.00 | -0.1394 | -1344.3198 | 2245 | 900.6801 | 1040.0802 | 1040.0802
results101.txt | 6643 FINNSLATTEN 220.00 | -0.2108 | -1344.3198 | 2245 | 900.6801 | 1111.4802 | 1111.4802
results101.txt | 6644 HIMMETA 220.00 | -0.1872 | -1344.3198 | 2245 | 900.6801 | 1087.8802 | 1087.8802
results101.txt | 6645 AROSVERKET 220.00 | -0.1873 | -1344.3198 | 2245 | 900.6801 | 1087.9802 | 1087.9802
results101.txt | 6646 HEDENLUNDA 400.00 | -0.1755 | -1344.3198 | 2245 | 900.6801 | 1076.1802 | 1076.1802
results101.txt | 6796 BETÅSEN400 400.00 | 0.1099 | -1344.3198 | 2245 | 900.6801 | 790.7802 | 790.7802
results101.txt | 6803 MOLIDEN 400.00 | -0.1038 | -1344.3198 | 2245 | 900.6801 | 1004.4802 | 1004.4802
results101.txt | 6832 LÅNGBJÖRN400400.00 | 0.1034 | -1344.3198 | 2245 | 900.6801 | 797.2802 | 797.2802
results101.txt | 6839 KILFORSEN 400.00 | 0.1248 | -1344.3198 | 2245 | 900.6801 | 775.8802 | 775.8802
results101.txt | 6854 LJUSDAL 220.00 | -0.1243 | -1344.3198 | 2245 | 900.6801 | 1024.9802 | 1024.9802
results101.txt | 8861 JOINT 400.00 | -0.2117 | -1344.3198 | 2245 | 900.6801 | 1112.3802 | 1112.3802
results101.txt | 8845 JOINT 220.00 | -0.1927 | -1344.3198 | 2245 | 900.6801 | 1093.3802 | 1093.3802
results101.txt | 1051 SUBSTATION 400.00 | -0.1915 | -1344.3198 | 2245 | 900.6801 | 1092.1802 | 1092.1802
results101.txt | 9401 HAGESKRUV 400.00 | -0.1128 | -1344.3198 | 2245 | 900.6801 | 1013.4802 | 1013.4802
results101.txt | 9405 GRÖNVIKEN 400.00 | -0.1918 | -1344.3198 | 2245 | 900.6801 | 1092.4802 | 1092.4802
results101.txt | 9410 HORNDAL 400.00 | 0.1924 | -1344.3198 | 2245 | 900.6801 | 708.2802 | 708.2802
results101.txt | 9411 MUNGA 400.00 | -0.2565 | -1344.3198 | 2245 | 900.6801 | 1157.1802 | 1157.1802
results101.txt | 9412 FALLVIKEN 400.00 | 0.4692 | -1344.3198 | 2245 | 900.6801 | 431.4802 | 431.4802
results102.txt | PTI INTERACTIVE POWER SYSTEM SIMULATOR--PSS(R)E MON, MAY 29 2023 |  | 667.0777 | 1571.5 | 904.4224
results102.txt | SENSITIVITY FACTORS ARE CALCULATED WITH AC |  | 667.0777 | 1571.5 | 904.4224
results102.txt | SUBSYSTEM 'RESERV' IS USED FOR OPPOSING SYSTEM FOR MW POWER |  | 667.0777 | 1571.5 | 904.4224
results102.txt | SENSITIVITY FACTORS OF BRANCH FLOW (MVA) ON 6708 SOLHOLM300 400.00 TO 9014 HONNA 400.00 4 MORE THAN | 0.1 | 667.0777 | 1571.5 | 904.4224 | 804.4223 | 804.4223
results102.txt | <--------- BUS NAME --------> |  | 667.0777 | 1571.5 | 904.4224
results102.txt | 6356 BJERKREIM 400.00 | 0.1946 | 667.0777 | 1571.5 | 904.4224 | 709.8223 | 709.8223
results102.txt | 6358 TONSTAD400 400.00 | 0.2529 | 667.0777 | 1571.5 | 904.4224 | 651.5223 | 651.5223
results102.txt | 6357 TONSTAD300 400.00 | 0.2529 | 667.0777 | 1571.5 | 904.4224 | 651.5223 | 651.5223
results102.txt | 6360 KJELLAND 400.00 | 0.2026 | 667.0777 | 1571.5 | 904.4224 | 701.8223 | 701.8223
results102.txt | 6363 FEDA400 400.00 | 0.2096 | 667.0777 | 1571.5 | 904.4224 | 694.8223 | 694.8223
results102.txt | 6362 FEDA300 400.00 | 0.2094 | 667.0777 | 1571.5 | 904.4224 | 695.0223 | 695.0223
results102.txt | 6364 LISTAWIND 400.00 | 0.2094 | 667.0777 | 1571.5 | 904.4224 | 695.0223 | 695.0223
results102.txt | 6373 ARENDAL400 400.00 | -0.1348 | 667.0777 | 1571.5 | 904.4224 | 1039.2223 | 1039.2223
results102.txt | 6372 ARENDAL300 400.00 | -0.1348 | 667.0777 | 1571.5 | 904.4224 | 1039.2223 | 1039.2223
results102.txt | 6688 STOKKELAND 400.00 | 0.185 | 667.0777 | 1571.5 | 904.4224 | 719.4223 | 719.4223
results102.txt | 6690 HOG-JAERN400400.00 | 0.1843 | 667.0777 | 1571.5 | 904.4224 | 720.1223 | 720.1223
results102.txt | 6689 HOG-JAERN300400.00 | 0.185 | 667.0777 | 1571.5 | 904.4224 | 719.4223 | 719.4223
results102.txt | 6698 LYSE400 400.00 | 0.1058 | 667.0777 | 1571.5 | 904.4224 | 798.6223 | 798.6223
results102.txt | 6697 LYSE300 400.00 | 0.1059 | 667.0777 | 1571.5 | 904.4224 | 798.5223 | 798.5223
results102.txt | 6699 DUGE 301.00 | 0.2321 | 667.0777 | 1571.5 | 904.4224 | 672.3223 | 672.3223
results102.txt | 6700 TJORHOM 400.00 | 0.1056 | 667.0777 | 1571.5 | 904.4224 | 798.8223 | 798.8223
results102.txt | 6706 ROSKREPP 301.00 | 0.2401 | 667.0777 | 1571.5 | 904.4224 | 664.3223 | 664.3223
results102.txt | 6707 KVINEN 301.00 | 0.2475 | 667.0777 | 1571.5 | 904.4224 | 656.9223 | 656.9223
results102.txt | 6708 SOLHOLM300 400.00 | 0.3819 | 667.0777 | 1571.5 | 904.4224 | 522.5223 | 522.5223
results102.txt | 6754 STOLAHELA 400.00 | 0.185 | 667.0777 | 1571.5 | 904.4224 | 719.4223 | 719.4223
results102.txt | 9014 HONNA 400.00 | -0.4827 | 667.0777 | 1571.5 | 904.4224 | 1387.1223 | 1387.1223
results102.txt | 9020 LYSE 301.00 | 0.2124 | 667.0777 | 1571.5 | 904.4224 | 692.0223 | 692.0223
results102.txt | 9021 FJOTLAND 301.00 | 0.2752 | 667.0777 | 1571.5 | 904.4224 | 629.2223 | 629.2223
results103.txt | PTI INTERACTIVE POWER SYSTEM SIMULATOR--PSS(R)E MON, MAY 29 2023 |  | 660.3406 | 1571.5 | 911.1594
results103.txt | SENSITIVITY FACTORS ARE CALCULATED WITH AC |  | 660.3406 | 1571.5 | 911.1594
results103.txt | SUBSYSTEM 'RESERV' IS USED FOR OPPOSING SYSTEM FOR MW POWER |  | 660.3406 | 1571.5 | 911.1594
results103.txt | SENSITIVITY FACTORS OF BRANCH FLOW (MVA) ON 6583 STACKBO400 400.00 TO 6585 FINNBOLEHVDC400.00 3 MORE THAN | 0.1 | 660.3406 | 1571.5 | 911.1594 | 811.1594 | 811.1594
results103.txt | <--------- BUS NAME --------> |  | 660.3406 | 1571.5 | 911.1594
results103.txt | 6581 ANGSBERG 400.00 | -0.1478 | 660.3406 | 1571.5 | 911.1594 | 1058.9594 | 1058.9594
results103.txt | 6583 STACKBO400 400.00 | 0.1242 | 660.3406 | 1571.5 | 911.1594 | 786.9594 | 786.9594
results103.txt | 6585 FINNBOLEHVDC400.00 | -0.6006 | 660.3406 | 1571.5 | 911.1594 | 1511.7594 | 1511.7594
results103.txt | 6586 FINNBOLEHVDC400.00 | -0.5754 | 660.3406 | 1571.5 | 911.1594 | 1486.5594 | 1486.5594
results104.txt | PTI INTERACTIVE POWER SYSTEM SIMULATOR--PSS(R)E MON, MAY 29 2023 |  | 1329.2661 | 2245 | 915.7339
results104.txt | SENSITIVITY FACTORS ARE CALCULATED WITH AC |  | 1329.2661 | 2245 | 915.7339
results104.txt | SUBSYSTEM 'RESERV' IS USED FOR OPPOSING SYSTEM FOR MW POWER |  | 1329.2661 | 2245 | 915.7339
results104.txt | SENSITIVITY FACTORS OF BRANCH FLOW (MVA) ON 6716 DAGALI 400.00 TO 6731 RINGERIKE 400.00 3 MORE THAN | 0.1 | 1329.2661 | 2245 | 915.7339 | 815.7339 | 815.7339
results104.txt | <--------- BUS NAME --------> |  | 1329.2661 | 2245 | 915.7339
results104.txt | 6665 AURLAND3 400.00 | 0.1004 | 1329.2661 | 2245 | 915.7339 | 815.3339 | 815.3339
results104.txt | 6668 ELDFJORD 400.00 | 0.1189 | 1329.2661 | 2245 | 915.7339 | 796.8339 | 796.8339
results104.txt | 6669 HOL1 400.00 | 0.1029 | 1329.2661 | 2245 | 915.7339 | 812.8339 | 812.8339
results104.txt | 6670 HOL3 400.00 | 0.1037 | 1329.2661 | 2245 | 915.7339 | 812.0339 | 812.0339
results104.txt | 6673 USTA400 400.00 | 0.104 | 1329.2661 | 2245 | 915.7339 | 811.7339 | 811.7339
results104.txt | 6672 USTA300 400.00 | 0.104 | 1329.2661 | 2245 | 915.7339 | 811.7339 | 811.7339
results104.txt | 6716 DAGALI 400.00 | 0.2125 | 1329.2661 | 2245 | 915.7339 | 703.2339 | 703.2339
results104.txt | 6719 ÅDAL 400.00 | -0.1562 | 1329.2661 | 2245 | 915.7339 | 1071.9339 | 1071.9339
results104.txt | 6724 NORE 400.00 | 0.1447 | 1329.2661 | 2245 | 915.7339 | 771.0339 | 771.0339
results104.txt | 6731 RINGERIKE 400.00 | -0.2071 | 1329.2661 | 2245 | 915.7339 | 1122.8339 | 1122.8339
results105.txt | PTI INTERACTIVE POWER SYSTEM SIMULATOR--PSS(R)E MON, MAY 29 2023 |  | 1314.7439 | 2245 | 930.2561
results105.txt | SENSITIVITY FACTORS ARE CALCULATED WITH AC |  | 1314.7439 | 2245 | 930.2561
results105.txt | SUBSYSTEM 'RESERV' IS USED FOR OPPOSING SYSTEM FOR MW POWER |  | 1314.7439 | 2245 | 930.2561
results105.txt | SENSITIVITY FACTORS OF BRANCH FLOW (MVA) ON 6725 SUNDSBARM 400.00 TO 6732 FLESAKER 400.00 1 MORE THAN | 0.1 | 1314.7439 | 2245 | 930.2561 | 830.2561 | 830.2561
results105.txt | <--------- BUS NAME --------> |  | 1314.7439 | 2245 | 930.2561
results105.txt | 6356 BJERKREIM 400.00 | 0.1085 | 1314.7439 | 2245 | 930.2561 | 821.7561 | 821.7561
results105.txt | 6358 TONSTAD400 400.00 | 0.1075 | 1314.7439 | 2245 | 930.2561 | 822.7561 | 822.7561
results105.txt | 6357 TONSTAD300 400.00 | 0.1075 | 1314.7439 | 2245 | 930.2561 | 822.7561 | 822.7561
results105.txt | 6360 KJELLAND 400.00 | 0.1084 | 1314.7439 | 2245 | 930.2561 | 821.8561 | 821.8561
results105.txt | 6363 FEDA400 400.00 | 0.1087 | 1314.7439 | 2245 | 930.2561 | 821.5561 | 821.5561
results105.txt | 6362 FEDA300 400.00 | 0.1087 | 1314.7439 | 2245 | 930.2561 | 821.5561 | 821.5561
results105.txt | 6364 LISTAWIND 400.00 | 0.1086 | 1314.7439 | 2245 | 930.2561 | 821.6561 | 821.6561
results105.txt | 6365 KRISTIANSAND400.00 | 0.1119 | 1314.7439 | 2245 | 930.2561 | 818.3561 | 818.3561
results105.txt | 6373 ARENDAL400 400.00 | 0.1062 | 1314.7439 | 2245 | 930.2561 | 824.0561 | 824.0561
results105.txt | 6372 ARENDAL300 400.00 | 0.1062 | 1314.7439 | 2245 | 930.2561 | 824.0561 | 824.0561
results105.txt | 6688 STOKKELAND 400.00 | 0.1078 | 1314.7439 | 2245 | 930.2561 | 822.4561 | 822.4561
results105.txt | 6690 HOG-JAERN400400.00 | 0.1077 | 1314.7439 | 2245 | 930.2561 | 822.5561 | 822.5561
results105.txt | 6689 HOG-JAERN300400.00 | 0.1077 | 1314.7439 | 2245 | 930.2561 | 822.5561 | 822.5561
results105.txt | 6693 SATURDAL 400.00 | 0.1064 | 1314.7439 | 2245 | 930.2561 | 823.8561 | 823.8561
results105.txt | 6692 HYDRO MIXED 400.00 | 0.1063 | 1314.7439 | 2245 | 930.2561 | 823.9561 | 823.9561
results105.txt | 6694 FORRE 400.00 | 0.1306 | 1314.7439 | 2245 | 930.2561 | 799.6561 | 799.6561
results105.txt | 6695 KVILLDAL 400.00 | 0.1082 | 1314.7439 | 2245 | 930.2561 | 822.0561 | 822.0561
results105.txt | 6698 LYSE400 400.00 | 0.1063 | 1314.7439 | 2245 | 930.2561 | 823.9561 | 823.9561
results105.txt | 6697 LYSE300 400.00 | 0.1064 | 1314.7439 | 2245 | 930.2561 | 823.8561 | 823.8561
results105.txt | 6699 DUGE 301.00 | 0.106 | 1314.7439 | 2245 | 930.2561 | 824.2561 | 824.2561
results105.txt | 6700 TJORHOM 400.00 | 0.1061 | 1314.7439 | 2245 | 930.2561 | 824.1561 | 824.1561
results105.txt | 6702 KJELA 400.00 | 0.1016 | 1314.7439 | 2245 | 930.2561 | 828.6561 | 828.6561
results105.txt | 6703 SONGA 400.00 | 0.1102 | 1314.7439 | 2245 | 930.2561 | 820.0561 | 820.0561
results105.txt | 6704 VINJE 400.00 | 0.1388 | 1314.7439 | 2245 | 930.2561 | 791.4561 | 791.4561
results105.txt | 6705 HOLEN 400.00 | 0.1334 | 1314.7439 | 2245 | 930.2561 | 796.8561 | 796.8561
results105.txt | 6706 ROSKREPP 301.00 | 0.1061 | 1314.7439 | 2245 | 930.2561 | 824.1561 | 824.1561
results105.txt | 6707 KVINEN 301.00 | 0.1061 | 1314.7439 | 2245 | 930.2561 | 824.1561 | 824.1561
results105.txt | 6708 SOLHOLM300 400.00 | 0.1064 | 1314.7439 | 2245 | 930.2561 | 823.8561 | 823.8561
results105.txt | 6710 HEKNI 400.00 | 0.1236 | 1314.7439 | 2245 | 930.2561 | 806.6561 | 806.6561
results105.txt | 6711 TOKKE 400.00 | 0.1731 | 1314.7439 | 2245 | 930.2561 | 757.1561 | 757.1561
results105.txt | 6725 SUNDSBARM 400.00 | 0.357 | 1314.7439 | 2245 | 930.2561 | 573.2561 | 573.2561
results105.txt | 6727 ROD400 400.00 | 0.1327 | 1314.7439 | 2245 | 930.2561 | 797.5561 | 797.5561
results105.txt | 6726 ROD300 400.00 | 0.1341 | 1314.7439 | 2245 | 930.2561 | 796.1561 | 796.1561
results105.txt | 6728 GRENLAND 400.00 | 0.1077 | 1314.7439 | 2245 | 930.2561 | 822.5561 | 822.5561
results105.txt | 6730 BAMBLE400 400.00 | 0.1019 | 1314.7439 | 2245 | 930.2561 | 828.3561 | 828.3561
results105.txt | 6729 BAMBLE300 400.00 | 0.1019 | 1314.7439 | 2245 | 930.2561 | 828.3561 | 828.3561
results105.txt | 6754 STOLAHELA 400.00 | 0.1078 | 1314.7439 | 2245 | 930.2561 | 822.4561 | 822.4561
results105.txt | 8448 JOINT 400.00 | 0.1016 | 1314.7439 | 2245 | 930.2561 | 828.6561 | 828.6561
results105.txt | 9014 HONNA 400.00 | 0.1063 | 1314.7439 | 2245 | 930.2561 | 823.9561 | 823.9561
results105.txt | 9020 LYSE 301.00 | 0.1062 | 1314.7439 | 2245 | 930.2561 | 824.0561 | 824.0561
results105.txt | 9021 FJOTLAND 301.00 | 0.1066 | 1314.7439 | 2245 | 930.2561 | 823.6561 | 823.6561
results106.txt | PTI INTERACTIVE POWER SYSTEM SIMULATOR--PSS(R)E MON, MAY 29 2023 |  | 1310.3363 | 2245 | 934.6636
results106.txt | SENSITIVITY FACTORS ARE CALCULATED WITH AC |  | 1310.3363 | 2245 | 934.6636
results106.txt | SUBSYSTEM 'RESERV' IS USED FOR OPPOSING SYSTEM FOR MW POWER |  | 1310.3363 | 2245 | 934.6636
results106.txt | SENSITIVITY FACTORS OF BRANCH FLOW (MVA) ON 6654 EVANGER 400.00 TO 6655 SAMNAGER300 400.00 2 MORE THAN | 0.1 | 1310.3363 | 2245 | 934.6636 | 834.6637 | 834.6637
results106.txt | <--------- BUS NAME --------> |  | 1310.3363 | 2245 | 934.6636
results106.txt | 6647 MOSKOG 400.00 | 0.1311 | 1310.3363 | 2245 | 934.6636 | 803.5637 | 803.5637
results106.txt | 6648 HOYANGER 400.00 | 0.1381 | 1310.3363 | 2245 | 934.6636 | 796.5637 | 796.5637
results106.txt | 6649 REFSDAL 400.00 | 0.2905 | 1310.3363 | 2245 | 934.6636 | 644.1637 | 644.1637
results106.txt | 6650 HOVE 400.00 | 0.2443 | 1310.3363 | 2245 | 934.6636 | 690.3637 | 690.3637
results106.txt | 6651 MODALEN 400.00 | 0.418 | 1310.3363 | 2245 | 934.6636 | 516.6637 | 516.6637
results106.txt | 6653 DALE 400.00 | 0.4581 | 1310.3363 | 2245 | 934.6636 | 476.5637 | 476.5637
results106.txt | 6654 EVANGER 400.00 | 0.5593 | 1310.3363 | 2245 | 934.6636 | 375.3637 | 375.3637
results106.txt | 6656 SAMNAGER400 400.00 | -0.1653 | 1310.3363 | 2245 | 934.6636 | 1099.9637 | 1099.9637
results106.txt | 6655 SAMNAGER300 400.00 | -0.1664 | 1310.3363 | 2245 | 934.6636 | 1101.0637 | 1101.0637
results106.txt | 6657 JOSTEDAL 400.00 | 0.1555 | 1310.3363 | 2245 | 934.6636 | 779.1637 | 779.1637
results106.txt | 6658 LEIRDOLA 400.00 | 0.1557 | 1310.3363 | 2245 | 934.6636 | 778.9637 | 778.9637
results106.txt | 6659 ÅROY 400.00 | 0.1578 | 1310.3363 | 2245 | 934.6636 | 776.8637 | 776.8637
results106.txt | 6661 FARDAL400 400.00 | 0.1579 | 1310.3363 | 2245 | 934.6636 | 776.7637 | 776.7637
results106.txt | 6660 FARDAL300 400.00 | 0.1579 | 1310.3363 | 2245 | 934.6636 | 776.7637 | 776.7637
results106.txt | 6666 SKAGEN-FOTUN400.00 | 0.1546 | 1310.3363 | 2245 | 934.6636 | 780.0637 | 780.0637
results106.txt | 6674 HUSNES 400.00 | -0.1035 | 1310.3363 | 2245 | 934.6636 | 1038.1637 | 1038.1637
results106.txt | 6676 HYDRO PURE S400.00 | -0.1288 | 1310.3363 | 2245 | 934.6636 | 1063.4637 | 1063.4637
results106.txt | 6675 MAURANGER 400.00 | -0.1288 | 1310.3363 | 2245 | 934.6636 | 1063.4637 | 1063.4637
results106.txt | 6677 BLÅFALL 400.00 | -0.1037 | 1310.3363 | 2245 | 934.6636 | 1038.3637 | 1038.3637
results106.txt | 6743 KOLLSNES 400.00 | 0.1338 | 1310.3363 | 2245 | 934.6636 | 800.8637 | 800.8637
results106.txt | 6745 SUBSTATION 400.00 | 0.2235 | 1310.3363 | 2245 | 934.6636 | 711.1637 | 711.1637
results106.txt | 6744 LINDÅS 400.00 | 0.2235 | 1310.3363 | 2245 | 934.6636 | 711.1637 | 711.1637
results106.txt | 6746 NYGARD 400.00 | 0.1444 | 1310.3363 | 2245 | 934.6636 | 790.2637 | 790.2637
results106.txt | 6747 ARNA 400.00 | 0.2117 | 1310.3363 | 2245 | 934.6636 | 722.9637 | 722.9637
results106.txt | 6748 BERGEN 400.00 | 0.15 | 1310.3363 | 2245 | 934.6636 | 784.6637 | 784.6637
results106.txt | 6749 STORD 400.00 | -0.1021 | 1310.3363 | 2245 | 934.6636 | 1036.7637 | 1036.7637
results106.txt | 6752 SPANNE 400.00 | -0.1006 | 1310.3363 | 2245 | 934.6636 | 1035.2637 | 1035.2637
results106.txt | 9009 ALFOTEN 400.00 | 0.1061 | 1310.3363 | 2245 | 934.6636 | 828.5637 | 828.5637
results106.txt | 9010 HAUGSVAER 400.00 | 0.3208 | 1310.3363 | 2245 | 934.6636 | 613.8637 | 613.8637
results106.txt | 9011 STEINSLAND 400.00 | 0.3985 | 1310.3363 | 2245 | 934.6636 | 536.1637 | 536.1637
results107.txt | PTI INTERACTIVE POWER SYSTEM SIMULATOR--PSS(R)E MON, MAY 29 2023 |  | -1309.7886 | 2245 | 935.2114
results107.txt | SENSITIVITY FACTORS ARE CALCULATED WITH AC |  | -1309.7886 | 2245 | 935.2114
results107.txt | SUBSYSTEM 'RESERV' IS USED FOR OPPOSING SYSTEM FOR MW POWER |  | -1309.7886 | 2245 | 935.2114
results107.txt | SENSITIVITY FACTORS OF BRANCH FLOW (MVA) ON 7007 KOBBELV 400.00 TO 7008 SALTEN 400.00 3 MORE THAN | 0.1 | -1309.7886 | 2245 | 935.2114 | 835.2114 | 835.2114
results107.txt | <--------- BUS NAME --------> |  | -1309.7886 | 2245 | 935.2114
results107.txt | 6812 OGNDAL 400.00 | 0.1118 | -1309.7886 | 2245 | 935.2114 | 823.4114 | 823.4114
results107.txt | 6814 VERDAL400 400.00 | 0.1044 | -1309.7886 | 2245 | 935.2114 | 830.8114 | 830.8114
results107.txt | 6813 VERDAL300 400.00 | 0.1044 | -1309.7886 | 2245 | 935.2114 | 830.8114 | 830.8114
results107.txt | 6863 HOFSTAD 400.00 | 0.1099 | -1309.7886 | 2245 | 935.2114 | 825.3114 | 825.3114
results107.txt | 6936 NEDRERÖS400 400.00 | 0.184 | -1309.7886 | 2245 | 935.2114 | 751.2114 | 751.2114
results107.txt | 6935 NEDRERÖS300 400.00 | 0.1839 | -1309.7886 | 2245 | 935.2114 | 751.3114 | 751.3114
results107.txt | 6934 NEDRERÖS220 220.00 | 0.1534 | -1309.7886 | 2245 | 935.2114 | 781.8114 | 781.8114
results107.txt | 6937 MARKA 400.00 | 0.1772 | -1309.7886 | 2245 | 935.2114 | 758.0114 | 758.0114
results107.txt | 6938 NAMSOS 400.00 | 0.1296 | -1309.7886 | 2245 | 935.2114 | 805.6114 | 805.6114
results107.txt | 6939 KOLSVIK 400.00 | 0.1581 | -1309.7886 | 2245 | 935.2114 | 777.1114 | 777.1114
results107.txt | 6940 NAMSKOGEN 400.00 | 0.1584 | -1309.7886 | 2245 | 935.2114 | 776.8114 | 776.8114
results107.txt | 6942 TUNNSJO400 400.00 | 0.1491 | -1309.7886 | 2245 | 935.2114 | 786.1114 | 786.1114
results107.txt | 6941 TUNNSJO300 400.00 | 0.1491 | -1309.7886 | 2245 | 935.2114 | 786.1114 | 786.1114
results107.txt | 6944 RANA 400.00 | 0.1936 | -1309.7886 | 2245 | 935.2114 | 741.6114 | 741.6114
results107.txt | 6945 GEJMÅN 220.00 | 0.1062 | -1309.7886 | 2245 | 935.2114 | 829.0114 | 829.0114
results107.txt | 6996 OFOTEN 400.00 | -0.2004 | -1309.7886 | 2245 | 935.2114 | 1135.6114 | 1135.6114
results107.txt | 6997 NARVIK 400.00 | -0.2013 | -1309.7886 | 2245 | 935.2114 | 1136.5114 | 1136.5114
results107.txt | 7000 VITAS 400.00 | -0.1369 | -1309.7886 | 2245 | 935.2114 | 1072.1114 | 1072.1114
results107.txt | 7006 SVARTISEN 400.00 | 0.2147 | -1309.7886 | 2245 | 935.2114 | 720.5114 | 720.5114
results107.txt | 7007 KOBBELV 400.00 | -0.2282 | -1309.7886 | 2245 | 935.2114 | 1163.4114 | 1163.4114
results107.txt | 7008 SALTEN 400.00 | 0.2691 | -1309.7886 | 2245 | 935.2114 | 666.1114 | 666.1114
results107.txt | 7017 HAMMERFEST 400.00 | -0.2074 | -1309.7886 | 2245 | 935.2114 | 1142.6114 | 1142.6114
results107.txt | 7019 BALSFJORD 400.00 | -0.2034 | -1309.7886 | 2245 | 935.2114 | 1138.6114 | 1138.6114
results107.txt | 7020 BARDUFOSS 400.00 | -0.2029 | -1309.7886 | 2245 | 935.2114 | 1138.1114 | 1138.1114
results107.txt | 7062 RITSEM 400.00 | -0.1518 | -1309.7886 | 2245 | 935.2114 | 1087.0114 | 1087.0114
results107.txt | 7799 JOINT 220.00 | 0.1064 | -1309.7886 | 2245 | 935.2114 | 828.8114 | 828.8114
results107.txt | 9001 SEIDAFJELL 400.00 | -0.207 | -1309.7886 | 2245 | 935.2114 | 1142.2114 | 1142.2114
results107.txt | 9002 LEBSESBY 400.00 | -0.2071 | -1309.7886 | 2245 | 935.2114 | 1142.3114 | 1142.3114
results107.txt | 9003 HAMMERF 400.00 | -0.2074 | -1309.7886 | 2245 | 935.2114 | 1142.6114 | 1142.6114
results107.txt | 9004 ALTA 400.00 | -0.206 | -1309.7886 | 2245 | 935.2114 | 1141.2114 | 1141.2114
results107.txt | 9005 BERGHEIM 400.00 | -0.2047 | -1309.7886 | 2245 | 935.2114 | 1139.9114 | 1139.9114
results107.txt | 9006 TROFORS 400.00 | 0.1693 | -1309.7886 | 2245 | 935.2114 | 765.9114 | 765.9114
results108.txt | PTI INTERACTIVE POWER SYSTEM SIMULATOR--PSS(R)E MON, MAY 29 2023 |  | -1307.9307 | 2245 | 937.0693
results108.txt | SENSITIVITY FACTORS ARE CALCULATED WITH AC |  | -1307.9307 | 2245 | 937.0693
results108.txt | SUBSYSTEM 'RESERV' IS USED FOR OPPOSING SYSTEM FOR MW POWER |  | -1307.9307 | 2245 | 937.0693
results108.txt | SENSITIVITY FACTORS OF BRANCH FLOW (MVA) ON 7007 KOBBELV 400.00 TO 7008 SALTEN 400.00 4 MORE THAN | 0.1 | -1307.9307 | 2245 | 937.0693 | 837.0693 | 837.0693
results108.txt | <--------- BUS NAME --------> |  | -1307.9307 | 2245 | 937.0693
results108.txt | 6812 OGNDAL 400.00 | 0.1086 | -1307.9307 | 2245 | 937.0693 | 828.4693 | 828.4693
results108.txt | 6814 VERDAL400 400.00 | 0.1014 | -1307.9307 | 2245 | 937.0693 | 835.6693 | 835.6693
results108.txt | 6813 VERDAL300 400.00 | 0.1014 | -1307.9307 | 2245 | 937.0693 | 835.6693 | 835.6693
results108.txt | 6863 HOFSTAD 400.00 | 0.1068 | -1307.9307 | 2245 | 937.0693 | 830.2693 | 830.2693
results108.txt | 6936 NEDRERÖS400 400.00 | 0.1788 | -1307.9307 | 2245 | 937.0693 | 758.2693 | 758.2693
results108.txt | 6935 NEDRERÖS300 400.00 | 0.1787 | -1307.9307 | 2245 | 937.0693 | 758.3693 | 758.3693
results108.txt | 6934 NEDRERÖS220 220.00 | 0.149 | -1307.9307 | 2245 | 937.0693 | 788.0693 | 788.0693
results108.txt | 6937 MARKA 400.00 | 0.1721 | -1307.9307 | 2245 | 937.0693 | 764.9693 | 764.9693
results108.txt | 6938 NAMSOS 400.00 | 0.1259 | -1307.9307 | 2245 | 937.0693 | 811.1693 | 811.1693
results108.txt | 6939 KOLSVIK 400.00 | 0.1536 | -1307.9307 | 2245 | 937.0693 | 783.4693 | 783.4693
results108.txt | 6940 NAMSKOGEN 400.00 | 0.1539 | -1307.9307 | 2245 | 937.0693 | 783.1693 | 783.1693
results108.txt | 6942 TUNNSJO400 400.00 | 0.1448 | -1307.9307 | 2245 | 937.0693 | 792.2693 | 792.2693
results108.txt | 6941 TUNNSJO300 400.00 | 0.1448 | -1307.9307 | 2245 | 937.0693 | 792.2693 | 792.2693
results108.txt | 6944 RANA 400.00 | 0.1881 | -1307.9307 | 2245 | 937.0693 | 748.9693 | 748.9693
results108.txt | 6945 GEJMÅN 220.00 | 0.1032 | -1307.9307 | 2245 | 937.0693 | 833.8693 | 833.8693
results108.txt | 6996 OFOTEN 400.00 | -0.1947 | -1307.9307 | 2245 | 937.0693 | 1131.7693 | 1131.7693
results108.txt | 6997 NARVIK 400.00 | -0.1956 | -1307.9307 | 2245 | 937.0693 | 1132.6693 | 1132.6693
results108.txt | 7000 VITAS 400.00 | -0.133 | -1307.9307 | 2245 | 937.0693 | 1070.0693 | 1070.0693
results108.txt | 7006 SVARTISEN 400.00 | 0.2085 | -1307.9307 | 2245 | 937.0693 | 728.5693 | 728.5693
results108.txt | 7007 KOBBELV 400.00 | -0.2217 | -1307.9307 | 2245 | 937.0693 | 1158.7693 | 1158.7693
results108.txt | 7008 SALTEN 400.00 | 0.2614 | -1307.9307 | 2245 | 937.0693 | 675.6693 | 675.6693
results108.txt | 7017 HAMMERFEST 400.00 | -0.2015 | -1307.9307 | 2245 | 937.0693 | 1138.5693 | 1138.5693
results108.txt | 7019 BALSFJORD 400.00 | -0.1976 | -1307.9307 | 2245 | 937.0693 | 1134.6693 | 1134.6693
results108.txt | 7020 BARDUFOSS 400.00 | -0.1971 | -1307.9307 | 2245 | 937.0693 | 1134.1693 | 1134.1693
results108.txt | 7062 RITSEM 400.00 | -0.1474 | -1307.9307 | 2245 | 937.0693 | 1084.4693 | 1084.4693
results108.txt | 7799 JOINT 220.00 | 0.1033 | -1307.9307 | 2245 | 937.0693 | 833.7693 | 833.7693
results108.txt | 9001 SEIDAFJELL 400.00 | -0.201 | -1307.9307 | 2245 | 937.0693 | 1138.0693 | 1138.0693
results108.txt | 9002 LEBSESBY 400.00 | -0.2012 | -1307.9307 | 2245 | 937.0693 | 1138.2693 | 1138.2693
results108.txt | 9003 HAMMERF 400.00 | -0.2015 | -1307.9307 | 2245 | 937.0693 | 1138.5693 | 1138.5693
results108.txt | 9004 ALTA 400.00 | -0.2001 | -1307.9307 | 2245 | 937.0693 | 1137.1693 | 1137.1693
results108.txt | 9005 BERGHEIM 400.00 | -0.1988 | -1307.9307 | 2245 | 937.0693 | 1135.8693 | 1135.8693
results108.txt | 9006 TROFORS 400.00 | 0.1644 | -1307.9307 | 2245 | 937.0693 | 772.6693 | 772.6693
results109.txt | PTI INTERACTIVE POWER SYSTEM SIMULATOR--PSS(R)E MON, MAY 29 2023 |  | -623.678 | 1571.5 | 947.822
results109.txt | SENSITIVITY FACTORS ARE CALCULATED WITH AC |  | -623.678 | 1571.5 | 947.822
results109.txt | SUBSYSTEM 'RESERV' IS USED FOR OPPOSING SYSTEM FOR MW POWER |  | -623.678 | 1571.5 | 947.822
results109.txt | SENSITIVITY FACTORS OF BRANCH FLOW (MVA) ON 6931 SVARTBYN 400.00 TO 6933 RÅBÄCKEN 400.00 2 MORE THAN | 0.1 | -623.678 | 1571.5 | 947.822 | 847.822 | 847.822
results109.txt | <--------- BUS NAME --------> |  | -623.678 | 1571.5 | 947.822
results109.txt | 6571 VISULAHTI 400.00 | -0.1966 | -623.678 | 1571.5 | 947.822 | 1144.422 | 1144.422
results109.txt | 6545 HUITTINEN 400.00 | -0.194 | -623.678 | 1571.5 | 947.822 | 1141.822 | 1141.822
results109.txt | 6572 KYMI 400.00 | -0.1953 | -623.678 | 1571.5 | 947.822 | 1143.122 | 1143.122
results109.txt | 6546 SALO 400.00 | -0.1943 | -623.678 | 1571.5 | 947.822 | 1142.122 | 1142.122
results109.txt | 6547 FORSSA 400.00 | -0.1943 | -623.678 | 1571.5 | 947.822 | 1142.122 | 1142.122
results109.txt | 6548 KANGASALA 400.00 | -0.1949 | -623.678 | 1571.5 | 947.822 | 1142.722 | 1142.722
results109.txt | 6549 LAVIANVOURI 400.00 | -0.195 | -623.678 | 1571.5 | 947.822 | 1142.822 | 1142.822
results109.txt | 6550 KOPULA 400.00 | -0.1952 | -623.678 | 1571.5 | 947.822 | 1143.022 | 1143.022
results109.txt | 6551 HIKIÄ 400.00 | -0.1951 | -623.678 | 1571.5 | 947.822 | 1142.922 | 1142.922
results109.txt | 6552 TAMMISTO 400.00 | -0.1947 | -623.678 | 1571.5 | 947.822 | 1142.522 | 1142.522
results109.txt | 6553 NURMIJÄRVI 400.00 | -0.1951 | -623.678 | 1571.5 | 947.822 | 1142.922 | 1142.922
results109.txt | 6554 LÄNSISALMI 400.00 | -0.1947 | -623.678 | 1571.5 | 947.822 | 1142.522 | 1142.522
results109.txt | 6555 INKOO 400.00 | -0.1947 | -623.678 | 1571.5 | 947.822 | 1142.522 | 1142.522
results109.txt | 6556 ESPOO 400.00 | -0.1948 | -623.678 | 1571.5 | 947.822 | 1142.622 | 1142.622
results109.txt | 6567 ANTTILA 400.00 | -0.195 | -623.678 | 1571.5 | 947.822 | 1142.822 | 1142.822
results109.txt | 6569 KORIA 400.00 | -0.1954 | -623.678 | 1571.5 | 947.822 | 1143.222 | 1143.222
results109.txt | 6570 LOVIISA 400.00 | -0.1945 | -623.678 | 1571.5 | 947.822 | 1142.322 | 1142.322
results109.txt | 6573 YLLIKKÄLÄ 400.00 | -0.1963 | -623.678 | 1571.5 | 947.822 | 1144.122 | 1144.122
results109.txt | 6615 TAHKOLUOTO 400.00 | -0.1933 | -623.678 | 1571.5 | 947.822 | 1141.122 | 1141.122
results109.txt | 6617 OLKILUOTO 400.00 | -0.1931 | -623.678 | 1571.5 | 947.822 | 1140.922 | 1140.922
results109.txt | 6618 RAUMA 400.00 | -0.193 | -623.678 | 1571.5 | 947.822 | 1140.822 | 1140.822
results109.txt | 6619 ULVILA 400.00 | -0.1937 | -623.678 | 1571.5 | 947.822 | 1141.522 | 1141.522
results109.txt | 6621 LIETO 400.00 | -0.194 | -623.678 | 1571.5 | 947.822 | 1141.822 | 1141.822
results109.txt | 6778 HIRVISUO 400.00 | -0.1956 | -623.678 | 1571.5 | 947.822 | 1143.422 | 1143.422
results109.txt | 6779 UUSNIVALA 400.00 | -0.1971 | -623.678 | 1571.5 | 947.822 | 1144.922 | 1144.922
results109.txt | 6780 ALAJÄRVI 400.00 | -0.1961 | -623.678 | 1571.5 | 947.822 | 1143.922 | 1143.922
results109.txt | 6781 SEINÄJOKI 400.00 | -0.1952 | -623.678 | 1571.5 | 947.822 | 1143.022 | 1143.022
results109.txt | 6783 PETÄJÄV400 400.00 | -0.1957 | -623.678 | 1571.5 | 947.822 | 1143.522 | 1143.522
results109.txt | 6782 PETÄJÄV220 220.00 | -0.1957 | -623.678 | 1571.5 | 947.822 | 1143.522 | 1143.522
results109.txt | 6784 JÄMSÄ 220.00 | -0.1962 | -623.678 | 1571.5 | 947.822 | 1144.022 | 1144.022
results109.txt | 6785 TOIVILA 400.00 | -0.1954 | -623.678 | 1571.5 | 947.822 | 1143.222 | 1143.222
results109.txt | 6786 HAAPAVESI 220.00 | -0.1947 | -623.678 | 1571.5 | 947.822 | 1142.522 | 1142.522
results109.txt | 6787 VUOLIJOKI 400.00 | -0.1966 | -623.678 | 1571.5 | 947.822 | 1144.422 | 1144.422
results109.txt | 6788 ALAPITKÄ 400.00 | -0.1968 | -623.678 | 1571.5 | 947.822 | 1144.622 | 1144.622
results109.txt | 6789 VIHTAVUORI 400.00 | -0.1963 | -623.678 | 1571.5 | 947.822 | 1144.122 | 1144.122
results109.txt | 6790 HUUTOKOSKI 400.00 | -0.1968 | -623.678 | 1571.5 | 947.822 | 1144.622 | 1144.622
results109.txt | 6803 MOLIDEN 400.00 | 0.218 | -623.678 | 1571.5 | 947.822 | 729.822 | 729.822
results109.txt | 6809 STORNORRFORS400.00 | 0.2918 | -623.678 | 1571.5 | 947.822 | 656.022 | 656.022
results109.txt | 6810 TUOVILA 400.00 | -0.1947 | -623.678 | 1571.5 | 947.822 | 1142.522 | 1142.522
results109.txt | 6811 KRSITINESTAD400.00 | -0.1941 | -623.678 | 1571.5 | 947.822 | 1141.922 | 1141.922
results109.txt | 6903 SEITENOIKEA 220.00 | -0.1931 | -623.678 | 1571.5 | 947.822 | 1140.922 | 1140.922
results109.txt | 6907 DJUPTJÄRN 400.00 | -0.2347 | -623.678 | 1571.5 | 947.822 | 1182.522 | 1182.522
results109.txt | 6908 KEMINMAA 220.00 | -0.197 | -623.678 | 1571.5 | 947.822 | 1144.822 | 1144.822
results109.txt | 6909 ISOHAARA 400.00 | -0.2101 | -623.678 | 1571.5 | 947.822 | 1157.922 | 1157.922
results109.txt | 6910 SUBSTATION 400.00 | -0.2102 | -623.678 | 1571.5 | 947.822 | 1158.022 | 1158.022
results109.txt | 6911 JYLKKÄ 400.00 | -0.1961 | -623.678 | 1571.5 | 947.822 | 1143.922 | 1143.922
results109.txt | 6912 VALAJASKO 220.00 | -0.1976 | -623.678 | 1571.5 | 947.822 | 1145.422 | 1145.422
results109.txt | 6913 VANTTAUSKOSK220.00 | -0.1974 | -623.678 | 1571.5 | 947.822 | 1145.222 | 1145.222
results109.txt | 6915 PIRITTIK400 400.00 | -0.1974 | -623.678 | 1571.5 | 947.822 | 1145.222 | 1145.222
results109.txt | 6914 PIRITTK220 220.00 | -0.1975 | -623.678 | 1571.5 | 947.822 | 1145.322 | 1145.322
results109.txt | 6916 SEITAKORVA 220.00 | -0.1972 | -623.678 | 1571.5 | 947.822 | 1145.022 | 1145.022
results109.txt | 6917 ISOKANGAS 400.00 | -0.1964 | -623.678 | 1571.5 | 947.822 | 1144.222 | 1144.222
results109.txt | 6918 PIKKARALA 400.00 | -0.1971 | -623.678 | 1571.5 | 947.822 | 1144.922 | 1144.922
results109.txt | 6920 PYHÄNSEL400 400.00 | -0.1961 | -623.678 | 1571.5 | 947.822 | 1143.922 | 1143.922
results109.txt | 6919 PYHÄNSEL220 220.00 | -0.1961 | -623.678 | 1571.5 | 947.822 | 1143.922 | 1143.922
results109.txt | 6921 PYHÄKOSI 220.00 | -0.1951 | -623.678 | 1571.5 | 947.822 | 1142.922 | 1142.922
results109.txt | 6922 UTANEN 220.00 | -0.1945 | -623.678 | 1571.5 | 947.822 | 1142.322 | 1142.322
results109.txt | 6923 NUOJA 220.00 | -0.194 | -623.678 | 1571.5 | 947.822 | 1141.822 | 1141.822
results109.txt | 6930 LETSI 400.00 | -0.1592 | -623.678 | 1571.5 | 947.822 | 1107.022 | 1107.022
results109.txt | 6931 SVARTBYN 400.00 | -0.2511 | -623.678 | 1571.5 | 947.822 | 1198.922 | 1198.922
results109.txt | 6933 RÅBÄCKEN 400.00 | 0.6209 | -623.678 | 1571.5 | 947.822 | 326.922 | 326.922
results109.txt | 6990 ISONIEMI 220.00 | -0.201 | -623.678 | 1571.5 | 947.822 | 1148.822 | 1148.822
results109.txt | 6992 IVALO 220.00 | -0.2051 | -623.678 | 1571.5 | 947.822 | 1152.922 | 1152.922
results109.txt | 6993 KUOLAJÄRVI 220.00 | -0.2015 | -623.678 | 1571.5 | 947.822 | 1149.322 | 1149.322
results109.txt | 6994 VAJUKOSKI 220.00 | -0.2017 | -623.678 | 1571.5 | 947.822 | 1149.522 | 1149.522
results109.txt | 6995 KOKKOSNIVA 220.00 | -0.2007 | -623.678 | 1571.5 | 947.822 | 1148.522 | 1148.522
results109.txt | 7000 VITAS 400.00 | -0.1034 | -623.678 | 1571.5 | 947.822 | 1051.222 | 1051.222
results109.txt | 7001 SEITEVARE 400.00 | -0.1417 | -623.678 | 1571.5 | 947.822 | 1089.522 | 1089.522
results109.txt | 7002 PORJUS 400.00 | -0.125 | -623.678 | 1571.5 | 947.822 | 1072.822 | 1072.822
results109.txt | 7003 HARSPÅNGET 400.00 | -0.1361 | -623.678 | 1571.5 | 947.822 | 1083.922 | 1083.922
results109.txt | 7004 LIGGA 400.00 | -0.1417 | -623.678 | 1571.5 | 947.822 | 1089.522 | 1089.522
results109.txt | 7005 MESSAURE 400.00 | -0.1583 | -623.678 | 1571.5 | 947.822 | 1106.122 | 1106.122
results109.txt | 7010 VARANGERBOT 220.00 | -0.2083 | -623.678 | 1571.5 | 947.822 | 1156.122 | 1156.122
results109.txt | 7018 UTSJOKI 220.00 | -0.2077 | -623.678 | 1571.5 | 947.822 | 1155.522 | 1155.522
results109.txt | 7054 OSSAUSKOSKI 220.00 | -0.1971 | -623.678 | 1571.5 | 947.822 | 1144.922 | 1144.922
results109.txt | 7056 PETÄJÄSKO 400.00 | -0.1976 | -623.678 | 1571.5 | 947.822 | 1145.422 | 1145.422
results109.txt | 7055 PETÄJÄSKO 220.00 | -0.1975 | -623.678 | 1571.5 | 947.822 | 1145.322 | 1145.322
results109.txt | 8579 JOINT 220.00 | -0.1946 | -623.678 | 1571.5 | 947.822 | 1142.422 | 1142.422
results109.txt | 7140 JOINT 220.00 | -0.2077 | -623.678 | 1571.5 | 947.822 | 1155.522 | 1155.522
results109.txt | 8256 JOINT 400.00 | -0.1417 | -623.678 | 1571.5 | 947.822 | 1089.522 | 1089.522
results109.txt | 9408 HÄLLBERGET 400.00 | -0.1727 | -623.678 | 1571.5 | 947.822 | 1120.522 | 1120.522
results109.txt | 9409 TROLLTJÄRN 400.00 | 0.5158 | -623.678 | 1571.5 | 947.822 | 432.022 | 432.022
results109.txt | 9301 KEMIJÄRVI 220.00 | -0.1982 | -623.678 | 1571.5 | 947.822 | 1146.022 | 1146.022
results109.txt | 9302 KEMINMAA 400.00 | -0.1797 | -623.678 | 1571.5 | 947.822 | 1127.522 | 1127.522
results109.txt | 9304 LUMIJÄRVI 400.00 | -0.1961 | -623.678 | 1571.5 | 947.822 | 1143.922 | 1143.922
results109.txt | 9303 MUSALA 400.00 | -0.1951 | -623.678 | 1571.5 | 947.822 | 1142.922 | 1142.922
results109.txt | 9305 KÄRPPIÖN 400.00 | -0.1943 | -623.678 | 1571.5 | 947.822 | 1142.122 | 1142.122
results109.txt | 9306 HONKAJOEN 400.00 | -0.194 | -623.678 | 1571.5 | 947.822 | 1141.822 | 1141.822
results109.txt | 9307 KONTIOLAHTI 400.00 | -0.1965 | -623.678 | 1571.5 | 947.822 | 1144.322 | 1144.322
results109.txt | 9308 ORIMATTILAN 400.00 | -0.1951 | -623.678 | 1571.5 | 947.822 | 1142.922 | 1142.922
results109.txt | 9309 NAANTALINSAL400.00 | -0.194 | -623.678 | 1571.5 | 947.822 | 1141.822 | 1141.822
results110.txt | PTI INTERACTIVE POWER SYSTEM SIMULATOR--PSS(R)E MON, MAY 29 2023 |  | 623.4496 | 1571.5 | 948.0504
results110.txt | SENSITIVITY FACTORS ARE CALCULATED WITH AC |  | 623.4496 | 1571.5 | 948.0504
results110.txt | SUBSYSTEM 'RESERV' IS USED FOR OPPOSING SYSTEM FOR MW POWER |  | 623.4496 | 1571.5 | 948.0504
results110.txt | SENSITIVITY FACTORS OF BRANCH FLOW (MVA) ON 6673 USTA400 400.00 TO 6714 HEMSIL2 400.00 6 MORE THAN | 0.1 | 623.4496 | 1571.5 | 948.0504 | 848.0504 | 848.0504
results110.txt | <--------- BUS NAME --------> |  | 623.4496 | 1571.5 | 948.0504
results110.txt | 6648 HOYANGER 400.00 | 0.1018 | 623.4496 | 1571.5 | 948.0504 | 846.2504 | 846.2504
results110.txt | 6649 REFSDAL 400.00 | 0.1117 | 623.4496 | 1571.5 | 948.0504 | 836.3504 | 836.3504
results110.txt | 6650 HOVE 400.00 | 0.1166 | 623.4496 | 1571.5 | 948.0504 | 831.4504 | 831.4504
results110.txt | 6657 JOSTEDAL 400.00 | 0.1233 | 623.4496 | 1571.5 | 948.0504 | 824.7504 | 824.7504
results110.txt | 6658 LEIRDOLA 400.00 | 0.1235 | 623.4496 | 1571.5 | 948.0504 | 824.5504 | 824.5504
results110.txt | 6659 ÅROY 400.00 | 0.1258 | 623.4496 | 1571.5 | 948.0504 | 822.2504 | 822.2504
results110.txt | 6661 FARDAL400 400.00 | 0.1259 | 623.4496 | 1571.5 | 948.0504 | 822.1504 | 822.1504
results110.txt | 6660 FARDAL300 400.00 | 0.1259 | 623.4496 | 1571.5 | 948.0504 | 822.1504 | 822.1504
results110.txt | 6663 AURLAND400 400.00 | 0.1534 | 623.4496 | 1571.5 | 948.0504 | 794.6504 | 794.6504
results110.txt | 6662 AURLAND200 400.00 | 0.1534 | 623.4496 | 1571.5 | 948.0504 | 794.6504 | 794.6504
results110.txt | 6664 AURLAND2 400.00 | 0.1534 | 623.4496 | 1571.5 | 948.0504 | 794.6504 | 794.6504
results110.txt | 6665 AURLAND3 400.00 | 0.1632 | 623.4496 | 1571.5 | 948.0504 | 784.8504 | 784.8504
results110.txt | 6666 SKAGEN-FOTUN400.00 | 0.1222 | 623.4496 | 1571.5 | 948.0504 | 825.8504 | 825.8504
results110.txt | 6667 BORGUND 301.00 | -0.5175 | 623.4496 | 1571.5 | 948.0504 | 1465.5504 | 1465.5504
results110.txt | 6668 ELDFJORD 400.00 | 0.1225 | 623.4496 | 1571.5 | 948.0504 | 825.5504 | 825.5504
results110.txt | 6669 HOL1 400.00 | 0.1938 | 623.4496 | 1571.5 | 948.0504 | 754.2504 | 754.2504
results110.txt | 6670 HOL3 400.00 | 0.2066 | 623.4496 | 1571.5 | 948.0504 | 741.4504 | 741.4504
results110.txt | 6671 HEMSIL1 301.00 | -0.5189 | 623.4496 | 1571.5 | 948.0504 | 1466.9504 | 1466.9504
results110.txt | 6673 USTA400 400.00 | 0.207 | 623.4496 | 1571.5 | 948.0504 | 741.0504 | 741.0504
results110.txt | 6672 USTA300 400.00 | 0.207 | 623.4496 | 1571.5 | 948.0504 | 741.0504 | 741.0504
results110.txt | 6714 HEMSIL2 400.00 | -0.5227 | 623.4496 | 1571.5 | 948.0504 | 1470.7504 | 1470.7504
results110.txt | 6715 NESBYEN 400.00 | -0.4615 | 623.4496 | 1571.5 | 948.0504 | 1409.5504 | 1409.5504
results110.txt | 6716 DAGALI 400.00 | 0.1186 | 623.4496 | 1571.5 | 948.0504 | 829.4504 | 829.4504
results110.txt | 9015 HEMSIL300 301.00 | -0.5227 | 623.4496 | 1571.5 | 948.0504 | 1470.7504 | 1470.7504
results111.txt | PTI INTERACTIVE POWER SYSTEM SIMULATOR--PSS(R)E MON, MAY 29 2023 |  | 1295.0258 | 2245 | 949.9742
results111.txt | SENSITIVITY FACTORS ARE CALCULATED WITH AC |  | 1295.0258 | 2245 | 949.9742
results111.txt | SUBSYSTEM 'RESERV' IS USED FOR OPPOSING SYSTEM FOR MW POWER |  | 1295.0258 | 2245 | 949.9742
results111.txt | SENSITIVITY FACTORS OF BRANCH FLOW (MVA) ON 6712 OVREVINSTRA 400.00 TO 6874 VÅGÅMO 400.00 2 MORE THAN | 0.1 | 1295.0258 | 2245 | 949.9742 | 849.9742 | 849.9742
results111.txt | <--------- BUS NAME --------> |  | 1295.0258 | 2245 | 949.9742
results111.txt | 6373 ARENDAL400 400.00 | 0.102 | 1295.0258 | 2245 | 949.9742 | 847.9742 | 847.9742
results111.txt | 6372 ARENDAL300 400.00 | 0.102 | 1295.0258 | 2245 | 949.9742 | 847.9742 | 847.9742
results111.txt | 6626 MINNE 400.00 | 0.1866 | 1295.0258 | 2245 | 949.9742 | 763.3742 | 763.3742
results111.txt | 6667 BORGUND 301.00 | 0.1087 | 1295.0258 | 2245 | 949.9742 | 841.2742 | 841.2742
results111.txt | 6671 HEMSIL1 301.00 | 0.1091 | 1295.0258 | 2245 | 949.9742 | 840.8742 | 840.8742
results111.txt | 6712 OVREVINSTRA 400.00 | 0.4299 | 1295.0258 | 2245 | 949.9742 | 520.0742 | 520.0742
results111.txt | 6713 NEDREVINSTRA400.00 | 0.2794 | 1295.0258 | 2245 | 949.9742 | 670.5742 | 670.5742
results111.txt | 6714 HEMSIL2 400.00 | 0.1101 | 1295.0258 | 2245 | 949.9742 | 839.8742 | 839.8742
results111.txt | 6715 NESBYEN 400.00 | 0.1135 | 1295.0258 | 2245 | 949.9742 | 836.4742 | 836.4742
results111.txt | 6716 DAGALI 400.00 | 0.1 | 1295.0258 | 2245 | 949.9742 | 849.9742 | 849.9742
results111.txt | 6717 NEDREVINSTRA400.00 | 0.2793 | 1295.0258 | 2245 | 949.9742 | 670.6742 | 670.6742
results111.txt | 6718 FÅBERG 400.00 | 0.2817 | 1295.0258 | 2245 | 949.9742 | 668.2742 | 668.2742
results111.txt | 6719 ÅDAL 400.00 | 0.1191 | 1295.0258 | 2245 | 949.9742 | 830.8742 | 830.8742
results111.txt | 6720 VARDAL 400.00 | 0.239 | 1295.0258 | 2245 | 949.9742 | 710.9742 | 710.9742
results111.txt | 6721 VANG 400.00 | 0.2317 | 1295.0258 | 2245 | 949.9742 | 718.2742 | 718.2742
results111.txt | 6722 VEMORK 400.00 | 0.1009 | 1295.0258 | 2245 | 949.9742 | 849.0742 | 849.0742
results111.txt | 6723 SÅHEIM 400.00 | 0.1047 | 1295.0258 | 2245 | 949.9742 | 845.2742 | 845.2742
results111.txt | 6724 NORE 400.00 | 0.1049 | 1295.0258 | 2245 | 949.9742 | 845.0742 | 845.0742
results111.txt | 6725 SUNDSBARM 400.00 | 0.1035 | 1295.0258 | 2245 | 949.9742 | 846.4742 | 846.4742
results111.txt | 6727 ROD400 400.00 | 0.1045 | 1295.0258 | 2245 | 949.9742 | 845.4742 | 845.4742
results111.txt | 6726 ROD300 400.00 | 0.1045 | 1295.0258 | 2245 | 949.9742 | 845.4742 | 845.4742
results111.txt | 6728 GRENLAND 400.00 | 0.1049 | 1295.0258 | 2245 | 949.9742 | 845.0742 | 845.0742
results111.txt | 6730 BAMBLE400 400.00 | 0.1046 | 1295.0258 | 2245 | 949.9742 | 845.3742 | 845.3742
results111.txt | 6729 BAMBLE300 400.00 | 0.1046 | 1295.0258 | 2245 | 949.9742 | 845.3742 | 845.3742
results111.txt | 6731 RINGERIKE 400.00 | 0.1176 | 1295.0258 | 2245 | 949.9742 | 832.3742 | 832.3742
results111.txt | 6732 FLESAKER 400.00 | 0.11 | 1295.0258 | 2245 | 949.9742 | 839.9742 | 839.9742
results111.txt | 6734 SYLLING400 400.00 | 0.1217 | 1295.0258 | 2245 | 949.9742 | 828.2742 | 828.2742
results111.txt | 6733 SYLLING300 400.00 | 0.122 | 1295.0258 | 2245 | 949.9742 | 827.9742 | 827.9742
results111.txt | 6736 OSLA400 400.00 | 0.1365 | 1295.0258 | 2245 | 949.9742 | 813.4742 | 813.4742
results111.txt | 6735 OSLO300 400.00 | 0.1369 | 1295.0258 | 2245 | 949.9742 | 813.0742 | 813.0742
results111.txt | 6737 FOLLO 400.00 | 0.122 | 1295.0258 | 2245 | 949.9742 | 827.9742 | 827.9742
results111.txt | 6738 TVEITEN 400.00 | 0.1078 | 1295.0258 | 2245 | 949.9742 | 842.1742 | 842.1742
results111.txt | 6740 TEGNEBY400 400.00 | 0.1088 | 1295.0258 | 2245 | 949.9742 | 841.1742 | 841.1742
results111.txt | 6739 TEGNEBY300 400.00 | 0.1087 | 1295.0258 | 2245 | 949.9742 | 841.2742 | 841.2742
results111.txt | 6742 HASLE400 400.00 | 0.1017 | 1295.0258 | 2245 | 949.9742 | 848.2742 | 848.2742
results111.txt | 6741 HASLE300 400.00 | 0.1019 | 1295.0258 | 2245 | 949.9742 | 848.0742 | 848.0742
results111.txt | 6812 OGNDAL 400.00 | -0.1916 | 1295.0258 | 2245 | 949.9742 | 1141.5742 | 1141.5742
results111.txt | 6814 VERDAL400 400.00 | -0.1933 | 1295.0258 | 2245 | 949.9742 | 1143.2742 | 1143.2742
results111.txt | 6813 VERDAL300 400.00 | -0.1933 | 1295.0258 | 2245 | 949.9742 | 1143.2742 | 1143.2742
results111.txt | 6872 AURA2300 400.00 | -0.2762 | 1295.0258 | 2245 | 949.9742 | 1226.1742 | 1226.1742
results111.txt | 6855 FRAERNA 400.00 | -0.258 | 1295.0258 | 2245 | 949.9742 | 1207.9742 | 1207.9742
results111.txt | 6856 ORSKOG 400.00 | -0.1987 | 1295.0258 | 2245 | 949.9742 | 1148.6742 | 1148.6742
results111.txt | 6857 ORSTA 400.00 | -0.1573 | 1295.0258 | 2245 | 949.9742 | 1107.2742 | 1107.2742
results111.txt | 6858 ISTAD 400.00 | -0.2579 | 1295.0258 | 2245 | 949.9742 | 1207.8742 | 1207.8742
results111.txt | 6859 AURA1 400.00 | -0.2702 | 1295.0258 | 2245 | 949.9742 | 1220.1742 | 1220.1742
results111.txt | 6860 GRYTTEN 400.00 | -0.2434 | 1295.0258 | 2245 | 949.9742 | 1193.3742 | 1193.3742
results111.txt | 6861 SNILLDAL 400.00 | -0.2459 | 1295.0258 | 2245 | 949.9742 | 1195.8742 | 1195.8742
results111.txt | 6862 SURNA 400.00 | -0.2555 | 1295.0258 | 2245 | 949.9742 | 1205.4742 | 1205.4742
results111.txt | 6863 HOFSTAD 400.00 | -0.212 | 1295.0258 | 2245 | 949.9742 | 1161.9742 | 1161.9742
results111.txt | 6864 ÅFJORD 400.00 | -0.2286 | 1295.0258 | 2245 | 949.9742 | 1178.5742 | 1178.5742
results111.txt | 6866 ORKDAL400 400.00 | -0.2212 | 1295.0258 | 2245 | 949.9742 | 1171.1742 | 1171.1742
results111.txt | 6865 ORKDAL300 400.00 | -0.2212 | 1295.0258 | 2245 | 949.9742 | 1171.1742 | 1171.1742
results111.txt | 6867 STRINDA 400.00 | -0.1977 | 1295.0258 | 2245 | 949.9742 | 1147.6742 | 1147.6742
results111.txt | 6869 KLAEBU400 400.00 | -0.1982 | 1295.0258 | 2245 | 949.9742 | 1148.1742 | 1148.1742
results111.txt | 6868 KLAEBU300 400.00 | -0.1982 | 1295.0258 | 2245 | 949.9742 | 1148.1742 | 1148.1742
results111.txt | 6871 EIDUM400 400.00 | -0.1967 | 1295.0258 | 2245 | 949.9742 | 1146.6742 | 1146.6742
results111.txt | 6870 EIDUM300 400.00 | -0.1967 | 1295.0258 | 2245 | 949.9742 | 1146.6742 | 1146.6742
results111.txt | 6874 VÅGÅMO 400.00 | -0.4735 | 1295.0258 | 2245 | 949.9742 | 1423.4742 | 1423.4742
results111.txt | 6875 RENDALEN 301.00 | 0.2374 | 1295.0258 | 2245 | 949.9742 | 712.5742 | 712.5742
results111.txt | 6936 NEDRERÖS400 400.00 | -0.1455 | 1295.0258 | 2245 | 949.9742 | 1095.4742 | 1095.4742
results111.txt | 6935 NEDRERÖS300 400.00 | -0.1456 | 1295.0258 | 2245 | 949.9742 | 1095.5742 | 1095.5742
results111.txt | 6934 NEDRERÖS220 220.00 | -0.1248 | 1295.0258 | 2245 | 949.9742 | 1074.7742 | 1074.7742
results111.txt | 6937 MARKA 400.00 | -0.1525 | 1295.0258 | 2245 | 949.9742 | 1102.4742 | 1102.4742
results111.txt | 6938 NAMSOS 400.00 | -0.1872 | 1295.0258 | 2245 | 949.9742 | 1137.1742 | 1137.1742
results111.txt | 6939 KOLSVIK 400.00 | -0.1669 | 1295.0258 | 2245 | 949.9742 | 1116.8742 | 1116.8742
results111.txt | 6940 NAMSKOGEN 400.00 | -0.1671 | 1295.0258 | 2245 | 949.9742 | 1117.0742 | 1117.0742
results111.txt | 6942 TUNNSJO400 400.00 | -0.1726 | 1295.0258 | 2245 | 949.9742 | 1122.5742 | 1122.5742
results111.txt | 6941 TUNNSJO300 400.00 | -0.1726 | 1295.0258 | 2245 | 949.9742 | 1122.5742 | 1122.5742
results111.txt | 6944 RANA 400.00 | -0.1411 | 1295.0258 | 2245 | 949.9742 | 1091.0742 | 1091.0742
results111.txt | 7006 SVARTISEN 400.00 | -0.1327 | 1295.0258 | 2245 | 949.9742 | 1082.6742 | 1082.6742
results111.txt | 7007 KOBBELV 400.00 | -0.1087 | 1295.0258 | 2245 | 949.9742 | 1058.6742 | 1058.6742
results111.txt | 7008 SALTEN 400.00 | -0.1144 | 1295.0258 | 2245 | 949.9742 | 1064.3742 | 1064.3742
results111.txt | 7061 NEA 400.00 | -0.1411 | 1295.0258 | 2245 | 949.9742 | 1091.0742 | 1091.0742
results111.txt | 9006 TROFORS 400.00 | -0.1569 | 1295.0258 | 2245 | 949.9742 | 1106.8742 | 1106.8742
results111.txt | 9007 TJELDBERGO 400.00 | -0.251 | 1295.0258 | 2245 | 949.9742 | 1200.9742 | 1200.9742
results111.txt | 9008 SYLKKYVELN 400.00 | -0.1806 | 1295.0258 | 2245 | 949.9742 | 1130.5742 | 1130.5742
results111.txt | 9012 BAMBLE 400.00 | 0.1051 | 1295.0258 | 2245 | 949.9742 | 844.8742 | 844.8742
results111.txt | 9013 HOF 400.00 | 0.1091 | 1295.0258 | 2245 | 949.9742 | 840.8742 | 840.8742
results111.txt | 9015 HEMSIL300 301.00 | 0.1101 | 1295.0258 | 2245 | 949.9742 | 839.8742 | 839.8742
results111.txt | 9016 FÅBER300 301.00 | 0.241 | 1295.0258 | 2245 | 949.9742 | 708.9742 | 708.9742
results111.txt | 9017 OSLO301 301.00 | 0.1533 | 1295.0258 | 2245 | 949.9742 | 796.6742 | 796.6742
results111.txt | 9018 TEGNEBY 301.00 | 0.133 | 1295.0258 | 2245 | 949.9742 | 816.9742 | 816.9742
results112.txt | PTI INTERACTIVE POWER SYSTEM SIMULATOR--PSS(R)E MON, MAY 29 2023 |  | -608.0375 | 1571.5 | 963.4625
results112.txt | SENSITIVITY FACTORS ARE CALCULATED WITH AC |  | -608.0375 | 1571.5 | 963.4625
results112.txt | SUBSYSTEM 'RESERV' IS USED FOR OPPOSING SYSTEM FOR MW POWER |  | -608.0375 | 1571.5 | 963.4625
results112.txt | SENSITIVITY FACTORS OF BRANCH FLOW (MVA) ON 6545 HUITTINEN 400.00 TO 6617 OLKILUOTO 400.00 4 MORE THAN | 0.1 | -608.0375 | 1571.5 | 963.4625 | 863.4625 | 863.4625
results112.txt | <--------- BUS NAME --------> |  | -608.0375 | 1571.5 | 963.4625
results112.txt | 6545 HUITTINEN 400.00 | -0.1083 | -608.0375 | 1571.5 | 963.4625 | 1071.7625 | 1071.7625
results112.txt | 6617 OLKILUOTO 400.00 | 0.1798 | -608.0375 | 1571.5 | 963.4625 | 783.6625 | 783.6625
results112.txt | 6618 RAUMA 400.00 | 0.1703 | -608.0375 | 1571.5 | 963.4625 | 793.1625 | 793.1625
results113.txt | PTI INTERACTIVE POWER SYSTEM SIMULATOR--PSS(R)E MON, MAY 29 2023 |  | 606.6049 | 1571.5 | 964.8951
results113.txt | SENSITIVITY FACTORS ARE CALCULATED WITH AC |  | 606.6049 | 1571.5 | 964.8951
results113.txt | SUBSYSTEM 'RESERV' IS USED FOR OPPOSING SYSTEM FOR MW POWER |  | 606.6049 | 1571.5 | 964.8951
results113.txt | SENSITIVITY FACTORS OF BRANCH FLOW (MVA) ON 6695 KVILLDAL 400.00 TO 6723 SÅHEIM 400.00 4 MORE THAN | 0.1 | 606.6049 | 1571.5 | 964.8951 | 864.8951 | 864.8951
results113.txt | <--------- BUS NAME --------> |  | 606.6049 | 1571.5 | 964.8951
results113.txt | 6693 SATURDAL 400.00 | 0.1666 | 606.6049 | 1571.5 | 964.8951 | 798.2951 | 798.2951
results113.txt | 6692 HYDRO MIXED 400.00 | 0.1665 | 606.6049 | 1571.5 | 964.8951 | 798.3951 | 798.3951
results113.txt | 6695 KVILLDAL 400.00 | 0.1913 | 606.6049 | 1571.5 | 964.8951 | 773.5951 | 773.5951
results113.txt | 6698 LYSE400 400.00 | 0.1084 | 606.6049 | 1571.5 | 964.8951 | 856.4951 | 856.4951
results113.txt | 6697 LYSE300 400.00 | 0.1083 | 606.6049 | 1571.5 | 964.8951 | 856.5951 | 856.5951
results113.txt | 6700 TJORHOM 400.00 | 0.1079 | 606.6049 | 1571.5 | 964.8951 | 856.9951 | 856.9951
results113.txt | 6705 HOLEN 400.00 | 0.1226 | 606.6049 | 1571.5 | 964.8951 | 842.2951 | 842.2951
results113.txt | 6710 HEKNI 400.00 | 0.1021 | 606.6049 | 1571.5 | 964.8951 | 862.7951 | 862.7951
results113.txt | 6723 SÅHEIM 400.00 | -0.2904 | 606.6049 | 1571.5 | 964.8951 | 1255.2951 | 1255.2951
results114.txt | PTI INTERACTIVE POWER SYSTEM SIMULATOR--PSS(R)E MON, MAY 29 2023 |  | 1265.3684 | 2245 | 979.6316
results114.txt | SENSITIVITY FACTORS ARE CALCULATED WITH AC |  | 1265.3684 | 2245 | 979.6316
results114.txt | SUBSYSTEM 'RESERV' IS USED FOR OPPOSING SYSTEM FOR MW POWER |  | 1265.3684 | 2245 | 979.6316
results114.txt | SENSITIVITY FACTORS OF BRANCH FLOW (MVA) ON 6735 OSLO300 400.00 TO 6736 OSLA400 400.00 8 MORE THAN | 0.1 | 1265.3684 | 2245 | 979.6316 | 879.6316 | 879.6316
results114.txt | <--------- BUS NAME --------> |  | 1265.3684 | 2245 | 979.6316
results114.txt | 6626 MINNE 400.00 | 0.1683 | 1265.3684 | 2245 | 979.6316 | 811.3316 | 811.3316
results114.txt | 6712 OVREVINSTRA 400.00 | 0.1156 | 1265.3684 | 2245 | 979.6316 | 864.0316 | 864.0316
results114.txt | 6713 NEDREVINSTRA400.00 | 0.1415 | 1265.3684 | 2245 | 979.6316 | 838.1316 | 838.1316
results114.txt | 6717 NEDREVINSTRA400.00 | 0.1415 | 1265.3684 | 2245 | 979.6316 | 838.1316 | 838.1316
results114.txt | 6718 FÅBERG 400.00 | 0.1427 | 1265.3684 | 2245 | 979.6316 | 836.9316 | 836.9316
results114.txt | 6720 VARDAL 400.00 | 0.1536 | 1265.3684 | 2245 | 979.6316 | 826.0316 | 826.0316
results114.txt | 6721 VANG 400.00 | 0.1564 | 1265.3684 | 2245 | 979.6316 | 823.2316 | 823.2316
results114.txt | 6736 OSLA400 400.00 | -0.3198 | 1265.3684 | 2245 | 979.6316 | 1299.4316 | 1299.4316
results114.txt | 6735 OSLO300 400.00 | 0.1792 | 1265.3684 | 2245 | 979.6316 | 800.4316 | 800.4316
results114.txt | 6737 FOLLO 400.00 | -0.1793 | 1265.3684 | 2245 | 979.6316 | 1158.9316 | 1158.9316
results114.txt | 6875 RENDALEN 301.00 | 0.129 | 1265.3684 | 2245 | 979.6316 | 850.6316 | 850.6316
results114.txt | 9016 FÅBER300 301.00 | 0.131 | 1265.3684 | 2245 | 979.6316 | 848.6316 | 848.6316
results114.txt | 9017 OSLO301 301.00 | 0.1062 | 1265.3684 | 2245 | 979.6316 | 873.4316 | 873.4316
results115.txt | PTI INTERACTIVE POWER SYSTEM SIMULATOR--PSS(R)E MON, MAY 29 2023 |  | 1265.3684 | 2245 | 979.6316
results115.txt | SENSITIVITY FACTORS ARE CALCULATED WITH AC |  | 1265.3684 | 2245 | 979.6316
results115.txt | SUBSYSTEM 'RESERV' IS USED FOR OPPOSING SYSTEM FOR MW POWER |  | 1265.3684 | 2245 | 979.6316
results115.txt | SENSITIVITY FACTORS OF BRANCH FLOW (MVA) ON 6735 OSLO300 400.00 TO 6736 OSLA400 400.00 9 MORE THAN | 0.1 | 1265.3684 | 2245 | 979.6316 | 879.6316 | 879.6316
results115.txt | <--------- BUS NAME --------> |  | 1265.3684 | 2245 | 979.6316
results115.txt | 6626 MINNE 400.00 | 0.1683 | 1265.3684 | 2245 | 979.6316 | 811.3316 | 811.3316
results115.txt | 6712 OVREVINSTRA 400.00 | 0.1156 | 1265.3684 | 2245 | 979.6316 | 864.0316 | 864.0316
results115.txt | 6713 NEDREVINSTRA400.00 | 0.1415 | 1265.3684 | 2245 | 979.6316 | 838.1316 | 838.1316
results115.txt | 6717 NEDREVINSTRA400.00 | 0.1415 | 1265.3684 | 2245 | 979.6316 | 838.1316 | 838.1316
results115.txt | 6718 FÅBERG 400.00 | 0.1427 | 1265.3684 | 2245 | 979.6316 | 836.9316 | 836.9316
results115.txt | 6720 VARDAL 400.00 | 0.1536 | 1265.3684 | 2245 | 979.6316 | 826.0316 | 826.0316
results115.txt | 6721 VANG 400.00 | 0.1564 | 1265.3684 | 2245 | 979.6316 | 823.2316 | 823.2316
results115.txt | 6736 OSLA400 400.00 | -0.3198 | 1265.3684 | 2245 | 979.6316 | 1299.4316 | 1299.4316
results115.txt | 6735 OSLO300 400.00 | 0.1792 | 1265.3684 | 2245 | 979.6316 | 800.4316 | 800.4316
results115.txt | 6737 FOLLO 400.00 | -0.1793 | 1265.3684 | 2245 | 979.6316 | 1158.9316 | 1158.9316
results115.txt | 6875 RENDALEN 301.00 | 0.129 | 1265.3684 | 2245 | 979.6316 | 850.6316 | 850.6316
results115.txt | 9016 FÅBER300 301.00 | 0.131 | 1265.3684 | 2245 | 979.6316 | 848.6316 | 848.6316
results115.txt | 9017 OSLO301 301.00 | 0.1062 | 1265.3684 | 2245 | 979.6316 | 873.4316 | 873.4316
results116.txt | PTI INTERACTIVE POWER SYSTEM SIMULATOR--PSS(R)E MON, MAY 29 2023 |  | 1258.5764 | 2245 | 986.4236
results116.txt | SENSITIVITY FACTORS ARE CALCULATED WITH AC |  | 1258.5764 | 2245 | 986.4236
results116.txt | SUBSYSTEM 'RESERV' IS USED FOR OPPOSING SYSTEM FOR MW POWER |  | 1258.5764 | 2245 | 986.4236
results116.txt | SENSITIVITY FACTORS OF BRANCH FLOW (MVA) ON 6737 FOLLO 400.00 TO 6740 TEGNEBY400 400.00 2 MORE THAN | 0.1 | 1258.5764 | 2245 | 986.4236 | 886.4236 | 886.4236
results116.txt | <--------- BUS NAME --------> |  | 1258.5764 | 2245 | 986.4236
results116.txt | 5624 HERSLEV 400.00 | -0.1027 | 1258.5764 | 2245 | 986.4236 | 1089.1236 | 1089.1236
results116.txt | 5642 HOVEGARD 400.00 | -0.1027 | 1258.5764 | 2245 | 986.4236 | 1089.1236 | 1089.1236
results116.txt | 5646 BJAEVERSKOV4400.00 | -0.1026 | 1258.5764 | 2245 | 986.4236 | 1089.0236 | 1089.0236
results116.txt | 5645 BJAEVERSKOV2220.00 | -0.1026 | 1258.5764 | 2245 | 986.4236 | 1089.0236 | 1089.0236
results116.txt | 5657 ISHOJ400 400.00 | -0.1027 | 1258.5764 | 2245 | 986.4236 | 1089.1236 | 1089.1236
results116.txt | 5656 ISHOJ220 220.00 | -0.1027 | 1258.5764 | 2245 | 986.4236 | 1089.1236 | 1089.1236
results116.txt | 5660 AVEDOREVERK 400.00 | -0.1027 | 1258.5764 | 2245 | 986.4236 | 1089.1236 | 1089.1236
results116.txt | 5662 ORSTEDSVERKE400.00 | -0.1027 | 1258.5764 | 2245 | 986.4236 | 1089.1236 | 1089.1236
results116.txt | 5676 WIND FARM 220.00 | -0.1019 | 1258.5764 | 2245 | 986.4236 | 1088.3236 | 1088.3236
results116.txt | 5845 ASNAESVERK 400.00 | -0.1027 | 1258.5764 | 2245 | 986.4236 | 1089.1236 | 1089.1236
results116.txt | 6305 LOVISEHOLM 400.00 | -0.1166 | 1258.5764 | 2245 | 986.4236 | 1103.0236 | 1103.0236
results116.txt | 6306 TROLLHATTAN 400.00 | -0.1083 | 1258.5764 | 2245 | 986.4236 | 1094.7236 | 1094.7236
results116.txt | 6307 KILANDA 400.00 | -0.1056 | 1258.5764 | 2245 | 986.4236 | 1092.0236 | 1092.0236
results116.txt | 6308 HISINGEN 400.00 | -0.1054 | 1258.5764 | 2245 | 986.4236 | 1091.8236 | 1091.8236
results116.txt | 6309 STENKULLEN 400.00 | -0.1052 | 1258.5764 | 2245 | 986.4236 | 1091.6236 | 1091.6236
results116.txt | 6311 LINDOME 400.00 | -0.1045 | 1258.5764 | 2245 | 986.4236 | 1090.9236 | 1090.9236
results116.txt | 6312 RINGHALS 400.00 | -0.1026 | 1258.5764 | 2245 | 986.4236 | 1089.0236 | 1089.0236
results116.txt | 6313 STROMMA 400.00 | -0.1037 | 1258.5764 | 2245 | 986.4236 | 1090.1236 | 1090.1236
results116.txt | 6315 HORRED 400.00 | -0.1023 | 1258.5764 | 2245 | 986.4236 | 1088.7236 | 1088.7236
results116.txt | 6316 UDDEBO 400.00 | -0.1005 | 1258.5764 | 2245 | 986.4236 | 1086.9236 | 1086.9236
results116.txt | 6319 KYNDBYVERKER400.00 | -0.1026 | 1258.5764 | 2245 | 986.4236 | 1089.0236 | 1089.0236
results116.txt | 6324 GORLOSEGARD 400.00 | -0.1025 | 1258.5764 | 2245 | 986.4236 | 1088.9236 | 1088.9236
results116.txt | 6330 GELNTEGARD2 400.00 | -0.1029 | 1258.5764 | 2245 | 986.4236 | 1089.3236 | 1089.3236
results116.txt | 6334 GLENTEGARD 400.00 | -0.1029 | 1258.5764 | 2245 | 986.4236 | 1089.3236 | 1089.3236
results116.txt | 6335 SODERASEN 400.00 | -0.102 | 1258.5764 | 2245 | 986.4236 | 1088.4236 | 1088.4236
results116.txt | 6626 MINNE 400.00 | 0.2465 | 1258.5764 | 2245 | 986.4236 | 739.9236 | 739.9236
results116.txt | 6629 HALDEN 400.00 | -0.1215 | 1258.5764 | 2245 | 986.4236 | 1107.9236 | 1107.9236
results116.txt | 6630 BORGVIK 400.00 | -0.1036 | 1258.5764 | 2245 | 986.4236 | 1090.0236 | 1090.0236
results116.txt | 6647 MOSKOG 400.00 | 0.1051 | 1258.5764 | 2245 | 986.4236 | 881.3236 | 881.3236
results116.txt | 6648 HOYANGER 400.00 | 0.1066 | 1258.5764 | 2245 | 986.4236 | 879.8236 | 879.8236
results116.txt | 6649 REFSDAL 400.00 | 0.1015 | 1258.5764 | 2245 | 986.4236 | 884.9236 | 884.9236
results116.txt | 6650 HOVE 400.00 | 0.1052 | 1258.5764 | 2245 | 986.4236 | 881.2236 | 881.2236
results116.txt | 6657 JOSTEDAL 400.00 | 0.1095 | 1258.5764 | 2245 | 986.4236 | 876.9236 | 876.9236
results116.txt | 6658 LEIRDOLA 400.00 | 0.1097 | 1258.5764 | 2245 | 986.4236 | 876.7236 | 876.7236
results116.txt | 6659 ÅROY 400.00 | 0.1121 | 1258.5764 | 2245 | 986.4236 | 874.3236 | 874.3236
results116.txt | 6661 FARDAL400 400.00 | 0.1121 | 1258.5764 | 2245 | 986.4236 | 874.3236 | 874.3236
results116.txt | 6660 FARDAL300 400.00 | 0.1121 | 1258.5764 | 2245 | 986.4236 | 874.3236 | 874.3236
results116.txt | 6663 AURLAND400 400.00 | 0.1267 | 1258.5764 | 2245 | 986.4236 | 859.7236 | 859.7236
results116.txt | 6662 AURLAND200 400.00 | 0.1267 | 1258.5764 | 2245 | 986.4236 | 859.7236 | 859.7236
results116.txt | 6664 AURLAND2 400.00 | 0.1267 | 1258.5764 | 2245 | 986.4236 | 859.7236 | 859.7236
results116.txt | 6665 AURLAND3 400.00 | 0.1314 | 1258.5764 | 2245 | 986.4236 | 855.0236 | 855.0236
results116.txt | 6666 SKAGEN-FOTUN400.00 | 0.1084 | 1258.5764 | 2245 | 986.4236 | 878.0236 | 878.0236
results116.txt | 6667 BORGUND 301.00 | 0.1892 | 1258.5764 | 2245 | 986.4236 | 797.2236 | 797.2236
results116.txt | 6668 ELDFJORD 400.00 | 0.1162 | 1258.5764 | 2245 | 986.4236 | 870.2236 | 870.2236
results116.txt | 6669 HOL1 400.00 | 0.1461 | 1258.5764 | 2245 | 986.4236 | 840.3236 | 840.3236
results116.txt | 6670 HOL3 400.00 | 0.1521 | 1258.5764 | 2245 | 986.4236 | 834.3236 | 834.3236
results116.txt | 6671 HEMSIL1 301.00 | 0.19 | 1258.5764 | 2245 | 986.4236 | 796.4236 | 796.4236
results116.txt | 6673 USTA400 400.00 | 0.1525 | 1258.5764 | 2245 | 986.4236 | 833.9236 | 833.9236
results116.txt | 6672 USTA300 400.00 | 0.1525 | 1258.5764 | 2245 | 986.4236 | 833.9236 | 833.9236
results116.txt | 6712 OVREVINSTRA 400.00 | 0.1701 | 1258.5764 | 2245 | 986.4236 | 816.3236 | 816.3236
results116.txt | 6713 NEDREVINSTRA400.00 | 0.2063 | 1258.5764 | 2245 | 986.4236 | 780.1236 | 780.1236
results116.txt | 6714 HEMSIL2 400.00 | 0.1919 | 1258.5764 | 2245 | 986.4236 | 794.5236 | 794.5236
results116.txt | 6715 NESBYEN 400.00 | 0.201 | 1258.5764 | 2245 | 986.4236 | 785.4236 | 785.4236
results116.txt | 6716 DAGALI 400.00 | 0.1433 | 1258.5764 | 2245 | 986.4236 | 843.1236 | 843.1236
results116.txt | 6717 NEDREVINSTRA400.00 | 0.2063 | 1258.5764 | 2245 | 986.4236 | 780.1236 | 780.1236
results116.txt | 6718 FÅBERG 400.00 | 0.2083 | 1258.5764 | 2245 | 986.4236 | 778.1236 | 778.1236
results116.txt | 6719 ÅDAL 400.00 | 0.1808 | 1258.5764 | 2245 | 986.4236 | 805.6236 | 805.6236
results116.txt | 6720 VARDAL 400.00 | 0.2244 | 1258.5764 | 2245 | 986.4236 | 762.0236 | 762.0236
results116.txt | 6721 VANG 400.00 | 0.2288 | 1258.5764 | 2245 | 986.4236 | 757.6236 | 757.6236
results116.txt | 6724 NORE 400.00 | 0.1384 | 1258.5764 | 2245 | 986.4236 | 848.0236 | 848.0236
results116.txt | 6731 RINGERIKE 400.00 | 0.1632 | 1258.5764 | 2245 | 986.4236 | 823.2236 | 823.2236
results116.txt | 6734 SYLLING400 400.00 | 0.1251 | 1258.5764 | 2245 | 986.4236 | 861.3236 | 861.3236
results116.txt | 6733 SYLLING300 400.00 | 0.127 | 1258.5764 | 2245 | 986.4236 | 859.4236 | 859.4236
results116.txt | 6736 OSLA400 400.00 | 0.2679 | 1258.5764 | 2245 | 986.4236 | 718.5236 | 718.5236
results116.txt | 6735 OSLO300 400.00 | 0.2623 | 1258.5764 | 2245 | 986.4236 | 724.1236 | 724.1236
results116.txt | 6737 FOLLO 400.00 | 0.5893 | 1258.5764 | 2245 | 986.4236 | 397.1236 | 397.1236
results116.txt | 6740 TEGNEBY400 400.00 | -0.1363 | 1258.5764 | 2245 | 986.4236 | 1122.7236 | 1122.7236
results116.txt | 6739 TEGNEBY300 400.00 | -0.1333 | 1258.5764 | 2245 | 986.4236 | 1119.7236 | 1119.7236
results116.txt | 6742 HASLE400 400.00 | -0.1239 | 1258.5764 | 2245 | 986.4236 | 1110.3236 | 1110.3236
results116.txt | 6741 HASLE300 400.00 | -0.1242 | 1258.5764 | 2245 | 986.4236 | 1110.6236 | 1110.6236
results116.txt | 6874 VÅGÅMO 400.00 | 0.1432 | 1258.5764 | 2245 | 986.4236 | 843.2236 | 843.2236
results116.txt | 6875 RENDALEN 301.00 | 0.1828 | 1258.5764 | 2245 | 986.4236 | 803.6236 | 803.6236
results116.txt | 7429 JOINT 220.00 | -0.1019 | 1258.5764 | 2245 | 986.4236 | 1088.3236 | 1088.3236
results116.txt | 1052 BREARED 400.00 | -0.1031 | 1258.5764 | 2245 | 986.4236 | 1089.5236 | 1089.5236
results116.txt | 1053 HÄRADSBO 400.00 | -0.1022 | 1258.5764 | 2245 | 986.4236 | 1088.6236 | 1088.6236
results116.txt | 9009 ALFOTEN 400.00 | 0.1006 | 1258.5764 | 2245 | 986.4236 | 885.8236 | 885.8236
results116.txt | 9402 INGELKÄRR 400.00 | -0.1068 | 1258.5764 | 2245 | 986.4236 | 1093.2236 | 1093.2236
results116.txt | 9015 HEMSIL300 301.00 | 0.1919 | 1258.5764 | 2245 | 986.4236 | 794.5236 | 794.5236
results116.txt | 9016 FÅBER300 301.00 | 0.1861 | 1258.5764 | 2245 | 986.4236 | 800.3236 | 800.3236
results116.txt | 9017 OSLO301 301.00 | 0.139 | 1258.5764 | 2245 | 986.4236 | 847.4236 | 847.4236
results117.txt | PTI INTERACTIVE POWER SYSTEM SIMULATOR--PSS(R)E MON, MAY 29 2023 |  | 1258.0203 | 2245 | 986.9797
results117.txt | SENSITIVITY FACTORS ARE CALCULATED WITH AC |  | 1258.0203 | 2245 | 986.9797
results117.txt | SUBSYSTEM 'RESERV' IS USED FOR OPPOSING SYSTEM FOR MW POWER |  | 1258.0203 | 2245 | 986.9797
results117.txt | SENSITIVITY FACTORS OF BRANCH FLOW (MVA) ON 6731 RINGERIKE 400.00 TO 6734 SYLLING400 400.00 2 MORE THAN | 0.1 | 1258.0203 | 2245 | 986.9797 | 886.9797 | 886.9797
results117.txt | <--------- BUS NAME --------> |  | 1258.0203 | 2245 | 986.9797
results117.txt | 6663 AURLAND400 400.00 | 0.1197 | 1258.0203 | 2245 | 986.9797 | 867.2797 | 867.2797
results117.txt | 6662 AURLAND200 400.00 | 0.1196 | 1258.0203 | 2245 | 986.9797 | 867.3797 | 867.3797
results117.txt | 6664 AURLAND2 400.00 | 0.1197 | 1258.0203 | 2245 | 986.9797 | 867.2797 | 867.2797
results117.txt | 6665 AURLAND3 400.00 | 0.1246 | 1258.0203 | 2245 | 986.9797 | 862.3797 | 862.3797
results117.txt | 6668 ELDFJORD 400.00 | 0.1143 | 1258.0203 | 2245 | 986.9797 | 872.6797 | 872.6797
results117.txt | 6669 HOL1 400.00 | 0.1399 | 1258.0203 | 2245 | 986.9797 | 847.0797 | 847.0797
results117.txt | 6670 HOL3 400.00 | 0.1463 | 1258.0203 | 2245 | 986.9797 | 840.6797 | 840.6797
results117.txt | 6673 USTA400 400.00 | 0.1466 | 1258.0203 | 2245 | 986.9797 | 840.3797 | 840.3797
results117.txt | 6672 USTA300 400.00 | 0.1466 | 1258.0203 | 2245 | 986.9797 | 840.3797 | 840.3797
results117.txt | 6716 DAGALI 400.00 | 0.162 | 1258.0203 | 2245 | 986.9797 | 824.9797 | 824.9797
results117.txt | 6719 ÅDAL 400.00 | 0.3542 | 1258.0203 | 2245 | 986.9797 | 632.7797 | 632.7797
results117.txt | 6731 RINGERIKE 400.00 | 0.4646 | 1258.0203 | 2245 | 986.9797 | 522.3797 | 522.3797
results117.txt | 6734 SYLLING400 400.00 | -0.1095 | 1258.0203 | 2245 | 986.9797 | 1096.4797 | 1096.4797
results117.txt | 6733 SYLLING300 400.00 | -0.1059 | 1258.0203 | 2245 | 986.9797 | 1092.8797 | 1092.8797
results118.txt | PTI INTERACTIVE POWER SYSTEM SIMULATOR--PSS(R)E MON, MAY 29 2023 |  | -583.2909 | 1571.5 | 988.2091
results118.txt | SENSITIVITY FACTORS ARE CALCULATED WITH AC |  | -583.2909 | 1571.5 | 988.2091
results118.txt | SUBSYSTEM 'RESERV' IS USED FOR OPPOSING SYSTEM FOR MW POWER |  | -583.2909 | 1571.5 | 988.2091
results118.txt | SENSITIVITY FACTORS OF BRANCH FLOW (MVA) ON 6545 HUITTINEN 400.00 TO 6617 OLKILUOTO 400.00 3 MORE THAN | 0.1 | -583.2909 | 1571.5 | 988.2091 | 888.2091 | 888.2091
results118.txt | <--------- BUS NAME --------> |  | -583.2909 | 1571.5 | 988.2091
results118.txt | 6545 HUITTINEN 400.00 | -0.1038 | -583.2909 | 1571.5 | 988.2091 | 1092.0091 | 1092.0091
results118.txt | 6617 OLKILUOTO 400.00 | 0.1724 | -583.2909 | 1571.5 | 988.2091 | 815.8091 | 815.8091
results118.txt | 6618 RAUMA 400.00 | 0.1633 | -583.2909 | 1571.5 | 988.2091 | 824.9091 | 824.9091
results119.txt | PTI INTERACTIVE POWER SYSTEM SIMULATOR--PSS(R)E MON, MAY 29 2023 |  | -580.6265 | 1571.5 | 990.8735
results119.txt | SENSITIVITY FACTORS ARE CALCULATED WITH AC |  | -580.6265 | 1571.5 | 990.8735
results119.txt | SUBSYSTEM 'RESERV' IS USED FOR OPPOSING SYSTEM FOR MW POWER |  | -580.6265 | 1571.5 | 990.8735
results119.txt | SENSITIVITY FACTORS OF BRANCH FLOW (MVA) ON 6637 MORGARDSH 400.00 TO 9403 TOVÅSEN 400.00 2 MORE THAN | 0.1 | -580.6265 | 1571.5 | 990.8735 | 890.8735 | 890.8735
results119.txt | <--------- BUS NAME --------> |  | -580.6265 | 1571.5 | 990.8735
results119.txt | 6637 MORGARDSH 400.00 | -0.2561 | -580.6265 | 1571.5 | 990.8735 | 1246.9735 | 1246.9735
results119.txt | 9403 TOVÅSEN 400.00 | 0.3121 | -580.6265 | 1571.5 | 990.8735 | 678.7735 | 678.7735
results120.txt | PTI INTERACTIVE POWER SYSTEM SIMULATOR--PSS(R)E MON, MAY 29 2023 |  | -1253.1235 | 2245 | 991.8765
results120.txt | SENSITIVITY FACTORS ARE CALCULATED WITH AC |  | -1253.1235 | 2245 | 991.8765
results120.txt | SUBSYSTEM 'RESERV' IS USED FOR OPPOSING SYSTEM FOR MW POWER |  | -1253.1235 | 2245 | 991.8765
results120.txt | SENSITIVITY FACTORS OF BRANCH FLOW (MVA) ON 7004 LIGGA 400.00 TO 8256 JOINT 400.00 7 MORE THAN | 0.1 | -1253.1235 | 2245 | 991.8765 | 891.8765 | 891.8765
results120.txt | <--------- BUS NAME --------> |  | -1253.1235 | 2245 | 991.8765
results120.txt | 5624 HERSLEV 400.00 | -0.1576 | -1253.1235 | 2245 | 991.8765 | 1149.4765 | 1149.4765
results120.txt | 5642 HOVEGARD 400.00 | -0.1565 | -1253.1235 | 2245 | 991.8765 | 1148.3765 | 1148.3765
results120.txt | 5646 BJAEVERSKOV4400.00 | -0.1559 | -1253.1235 | 2245 | 991.8765 | 1147.7765 | 1147.7765
results120.txt | 5645 BJAEVERSKOV2220.00 | -0.1542 | -1253.1235 | 2245 | 991.8765 | 1146.0765 | 1146.0765
results120.txt | 5657 ISHOJ400 400.00 | -0.1564 | -1253.1235 | 2245 | 991.8765 | 1148.2765 | 1148.2765
results120.txt | 5656 ISHOJ220 220.00 | -0.1581 | -1253.1235 | 2245 | 991.8765 | 1149.9765 | 1149.9765
results120.txt | 5660 AVEDOREVERK 400.00 | -0.1571 | -1253.1235 | 2245 | 991.8765 | 1148.9765 | 1148.9765
results120.txt | 5662 ORSTEDSVERKE400.00 | -0.1583 | -1253.1235 | 2245 | 991.8765 | 1150.1765 | 1150.1765
results120.txt | 5671 SEGE 400.00 | -0.1436 | -1253.1235 | 2245 | 991.8765 | 1135.4765 | 1135.4765
results120.txt | 5672 ARRIE 400.00 | -0.1433 | -1253.1235 | 2245 | 991.8765 | 1135.1765 | 1135.1765
results120.txt | 5673 KRUSEBERG 400.00 | -0.1432 | -1253.1235 | 2245 | 991.8765 | 1135.0765 | 1135.0765
results120.txt | 5676 WIND FARM 220.00 | -0.1384 | -1253.1235 | 2245 | 991.8765 | 1130.2765 | 1130.2765
results120.txt | 5845 ASNAESVERK 400.00 | -0.157 | -1253.1235 | 2245 | 991.8765 | 1148.8765 | 1148.8765
results120.txt | 6319 KYNDBYVERKER400.00 | -0.1559 | -1253.1235 | 2245 | 991.8765 | 1147.7765 | 1147.7765
results120.txt | 6324 GORLOSEGARD 400.00 | -0.1523 | -1253.1235 | 2245 | 991.8765 | 1144.1765 | 1144.1765
results120.txt | 6330 GELNTEGARD2 400.00 | -0.1609 | -1253.1235 | 2245 | 991.8765 | 1152.7765 | 1152.7765
results120.txt | 6334 GLENTEGARD 400.00 | -0.1622 | -1253.1235 | 2245 | 991.8765 | 1154.0765 | 1154.0765
results120.txt | 6335 SODERASEN 400.00 | -0.1407 | -1253.1235 | 2245 | 991.8765 | 1132.5765 | 1132.5765
results120.txt | 6337 BARSEBACK 400.00 | -0.1436 | -1253.1235 | 2245 | 991.8765 | 1135.4765 | 1135.4765
results120.txt | 6338 HURVA 400.00 | -0.1467 | -1253.1235 | 2245 | 991.8765 | 1138.5765 | 1138.5765
results120.txt | 6340 MOHOLM 220.00 | -0.1571 | -1253.1235 | 2245 | 991.8765 | 1148.9765 | 1148.9765
results120.txt | 6341 KOLSTAD 400.00 | -0.1377 | -1253.1235 | 2245 | 991.8765 | 1129.5765 | 1129.5765
results120.txt | 6342 TENHULT 400.00 | -0.1211 | -1253.1235 | 2245 | 991.8765 | 1112.9765 | 1112.9765
results120.txt | 6343 BARKERYD 400.00 | -0.1311 | -1253.1235 | 2245 | 991.8765 | 1122.9765 | 1122.9765
results120.txt | 6345 GLAN 400.00 | -0.1315 | -1253.1235 | 2245 | 991.8765 | 1123.3765 | 1123.3765
results120.txt | 6346 KIMSTAD 400.00 | -0.1302 | -1253.1235 | 2245 | 991.8765 | 1122.0765 | 1122.0765
results120.txt | 6348 OSKARSHAMN 400.00 | -0.14 | -1253.1235 | 2245 | 991.8765 | 1131.8765 | 1131.8765
results120.txt | 6349 ALVESTA 400.00 | -0.1447 | -1253.1235 | 2245 | 991.8765 | 1136.5765 | 1136.5765
results120.txt | 6350 HEMSJO 400.00 | -0.1527 | -1253.1235 | 2245 | 991.8765 | 1144.5765 | 1144.5765
results120.txt | 6351 KARLSHAMN 400.00 | -0.1523 | -1253.1235 | 2245 | 991.8765 | 1144.1765 | 1144.1765
results120.txt | 6354 NYBRO 400.00 | -0.1554 | -1253.1235 | 2245 | 991.8765 | 1147.2765 | 1147.2765
results120.txt | 6356 BJERKREIM 400.00 | 0.123 | -1253.1235 | 2245 | 991.8765 | 868.8765 | 868.8765
results120.txt | 6358 TONSTAD400 400.00 | 0.1266 | -1253.1235 | 2245 | 991.8765 | 865.2765 | 865.2765
results120.txt | 6357 TONSTAD300 400.00 | 0.1267 | -1253.1235 | 2245 | 991.8765 | 865.1765 | 865.1765
results120.txt | 6360 KJELLAND 400.00 | 0.1234 | -1253.1235 | 2245 | 991.8765 | 868.4765 | 868.4765
results120.txt | 6363 FEDA400 400.00 | 0.1223 | -1253.1235 | 2245 | 991.8765 | 869.5765 | 869.5765
results120.txt | 6362 FEDA300 400.00 | 0.1223 | -1253.1235 | 2245 | 991.8765 | 869.5765 | 869.5765
results120.txt | 6364 LISTAWIND 400.00 | 0.1223 | -1253.1235 | 2245 | 991.8765 | 869.5765 | 869.5765
results120.txt | 6365 KRISTIANSAND400.00 | 0.1147 | -1253.1235 | 2245 | 991.8765 | 877.1765 | 877.1765
results120.txt | 6373 ARENDAL400 400.00 | 0.1041 | -1253.1235 | 2245 | 991.8765 | 887.7765 | 887.7765
results120.txt | 6372 ARENDAL300 400.00 | 0.1041 | -1253.1235 | 2245 | 991.8765 | 887.7765 | 887.7765
results120.txt | 6571 VISULAHTI 400.00 | -0.1403 | -1253.1235 | 2245 | 991.8765 | 1132.1765 | 1132.1765
results120.txt | 6572 KYMI 400.00 | -0.1156 | -1253.1235 | 2245 | 991.8765 | 1107.4765 | 1107.4765
results120.txt | 6548 KANGASALA 400.00 | -0.1071 | -1253.1235 | 2245 | 991.8765 | 1098.9765 | 1098.9765
results120.txt | 6549 LAVIANVOURI 400.00 | -0.1092 | -1253.1235 | 2245 | 991.8765 | 1101.0765 | 1101.0765
results120.txt | 6550 KOPULA 400.00 | -0.1125 | -1253.1235 | 2245 | 991.8765 | 1104.3765 | 1104.3765
results120.txt | 6551 HIKIÄ 400.00 | -0.1102 | -1253.1235 | 2245 | 991.8765 | 1102.0765 | 1102.0765
results120.txt | 6552 TAMMISTO 400.00 | -0.1029 | -1253.1235 | 2245 | 991.8765 | 1094.7765 | 1094.7765
results120.txt | 6553 NURMIJÄRVI 400.00 | -0.1103 | -1253.1235 | 2245 | 991.8765 | 1102.1765 | 1102.1765
results120.txt | 6554 LÄNSISALMI 400.00 | -0.1038 | -1253.1235 | 2245 | 991.8765 | 1095.6765 | 1095.6765
results120.txt | 6555 INKOO 400.00 | -0.1022 | -1253.1235 | 2245 | 991.8765 | 1094.0765 | 1094.0765
results120.txt | 6556 ESPOO 400.00 | -0.1048 | -1253.1235 | 2245 | 991.8765 | 1096.6765 | 1096.6765
results120.txt | 6567 ANTTILA 400.00 | -0.1083 | -1253.1235 | 2245 | 991.8765 | 1100.1765 | 1100.1765
results120.txt | 6569 KORIA 400.00 | -0.1171 | -1253.1235 | 2245 | 991.8765 | 1108.9765 | 1108.9765
results120.txt | 6573 YLLIKKÄLÄ 400.00 | -0.1341 | -1253.1235 | 2245 | 991.8765 | 1125.9765 | 1125.9765
results120.txt | 6580 SODERALA 220.00 | -0.124 | -1253.1235 | 2245 | 991.8765 | 1115.8765 | 1115.8765
results120.txt | 6581 ANGSBERG 400.00 | -0.1063 | -1253.1235 | 2245 | 991.8765 | 1098.1765 | 1098.1765
results120.txt | 6583 STACKBO400 400.00 | -0.1054 | -1253.1235 | 2245 | 991.8765 | 1097.2765 | 1097.2765
results120.txt | 6582 STACKBO220 220.00 | -0.1024 | -1253.1235 | 2245 | 991.8765 | 1094.2765 | 1094.2765
results120.txt | 6584 VALBO 220.00 | -0.1054 | -1253.1235 | 2245 | 991.8765 | 1097.2765 | 1097.2765
results120.txt | 6585 FINNBOLEHVDC400.00 | -0.1076 | -1253.1235 | 2245 | 991.8765 | 1099.4765 | 1099.4765
results120.txt | 6586 FINNBOLEHVDC400.00 | -0.1092 | -1253.1235 | 2245 | 991.8765 | 1101.0765 | 1101.0765
results120.txt | 6588 UNTRA 220.00 | -0.1067 | -1253.1235 | 2245 | 991.8765 | 1098.5765 | 1098.5765
results120.txt | 6592 STARFORS 220.00 | -0.1264 | -1253.1235 | 2245 | 991.8765 | 1118.2765 | 1118.2765
results120.txt | 6594 HAMRA400 400.00 | -0.1091 | -1253.1235 | 2245 | 991.8765 | 1100.9765 | 1100.9765
results120.txt | 6593 HAMRA220 220.00 | -0.1079 | -1253.1235 | 2245 | 991.8765 | 1099.7765 | 1099.7765
results120.txt | 6595 BREDAKER 220.00 | -0.1181 | -1253.1235 | 2245 | 991.8765 | 1109.9765 | 1109.9765
results120.txt | 6597 TUNA400 400.00 | -0.1083 | -1253.1235 | 2245 | 991.8765 | 1100.1765 | 1100.1765
results120.txt | 6596 TUNA220 220.00 | -0.1189 | -1253.1235 | 2245 | 991.8765 | 1110.7765 | 1110.7765
results120.txt | 6598 BOLANDERNA 220.00 | -0.1275 | -1253.1235 | 2245 | 991.8765 | 1119.3765 | 1119.3765
results120.txt | 6599 PLENNINGE 220.00 | -0.125 | -1253.1235 | 2245 | 991.8765 | 1116.8765 | 1116.8765
results120.txt | 6600 AKER 400.00 | -0.122 | -1253.1235 | 2245 | 991.8765 | 1113.8765 | 1113.8765
results120.txt | 6602 KOLBOTTEN400400.00 | -0.1116 | -1253.1235 | 2245 | 991.8765 | 1103.4765 | 1103.4765
results120.txt | 6601 KOLBOTTEN220220.00 | -0.1097 | -1253.1235 | 2245 | 991.8765 | 1101.5765 | 1101.5765
results120.txt | 6603 ODENSALA 400.00 | -0.1072 | -1253.1235 | 2245 | 991.8765 | 1099.0765 | 1099.0765
results120.txt | 6605 STOCKHOLM400400.00 | -0.1084 | -1253.1235 | 2245 | 991.8765 | 1100.2765 | 1100.2765
results120.txt | 6604 STOCKHOLM220220.00 | -0.1081 | -1253.1235 | 2245 | 991.8765 | 1099.9765 | 1099.9765
results120.txt | 6606 HALL 400.00 | -0.1134 | -1253.1235 | 2245 | 991.8765 | 1105.2765 | 1105.2765
results120.txt | 6608 EKUDDEN400 400.00 | -0.1132 | -1253.1235 | 2245 | 991.8765 | 1105.0765 | 1105.0765
results120.txt | 6607 EKUDDEN220 220.00 | -0.1073 | -1253.1235 | 2245 | 991.8765 | 1099.1765 | 1099.1765
results120.txt | 6609 SOLBERGA 220.00 | -0.1077 | -1253.1235 | 2245 | 991.8765 | 1099.5765 | 1099.5765
results120.txt | 6610 GRASKA 220.00 | -0.1294 | -1253.1235 | 2245 | 991.8765 | 1121.2765 | 1121.2765
results120.txt | 6611 HALLSTAVIK 220.00 | -0.129 | -1253.1235 | 2245 | 991.8765 | 1120.8765 | 1120.8765
results120.txt | 6613 MALSTA 220.00 | -0.1333 | -1253.1235 | 2245 | 991.8765 | 1125.1765 | 1125.1765
results120.txt | 6614 VALLENTUNA 220.00 | -0.1149 | -1253.1235 | 2245 | 991.8765 | 1106.7765 | 1106.7765
results120.txt | 6631 BASNA 400.00 | -0.1045 | -1253.1235 | 2245 | 991.8765 | 1096.3765 | 1096.3765
results120.txt | 6632 REPBACKEN 400.00 | -0.1044 | -1253.1235 | 2245 | 991.8765 | 1096.2765 | 1096.2765
results120.txt | 6633 DÖNJE 220.00 | -0.1377 | -1253.1235 | 2245 | 991.8765 | 1129.5765 | 1129.5765
results120.txt | 6634 OCKELBO 220.00 | -0.1139 | -1253.1235 | 2245 | 991.8765 | 1105.7765 | 1105.7765
results120.txt | 6635 HOFORS 220.00 | -0.1042 | -1253.1235 | 2245 | 991.8765 | 1096.0765 | 1096.0765
results120.txt | 6636 HORNDAL 220.00 | -0.1061 | -1253.1235 | 2245 | 991.8765 | 1097.9765 | 1097.9765
results120.txt | 6639 LINDBACKA400400.00 | -0.1078 | -1253.1235 | 2245 | 991.8765 | 1099.6765 | 1099.6765
results120.txt | 6638 LINDBACKA220220.00 | -0.1065 | -1253.1235 | 2245 | 991.8765 | 1098.3765 | 1098.3765
results120.txt | 6641 HALLSBERG400400.00 | -0.1099 | -1253.1235 | 2245 | 991.8765 | 1101.7765 | 1101.7765
results120.txt | 6640 HALLSBERG220220.00 | -0.1099 | -1253.1235 | 2245 | 991.8765 | 1101.7765 | 1101.7765
results120.txt | 6642 OSTANSJO 400.00 | -0.112 | -1253.1235 | 2245 | 991.8765 | 1103.8765 | 1103.8765
results120.txt | 6643 FINNSLATTEN 220.00 | -0.1069 | -1253.1235 | 2245 | 991.8765 | 1098.7765 | 1098.7765
results120.txt | 6644 HIMMETA 220.00 | -0.1143 | -1253.1235 | 2245 | 991.8765 | 1106.1765 | 1106.1765
results120.txt | 6645 AROSVERKET 220.00 | -0.1142 | -1253.1235 | 2245 | 991.8765 | 1106.0765 | 1106.0765
results120.txt | 6646 HEDENLUNDA 400.00 | -0.1268 | -1253.1235 | 2245 | 991.8765 | 1118.6765 | 1118.6765
results120.txt | 6647 MOSKOG 400.00 | 0.1372 | -1253.1235 | 2245 | 991.8765 | 854.6765 | 854.6765
results120.txt | 6648 HOYANGER 400.00 | 0.1447 | -1253.1235 | 2245 | 991.8765 | 847.1765 | 847.1765
results120.txt | 6649 REFSDAL 400.00 | 0.1611 | -1253.1235 | 2245 | 991.8765 | 830.7765 | 830.7765
results120.txt | 6650 HOVE 400.00 | 0.1597 | -1253.1235 | 2245 | 991.8765 | 832.1765 | 832.1765
results120.txt | 6651 MODALEN 400.00 | 0.1613 | -1253.1235 | 2245 | 991.8765 | 830.5765 | 830.5765
results120.txt | 6653 DALE 400.00 | 0.1609 | -1253.1235 | 2245 | 991.8765 | 830.9765 | 830.9765
results120.txt | 6654 EVANGER 400.00 | 0.1599 | -1253.1235 | 2245 | 991.8765 | 831.9765 | 831.9765
results120.txt | 6656 SAMNAGER400 400.00 | 0.1549 | -1253.1235 | 2245 | 991.8765 | 836.9765 | 836.9765
results120.txt | 6655 SAMNAGER300 400.00 | 0.155 | -1253.1235 | 2245 | 991.8765 | 836.8765 | 836.8765
results120.txt | 6657 JOSTEDAL 400.00 | 0.1686 | -1253.1235 | 2245 | 991.8765 | 823.2765 | 823.2765
results120.txt | 6658 LEIRDOLA 400.00 | 0.1675 | -1253.1235 | 2245 | 991.8765 | 824.3765 | 824.3765
results120.txt | 6659 ÅROY 400.00 | 0.1572 | -1253.1235 | 2245 | 991.8765 | 834.6765 | 834.6765
results120.txt | 6661 FARDAL400 400.00 | 0.1569 | -1253.1235 | 2245 | 991.8765 | 834.9765 | 834.9765
results120.txt | 6660 FARDAL300 400.00 | 0.1569 | -1253.1235 | 2245 | 991.8765 | 834.9765 | 834.9765
results120.txt | 6663 AURLAND400 400.00 | 0.1474 | -1253.1235 | 2245 | 991.8765 | 844.4765 | 844.4765
results120.txt | 6662 AURLAND200 400.00 | 0.1476 | -1253.1235 | 2245 | 991.8765 | 844.2765 | 844.2765
results120.txt | 6664 AURLAND2 400.00 | 0.1475 | -1253.1235 | 2245 | 991.8765 | 844.3765 | 844.3765
results120.txt | 6665 AURLAND3 400.00 | 0.1431 | -1253.1235 | 2245 | 991.8765 | 848.7765 | 848.7765
results120.txt | 6666 SKAGEN-FOTUN400.00 | 0.1732 | -1253.1235 | 2245 | 991.8765 | 818.6765 | 818.6765
results120.txt | 6667 BORGUND 301.00 | 0.1211 | -1253.1235 | 2245 | 991.8765 | 870.7765 | 870.7765
results120.txt | 6668 ELDFJORD 400.00 | 0.1497 | -1253.1235 | 2245 | 991.8765 | 842.1765 | 842.1765
results120.txt | 6669 HOL1 400.00 | 0.1289 | -1253.1235 | 2245 | 991.8765 | 862.9765 | 862.9765
results120.txt | 6670 HOL3 400.00 | 0.1239 | -1253.1235 | 2245 | 991.8765 | 867.9765 | 867.9765
results120.txt | 6671 HEMSIL1 301.00 | 0.1188 | -1253.1235 | 2245 | 991.8765 | 873.0765 | 873.0765
results120.txt | 6673 USTA400 400.00 | 0.1225 | -1253.1235 | 2245 | 991.8765 | 869.3765 | 869.3765
results120.txt | 6672 USTA300 400.00 | 0.1225 | -1253.1235 | 2245 | 991.8765 | 869.3765 | 869.3765
results120.txt | 6674 HUSNES 400.00 | 0.1439 | -1253.1235 | 2245 | 991.8765 | 847.9765 | 847.9765
results120.txt | 6676 HYDRO PURE S400.00 | 0.1504 | -1253.1235 | 2245 | 991.8765 | 841.4765 | 841.4765
results120.txt | 6675 MAURANGER 400.00 | 0.1504 | -1253.1235 | 2245 | 991.8765 | 841.4765 | 841.4765
results120.txt | 6677 BLÅFALL 400.00 | 0.1448 | -1253.1235 | 2245 | 991.8765 | 847.0765 | 847.0765
results120.txt | 6679 OKSLA 400.00 | 0.1495 | -1253.1235 | 2245 | 991.8765 | 842.3765 | 842.3765
results120.txt | 6680 ÅSEN 400.00 | 0.1495 | -1253.1235 | 2245 | 991.8765 | 842.3765 | 842.3765
results120.txt | 6682 SAUDA400 400.00 | 0.1412 | -1253.1235 | 2245 | 991.8765 | 850.6765 | 850.6765
results120.txt | 6681 SAUDA300 400.00 | 0.1413 | -1253.1235 | 2245 | 991.8765 | 850.5765 | 850.5765
results120.txt | 6683 HYLEN 400.00 | 0.1423 | -1253.1235 | 2245 | 991.8765 | 849.5765 | 849.5765
results120.txt | 6685 RÖDAL 400.00 | 0.1465 | -1253.1235 | 2245 | 991.8765 | 845.3765 | 845.3765
results120.txt | 6686 NOVLE 400.00 | 0.1467 | -1253.1235 | 2245 | 991.8765 | 845.1765 | 845.1765
results120.txt | 6687 ULLA-FORRE 400.00 | 0.1425 | -1253.1235 | 2245 | 991.8765 | 849.3765 | 849.3765
results120.txt | 6688 STOKKELAND 400.00 | 0.1269 | -1253.1235 | 2245 | 991.8765 | 864.9765 | 864.9765
results120.txt | 6690 HOG-JAERN400400.00 | 0.127 | -1253.1235 | 2245 | 991.8765 | 864.8765 | 864.8765
results120.txt | 6689 HOG-JAERN300400.00 | 0.127 | -1253.1235 | 2245 | 991.8765 | 864.8765 | 864.8765
results120.txt | 6691 SUBSTATION 400.00 | 0.1424 | -1253.1235 | 2245 | 991.8765 | 849.4765 | 849.4765
results120.txt | 6693 SATURDAL 400.00 | 0.1426 | -1253.1235 | 2245 | 991.8765 | 849.2765 | 849.2765
results120.txt | 6692 HYDRO MIXED 400.00 | 0.1429 | -1253.1235 | 2245 | 991.8765 | 848.9765 | 848.9765
results120.txt | 6694 FORRE 400.00 | 0.1263 | -1253.1235 | 2245 | 991.8765 | 865.5765 | 865.5765
results120.txt | 6695 KVILLDAL 400.00 | 0.1344 | -1253.1235 | 2245 | 991.8765 | 857.4765 | 857.4765
results120.txt | 6698 LYSE400 400.00 | 0.1366 | -1253.1235 | 2245 | 991.8765 | 855.2765 | 855.2765
results120.txt | 6697 LYSE300 400.00 | 0.1366 | -1253.1235 | 2245 | 991.8765 | 855.2765 | 855.2765
results120.txt | 6699 DUGE 301.00 | 0.1344 | -1253.1235 | 2245 | 991.8765 | 857.4765 | 857.4765
results120.txt | 6700 TJORHOM 400.00 | 0.1389 | -1253.1235 | 2245 | 991.8765 | 852.9765 | 852.9765
results120.txt | 6701 KVANNDAL 400.00 | 0.1399 | -1253.1235 | 2245 | 991.8765 | 851.9765 | 851.9765
results120.txt | 6702 KJELA 400.00 | 0.1357 | -1253.1235 | 2245 | 991.8765 | 856.1765 | 856.1765
results120.txt | 6703 SONGA 400.00 | 0.1291 | -1253.1235 | 2245 | 991.8765 | 862.7765 | 862.7765
results120.txt | 6704 VINJE 400.00 | 0.1283 | -1253.1235 | 2245 | 991.8765 | 863.5765 | 863.5765
results120.txt | 6705 HOLEN 400.00 | 0.1282 | -1253.1235 | 2245 | 991.8765 | 863.6765 | 863.6765
results120.txt | 6706 ROSKREPP 301.00 | 0.1338 | -1253.1235 | 2245 | 991.8765 | 858.0765 | 858.0765
results120.txt | 6707 KVINEN 301.00 | 0.1332 | -1253.1235 | 2245 | 991.8765 | 858.6765 | 858.6765
results120.txt | 6708 SOLHOLM300 400.00 | 0.1269 | -1253.1235 | 2245 | 991.8765 | 864.9765 | 864.9765
results120.txt | 6710 HEKNI 400.00 | 0.1284 | -1253.1235 | 2245 | 991.8765 | 863.4765 | 863.4765
results120.txt | 6711 TOKKE 400.00 | 0.1256 | -1253.1235 | 2245 | 991.8765 | 866.2765 | 866.2765
results120.txt | 6714 HEMSIL2 400.00 | 0.1127 | -1253.1235 | 2245 | 991.8765 | 879.1765 | 879.1765
results120.txt | 6715 NESBYEN 400.00 | 0.11 | -1253.1235 | 2245 | 991.8765 | 881.8765 | 881.8765
results120.txt | 6716 DAGALI 400.00 | 0.1169 | -1253.1235 | 2245 | 991.8765 | 874.9765 | 874.9765
results120.txt | 6722 VEMORK 400.00 | 0.1163 | -1253.1235 | 2245 | 991.8765 | 875.5765 | 875.5765
results120.txt | 6723 SÅHEIM 400.00 | 0.1075 | -1253.1235 | 2245 | 991.8765 | 884.3765 | 884.3765
results120.txt | 6724 NORE 400.00 | 0.1105 | -1253.1235 | 2245 | 991.8765 | 881.3765 | 881.3765
results120.txt | 6725 SUNDSBARM 400.00 | 0.1031 | -1253.1235 | 2245 | 991.8765 | 888.7765 | 888.7765
results120.txt | 6743 KOLLSNES 400.00 | 0.1576 | -1253.1235 | 2245 | 991.8765 | 834.2765 | 834.2765
results120.txt | 6745 SUBSTATION 400.00 | 0.1587 | -1253.1235 | 2245 | 991.8765 | 833.1765 | 833.1765
results120.txt | 6744 LINDÅS 400.00 | 0.1587 | -1253.1235 | 2245 | 991.8765 | 833.1765 | 833.1765
results120.txt | 6746 NYGARD 400.00 | 0.1576 | -1253.1235 | 2245 | 991.8765 | 834.2765 | 834.2765
results120.txt | 6747 ARNA 400.00 | 0.1584 | -1253.1235 | 2245 | 991.8765 | 833.4765 | 833.4765
results120.txt | 6748 BERGEN 400.00 | 0.1576 | -1253.1235 | 2245 | 991.8765 | 834.2765 | 834.2765
results120.txt | 6749 STORD 400.00 | 0.1421 | -1253.1235 | 2245 | 991.8765 | 849.7765 | 849.7765
results120.txt | 6751 SUBSTATION 301.00 | 0.14 | -1253.1235 | 2245 | 991.8765 | 851.8765 | 851.8765
results120.txt | 6750 HÅVIK 400.00 | 0.1398 | -1253.1235 | 2245 | 991.8765 | 852.0765 | 852.0765
results120.txt | 6752 SPANNE 400.00 | 0.1402 | -1253.1235 | 2245 | 991.8765 | 851.6765 | 851.6765
results120.txt | 6753 KÅRSTO 400.00 | 0.1383 | -1253.1235 | 2245 | 991.8765 | 853.5765 | 853.5765
results120.txt | 6754 STOLAHELA 400.00 | 0.1268 | -1253.1235 | 2245 | 991.8765 | 865.0765 | 865.0765
results120.txt | 6778 HIRVISUO 400.00 | -0.1174 | -1253.1235 | 2245 | 991.8765 | 1109.2765 | 1109.2765
results120.txt | 6779 UUSNIVALA 400.00 | -0.1396 | -1253.1235 | 2245 | 991.8765 | 1131.4765 | 1131.4765
results120.txt | 6780 ALAJÄRVI 400.00 | -0.1272 | -1253.1235 | 2245 | 991.8765 | 1119.0765 | 1119.0765
results120.txt | 6781 SEINÄJOKI 400.00 | -0.11 | -1253.1235 | 2245 | 991.8765 | 1101.8765 | 1101.8765
results120.txt | 6783 PETÄJÄV400 400.00 | -0.1233 | -1253.1235 | 2245 | 991.8765 | 1115.1765 | 1115.1765
results120.txt | 6782 PETÄJÄV220 220.00 | -0.1233 | -1253.1235 | 2245 | 991.8765 | 1115.1765 | 1115.1765
results120.txt | 6784 JÄMSÄ 220.00 | -0.1319 | -1253.1235 | 2245 | 991.8765 | 1123.7765 | 1123.7765
results120.txt | 6785 TOIVILA 400.00 | -0.1158 | -1253.1235 | 2245 | 991.8765 | 1107.6765 | 1107.6765
results120.txt | 6786 HAAPAVESI 220.00 | -0.108 | -1253.1235 | 2245 | 991.8765 | 1099.8765 | 1099.8765
results120.txt | 6787 VUOLIJOKI 400.00 | -0.1434 | -1253.1235 | 2245 | 991.8765 | 1135.2765 | 1135.2765
results120.txt | 6788 ALAPITKÄ 400.00 | -0.1449 | -1253.1235 | 2245 | 991.8765 | 1136.7765 | 1136.7765
results120.txt | 6789 VIHTAVUORI 400.00 | -0.1338 | -1253.1235 | 2245 | 991.8765 | 1125.6765 | 1125.6765
results120.txt | 6790 HUUTOKOSKI 400.00 | -0.1444 | -1253.1235 | 2245 | 991.8765 | 1136.2765 | 1136.2765
results120.txt | 6803 MOLIDEN 400.00 | -0.1091 | -1253.1235 | 2245 | 991.8765 | 1100.9765 | 1100.9765
results120.txt | 6809 STORNORRFORS400.00 | -0.1062 | -1253.1235 | 2245 | 991.8765 | 1098.0765 | 1098.0765
results120.txt | 6810 TUOVILA 400.00 | -0.1021 | -1253.1235 | 2245 | 991.8765 | 1093.9765 | 1093.9765
results120.txt | 6854 LJUSDAL 220.00 | -0.1562 | -1253.1235 | 2245 | 991.8765 | 1148.0765 | 1148.0765
results120.txt | 6907 DJUPTJÄRN 400.00 | -0.1628 | -1253.1235 | 2245 | 991.8765 | 1154.6765 | 1154.6765
results120.txt | 6908 KEMINMAA 220.00 | -0.1214 | -1253.1235 | 2245 | 991.8765 | 1113.2765 | 1113.2765
results120.txt | 6909 ISOHAARA 400.00 | -0.1387 | -1253.1235 | 2245 | 991.8765 | 1130.5765 | 1130.5765
results120.txt | 6910 SUBSTATION 400.00 | -0.139 | -1253.1235 | 2245 | 991.8765 | 1130.8765 | 1130.8765
results120.txt | 6911 JYLKKÄ 400.00 | -0.1276 | -1253.1235 | 2245 | 991.8765 | 1119.4765 | 1119.4765
results120.txt | 6912 VALAJASKO 220.00 | -0.1324 | -1253.1235 | 2245 | 991.8765 | 1124.2765 | 1124.2765
results120.txt | 6913 VANTTAUSKOSK220.00 | -0.1311 | -1253.1235 | 2245 | 991.8765 | 1122.9765 | 1122.9765
results120.txt | 6915 PIRITTIK400 400.00 | -0.1325 | -1253.1235 | 2245 | 991.8765 | 1124.3765 | 1124.3765
results120.txt | 6914 PIRITTK220 220.00 | -0.1333 | -1253.1235 | 2245 | 991.8765 | 1125.1765 | 1125.1765
results120.txt | 6916 SEITAKORVA 220.00 | -0.1281 | -1253.1235 | 2245 | 991.8765 | 1119.9765 | 1119.9765
results120.txt | 6917 ISOKANGAS 400.00 | -0.1316 | -1253.1235 | 2245 | 991.8765 | 1123.4765 | 1123.4765
results120.txt | 6918 PIKKARALA 400.00 | -0.1348 | -1253.1235 | 2245 | 991.8765 | 1126.6765 | 1126.6765
results120.txt | 6920 PYHÄNSEL400 400.00 | -0.1352 | -1253.1235 | 2245 | 991.8765 | 1127.0765 | 1127.0765
results120.txt | 6919 PYHÄNSEL220 220.00 | -0.1352 | -1253.1235 | 2245 | 991.8765 | 1127.0765 | 1127.0765
results120.txt | 6921 PYHÄKOSI 220.00 | -0.1154 | -1253.1235 | 2245 | 991.8765 | 1107.2765 | 1107.2765
results120.txt | 6922 UTANEN 220.00 | -0.1054 | -1253.1235 | 2245 | 991.8765 | 1097.2765 | 1097.2765
results120.txt | 6930 LETSI 400.00 | -0.1146 | -1253.1235 | 2245 | 991.8765 | 1106.4765 | 1106.4765
results120.txt | 6931 SVARTBYN 400.00 | -0.1443 | -1253.1235 | 2245 | 991.8765 | 1136.1765 | 1136.1765
results120.txt | 6933 RÅBÄCKEN 400.00 | -0.1259 | -1253.1235 | 2245 | 991.8765 | 1117.7765 | 1117.7765
results120.txt | 6990 ISONIEMI 220.00 | -0.1947 | -1253.1235 | 2245 | 991.8765 | 1186.5765 | 1186.5765
results120.txt | 6992 IVALO 220.00 | -0.2723 | -1253.1235 | 2245 | 991.8765 | 1264.1765 | 1264.1765
results120.txt | 6993 KUOLAJÄRVI 220.00 | -0.2046 | -1253.1235 | 2245 | 991.8765 | 1196.4765 | 1196.4765
results120.txt | 6994 VAJUKOSKI 220.00 | -0.2081 | -1253.1235 | 2245 | 991.8765 | 1199.9765 | 1199.9765
results120.txt | 6995 KOKKOSNIVA 220.00 | -0.1916 | -1253.1235 | 2245 | 991.8765 | 1183.4765 | 1183.4765
results120.txt | 6996 OFOTEN 400.00 | -0.1014 | -1253.1235 | 2245 | 991.8765 | 1093.2765 | 1093.2765
results120.txt | 6997 NARVIK 400.00 | -0.1076 | -1253.1235 | 2245 | 991.8765 | 1099.4765 | 1099.4765
results120.txt | 7000 VITAS 400.00 | -0.1269 | -1253.1235 | 2245 | 991.8765 | 1118.7765 | 1118.7765
results120.txt | 7001 SEITEVARE 400.00 | -0.1091 | -1253.1235 | 2245 | 991.8765 | 1100.9765 | 1100.9765
results120.txt | 7002 PORJUS 400.00 | -0.1127 | -1253.1235 | 2245 | 991.8765 | 1104.5765 | 1104.5765
results120.txt | 7003 HARSPÅNGET 400.00 | -0.1111 | -1253.1235 | 2245 | 991.8765 | 1102.9765 | 1102.9765
results120.txt | 7004 LIGGA 400.00 | -0.1143 | -1253.1235 | 2245 | 991.8765 | 1106.1765 | 1106.1765
results120.txt | 7005 MESSAURE 400.00 | -0.1155 | -1253.1235 | 2245 | 991.8765 | 1107.3765 | 1107.3765
results120.txt | 7010 VARANGERBOT 220.00 | -0.3307 | -1253.1235 | 2245 | 991.8765 | 1322.5765 | 1322.5765
results120.txt | 7017 HAMMERFEST 400.00 | -0.149 | -1253.1235 | 2245 | 991.8765 | 1140.8765 | 1140.8765
results120.txt | 7018 UTSJOKI 220.00 | -0.3195 | -1253.1235 | 2245 | 991.8765 | 1311.3765 | 1311.3765
results120.txt | 7019 BALSFJORD 400.00 | -0.1218 | -1253.1235 | 2245 | 991.8765 | 1113.6765 | 1113.6765
results120.txt | 7020 BARDUFOSS 400.00 | -0.1186 | -1253.1235 | 2245 | 991.8765 | 1110.4765 | 1110.4765
results120.txt | 7054 OSSAUSKOSKI 220.00 | -0.1234 | -1253.1235 | 2245 | 991.8765 | 1115.2765 | 1115.2765
results120.txt | 7056 PETÄJÄSKO 400.00 | -0.1307 | -1253.1235 | 2245 | 991.8765 | 1122.5765 | 1122.5765
results120.txt | 7055 PETÄJÄSKO 220.00 | -0.1299 | -1253.1235 | 2245 | 991.8765 | 1121.7765 | 1121.7765
results120.txt | 7062 RITSEM 400.00 | -0.1251 | -1253.1235 | 2245 | 991.8765 | 1116.9765 | 1116.9765
results120.txt | 8861 JOINT 400.00 | -0.1099 | -1253.1235 | 2245 | 991.8765 | 1101.7765 | 1101.7765
results120.txt | 8579 JOINT 220.00 | -0.1059 | -1253.1235 | 2245 | 991.8765 | 1097.7765 | 1097.7765
results120.txt | 8448 JOINT 400.00 | 0.1355 | -1253.1235 | 2245 | 991.8765 | 856.3765 | 856.3765
results120.txt | 8460 JOINT 400.00 | 0.1399 | -1253.1235 | 2245 | 991.8765 | 851.9765 | 851.9765
results120.txt | 7429 JOINT 220.00 | -0.1397 | -1253.1235 | 2245 | 991.8765 | 1131.5765 | 1131.5765
results120.txt | 7140 JOINT 220.00 | -0.3184 | -1253.1235 | 2245 | 991.8765 | 1310.2765 | 1310.2765
results120.txt | 8256 JOINT 400.00 | 0.893 | -1253.1235 | 2245 | 991.8765 | 98.8765 | 98.8765
results120.txt | 8845 JOINT 220.00 | -0.1124 | -1253.1235 | 2245 | 991.8765 | 1104.2765 | 1104.2765
results120.txt | 8611 JOINT 400.00 | 0.1386 | -1253.1235 | 2245 | 991.8765 | 853.2765 | 853.2765
results120.txt | 1052 BREARED 400.00 | -0.101 | -1253.1235 | 2245 | 991.8765 | 1092.8765 | 1092.8765
results120.txt | 1053 HÄRADSBO 400.00 | -0.106 | -1253.1235 | 2245 | 991.8765 | 1097.8765 | 1097.8765
results120.txt | 9001 SEIDAFJELL 400.00 | -0.1459 | -1253.1235 | 2245 | 991.8765 | 1137.7765 | 1137.7765
results120.txt | 9002 LEBSESBY 400.00 | -0.1467 | -1253.1235 | 2245 | 991.8765 | 1138.5765 | 1138.5765
results120.txt | 9003 HAMMERF 400.00 | -0.149 | -1253.1235 | 2245 | 991.8765 | 1140.8765 | 1140.8765
results120.txt | 9004 ALTA 400.00 | -0.1394 | -1253.1235 | 2245 | 991.8765 | 1131.2765 | 1131.2765
results120.txt | 9005 BERGHEIM 400.00 | -0.1304 | -1253.1235 | 2245 | 991.8765 | 1122.2765 | 1122.2765
results120.txt | 9009 ALFOTEN 400.00 | 0.1052 | -1253.1235 | 2245 | 991.8765 | 886.6765 | 886.6765
results120.txt | 9010 HAUGSVAER 400.00 | 0.1602 | -1253.1235 | 2245 | 991.8765 | 831.6765 | 831.6765
results120.txt | 9011 STEINSLAND 400.00 | 0.1612 | -1253.1235 | 2245 | 991.8765 | 830.6765 | 830.6765
results120.txt | 9014 HONNA 400.00 | 0.1205 | -1253.1235 | 2245 | 991.8765 | 871.3765 | 871.3765
results120.txt | 9401 HAGESKRUV 400.00 | -0.1414 | -1253.1235 | 2245 | 991.8765 | 1133.2765 | 1133.2765
results120.txt | 9405 GRÖNVIKEN 400.00 | -0.1043 | -1253.1235 | 2245 | 991.8765 | 1096.1765 | 1096.1765
results120.txt | 9408 HÄLLBERGET 400.00 | -0.1198 | -1253.1235 | 2245 | 991.8765 | 1111.6765 | 1111.6765
results120.txt | 9409 TROLLTJÄRN 400.00 | -0.1172 | -1253.1235 | 2245 | 991.8765 | 1109.0765 | 1109.0765
results120.txt | 9301 KEMIJÄRVI 220.00 | -0.1451 | -1253.1235 | 2245 | 991.8765 | 1136.9765 | 1136.9765
results120.txt | 9302 KEMINMAA 400.00 | -0.125 | -1253.1235 | 2245 | 991.8765 | 1116.8765 | 1116.8765
results120.txt | 9304 LUMIJÄRVI 400.00 | -0.1287 | -1253.1235 | 2245 | 991.8765 | 1120.5765 | 1120.5765
results120.txt | 9303 MUSALA 400.00 | -0.1082 | -1253.1235 | 2245 | 991.8765 | 1100.0765 | 1100.0765
results120.txt | 9307 KONTIOLAHTI 400.00 | -0.139 | -1253.1235 | 2245 | 991.8765 | 1130.8765 | 1130.8765
results120.txt | 9308 ORIMATTILAN 400.00 | -0.111 | -1253.1235 | 2245 | 991.8765 | 1102.8765 | 1102.8765
results120.txt | 9410 HORNDAL 400.00 | -0.1042 | -1253.1235 | 2245 | 991.8765 | 1096.0765 | 1096.0765
results120.txt | 9411 MUNGA 400.00 | -0.1056 | -1253.1235 | 2245 | 991.8765 | 1097.4765 | 1097.4765
results120.txt | 9015 HEMSIL300 301.00 | 0.1127 | -1253.1235 | 2245 | 991.8765 | 879.1765 | 879.1765
results120.txt | 9019 SAUDA 301.00 | 0.1409 | -1253.1235 | 2245 | 991.8765 | 850.9765 | 850.9765
results120.txt | 9020 LYSE 301.00 | 0.134 | -1253.1235 | 2245 | 991.8765 | 857.8765 | 857.8765
results120.txt | 9021 FJOTLAND 301.00 | 0.1296 | -1253.1235 | 2245 | 991.8765 | 862.2765 | 862.2765
results121.txt | PTI INTERACTIVE POWER SYSTEM SIMULATOR--PSS(R)E MON, MAY 29 2023 |  | -577.7081 | 1571.5 | 993.792
results121.txt | SENSITIVITY FACTORS ARE CALCULATED WITH AC |  | -577.7081 | 1571.5 | 993.792
results121.txt | SUBSYSTEM 'RESERV' IS USED FOR OPPOSING SYSTEM FOR MW POWER |  | -577.7081 | 1571.5 | 993.792
results121.txt | SENSITIVITY FACTORS OF BRANCH FLOW (MVA) ON 6589 DANNEBO 400.00 TO 6591 FORSMARK 400.00 1 MORE THAN | 0.1 | -577.7081 | 1571.5 | 993.792 | 893.7919 | 893.7919
results121.txt | <--------- BUS NAME --------> |  | -577.7081 | 1571.5 | 993.792
results121.txt | 6589 DANNEBO 400.00 | -1.0088 | -577.7081 | 1571.5 | 993.792 | 1140.4081 | 1140.4081
results122.txt | PTI INTERACTIVE POWER SYSTEM SIMULATOR--PSS(R)E MON, MAY 29 2023 |  | 575.3912 | 1571.5 | 996.1088
results122.txt | SENSITIVITY FACTORS ARE CALCULATED WITH AC |  | 575.3912 | 1571.5 | 996.1088
results122.txt | SUBSYSTEM 'RESERV' IS USED FOR OPPOSING SYSTEM FOR MW POWER |  | 575.3912 | 1571.5 | 996.1088
results122.txt | SENSITIVITY FACTORS OF BRANCH FLOW (MVA) ON 6569 KORIA 400.00 TO 6573 YLLIKKÄLÄ 400.00 2 MORE THAN | 0.1 | 575.3912 | 1571.5 | 996.1088 | 896.1088 | 896.1088
results122.txt | <--------- BUS NAME --------> |  | 575.3912 | 1571.5 | 996.1088
results122.txt | 6571 VISULAHTI 400.00 | -0.3163 | 575.3912 | 1571.5 | 996.1088 | 1312.4088 | 1312.4088
results122.txt | 6545 HUITTINEN 400.00 | 0.1828 | 575.3912 | 1571.5 | 996.1088 | 813.3088 | 813.3088
results122.txt | 6572 KYMI 400.00 | 0.3589 | 575.3912 | 1571.5 | 996.1088 | 637.2088 | 637.2088
results122.txt | 6546 SALO 400.00 | 0.2133 | 575.3912 | 1571.5 | 996.1088 | 782.8088 | 782.8088
results122.txt | 6547 FORSSA 400.00 | 0.2072 | 575.3912 | 1571.5 | 996.1088 | 788.9088 | 788.9088
results122.txt | 6548 KANGASALA 400.00 | 0.1639 | 575.3912 | 1571.5 | 996.1088 | 832.2088 | 832.2088
results122.txt | 6549 LAVIANVOURI 400.00 | 0.1865 | 575.3912 | 1571.5 | 996.1088 | 809.6088 | 809.6088
results122.txt | 6550 KOPULA 400.00 | 0.2451 | 575.3912 | 1571.5 | 996.1088 | 751.0088 | 751.0088
results122.txt | 6551 HIKIÄ 400.00 | 0.2387 | 575.3912 | 1571.5 | 996.1088 | 757.4088 | 757.4088
results122.txt | 6552 TAMMISTO 400.00 | 0.2534 | 575.3912 | 1571.5 | 996.1088 | 742.7088 | 742.7088
results122.txt | 6553 NURMIJÄRVI 400.00 | 0.2643 | 575.3912 | 1571.5 | 996.1088 | 731.8088 | 731.8088
results122.txt | 6554 LÄNSISALMI 400.00 | 0.2668 | 575.3912 | 1571.5 | 996.1088 | 729.3088 | 729.3088
results122.txt | 6555 INKOO 400.00 | 0.232 | 575.3912 | 1571.5 | 996.1088 | 764.1088 | 764.1088
results122.txt | 6556 ESPOO 400.00 | 0.2462 | 575.3912 | 1571.5 | 996.1088 | 749.9088 | 749.9088
results122.txt | 6567 ANTTILA 400.00 | 0.2893 | 575.3912 | 1571.5 | 996.1088 | 706.8088 | 706.8088
results122.txt | 6569 KORIA 400.00 | 0.3796 | 575.3912 | 1571.5 | 996.1088 | 616.5088 | 616.5088
results122.txt | 6570 LOVIISA 400.00 | 0.3201 | 575.3912 | 1571.5 | 996.1088 | 676.0088 | 676.0088
results122.txt | 6573 YLLIKKÄLÄ 400.00 | -0.4245 | 575.3912 | 1571.5 | 996.1088 | 1420.6088 | 1420.6088
results122.txt | 6615 TAHKOLUOTO 400.00 | 0.1614 | 575.3912 | 1571.5 | 996.1088 | 834.7088 | 834.7088
results122.txt | 6617 OLKILUOTO 400.00 | 0.173 | 575.3912 | 1571.5 | 996.1088 | 823.1088 | 823.1088
results122.txt | 6618 RAUMA 400.00 | 0.1745 | 575.3912 | 1571.5 | 996.1088 | 821.6088 | 821.6088
results122.txt | 6619 ULVILA 400.00 | 0.1627 | 575.3912 | 1571.5 | 996.1088 | 833.4088 | 833.4088
results122.txt | 6621 LIETO 400.00 | 0.2038 | 575.3912 | 1571.5 | 996.1088 | 792.3088 | 792.3088
results122.txt | 6785 TOIVILA 400.00 | 0.1306 | 575.3912 | 1571.5 | 996.1088 | 865.5088 | 865.5088
results122.txt | 6788 ALAPITKÄ 400.00 | -0.1333 | 575.3912 | 1571.5 | 996.1088 | 1129.4088 | 1129.4088
results122.txt | 6790 HUUTOKOSKI 400.00 | -0.1822 | 575.3912 | 1571.5 | 996.1088 | 1178.3088 | 1178.3088
results122.txt | 6811 KRSITINESTAD400.00 | 0.1323 | 575.3912 | 1571.5 | 996.1088 | 863.8088 | 863.8088
results122.txt | 9305 KÄRPPIÖN 400.00 | 0.1211 | 575.3912 | 1571.5 | 996.1088 | 875.0088 | 875.0088
results122.txt | 9306 HONKAJOEN 400.00 | 0.1496 | 575.3912 | 1571.5 | 996.1088 | 846.5088 | 846.5088
results122.txt | 9307 KONTIOLAHTI 400.00 | -0.1569 | 575.3912 | 1571.5 | 996.1088 | 1153.0088 | 1153.0088
results122.txt | 9308 ORIMATTILAN 400.00 | 0.3082 | 575.3912 | 1571.5 | 996.1088 | 687.9088 | 687.9088
results122.txt | 9309 NAANTALINSAL400.00 | 0.2038 | 575.3912 | 1571.5 | 996.1088 | 792.3088 | 792.3088
results123.txt | PTI INTERACTIVE POWER SYSTEM SIMULATOR--PSS(R)E MON, MAY 29 2023 |  | -574.6623 | 1571.5 | 996.8377
results123.txt | SENSITIVITY FACTORS ARE CALCULATED WITH AC |  | -574.6623 | 1571.5 | 996.8377
results123.txt | SUBSYSTEM 'RESERV' IS USED FOR OPPOSING SYSTEM FOR MW POWER |  | -574.6623 | 1571.5 | 996.8377
results123.txt | SENSITIVITY FACTORS OF BRANCH FLOW (MVA) ON 6307 KILANDA 400.00 TO 6630 BORGVIK 400.00 4 MORE THAN | 0.1 | -574.6623 | 1571.5 | 996.8377 | 896.8377 | 896.8377
results123.txt | <--------- BUS NAME --------> |  | -574.6623 | 1571.5 | 996.8377
results123.txt | 5624 HERSLEV 400.00 | -0.1248 | -574.6623 | 1571.5 | 996.8377 | 1121.6377 | 1121.6377
results123.txt | 5642 HOVEGARD 400.00 | -0.1247 | -574.6623 | 1571.5 | 996.8377 | 1121.5377 | 1121.5377
results123.txt | 5646 BJAEVERSKOV4400.00 | -0.1246 | -574.6623 | 1571.5 | 996.8377 | 1121.4377 | 1121.4377
results123.txt | 5645 BJAEVERSKOV2220.00 | -0.1244 | -574.6623 | 1571.5 | 996.8377 | 1121.2377 | 1121.2377
results123.txt | 5657 ISHOJ400 400.00 | -0.1247 | -574.6623 | 1571.5 | 996.8377 | 1121.5377 | 1121.5377
results123.txt | 5656 ISHOJ220 220.00 | -0.1249 | -574.6623 | 1571.5 | 996.8377 | 1121.7377 | 1121.7377
results123.txt | 5660 AVEDOREVERK 400.00 | -0.1247 | -574.6623 | 1571.5 | 996.8377 | 1121.5377 | 1121.5377
results123.txt | 5662 ORSTEDSVERKE400.00 | -0.1249 | -574.6623 | 1571.5 | 996.8377 | 1121.7377 | 1121.7377
results123.txt | 5671 SEGE 400.00 | -0.112 | -574.6623 | 1571.5 | 996.8377 | 1108.8377 | 1108.8377
results123.txt | 5672 ARRIE 400.00 | -0.112 | -574.6623 | 1571.5 | 996.8377 | 1108.8377 | 1108.8377
results123.txt | 5673 KRUSEBERG 400.00 | -0.112 | -574.6623 | 1571.5 | 996.8377 | 1108.8377 | 1108.8377
results123.txt | 5676 WIND FARM 220.00 | -0.1226 | -574.6623 | 1571.5 | 996.8377 | 1119.4377 | 1119.4377
results123.txt | 5845 ASNAESVERK 400.00 | -0.1247 | -574.6623 | 1571.5 | 996.8377 | 1121.5377 | 1121.5377
results123.txt | 6306 TROLLHATTAN 400.00 | -0.1003 | -574.6623 | 1571.5 | 996.8377 | 1097.1377 | 1097.1377
results123.txt | 6307 KILANDA 400.00 | -0.1736 | -574.6623 | 1571.5 | 996.8377 | 1170.4377 | 1170.4377
results123.txt | 6308 HISINGEN 400.00 | -0.1729 | -574.6623 | 1571.5 | 996.8377 | 1169.7377 | 1169.7377
results123.txt | 6309 STENKULLEN 400.00 | -0.1342 | -574.6623 | 1571.5 | 996.8377 | 1131.0377 | 1131.0377
results123.txt | 6311 LINDOME 400.00 | -0.1335 | -574.6623 | 1571.5 | 996.8377 | 1130.3377 | 1130.3377
results123.txt | 6312 RINGHALS 400.00 | -0.1318 | -574.6623 | 1571.5 | 996.8377 | 1128.6377 | 1128.6377
results123.txt | 6313 STROMMA 400.00 | -0.1325 | -574.6623 | 1571.5 | 996.8377 | 1129.3377 | 1129.3377
results123.txt | 6315 HORRED 400.00 | -0.1328 | -574.6623 | 1571.5 | 996.8377 | 1129.6377 | 1129.6377
results123.txt | 6316 UDDEBO 400.00 | -0.123 | -574.6623 | 1571.5 | 996.8377 | 1119.8377 | 1119.8377
results123.txt | 6319 KYNDBYVERKER400.00 | -0.1246 | -574.6623 | 1571.5 | 996.8377 | 1121.4377 | 1121.4377
results123.txt | 6324 GORLOSEGARD 400.00 | -0.1242 | -574.6623 | 1571.5 | 996.8377 | 1121.0377 | 1121.0377
results123.txt | 6330 GELNTEGARD2 400.00 | -0.1252 | -574.6623 | 1571.5 | 996.8377 | 1122.0377 | 1122.0377
results123.txt | 6334 GLENTEGARD 400.00 | -0.1253 | -574.6623 | 1571.5 | 996.8377 | 1122.1377 | 1122.1377
results123.txt | 6335 SODERASEN 400.00 | -0.1229 | -574.6623 | 1571.5 | 996.8377 | 1119.7377 | 1119.7377
results123.txt | 6337 BARSEBACK 400.00 | -0.1135 | -574.6623 | 1571.5 | 996.8377 | 1110.3377 | 1110.3377
results123.txt | 6338 HURVA 400.00 | -0.1089 | -574.6623 | 1571.5 | 996.8377 | 1105.7377 | 1105.7377
results123.txt | 6342 TENHULT 400.00 | -0.1007 | -574.6623 | 1571.5 | 996.8377 | 1097.5377 | 1097.5377
results123.txt | 6630 BORGVIK 400.00 | 0.1003 | -574.6623 | 1571.5 | 996.8377 | 896.5377 | 896.5377
results123.txt | 7429 JOINT 220.00 | -0.1228 | -574.6623 | 1571.5 | 996.8377 | 1119.6377 | 1119.6377
results123.txt | 1052 BREARED 400.00 | -0.1283 | -574.6623 | 1571.5 | 996.8377 | 1125.1377 | 1125.1377
results123.txt | 1053 HÄRADSBO 400.00 | -0.1282 | -574.6623 | 1571.5 | 996.8377 | 1125.0377 | 1125.0377
results123.txt | 9402 INGELKÄRR 400.00 | -0.1171 | -574.6623 | 1571.5 | 996.8377 | 1113.9377 | 1113.9377
results124.txt | PTI INTERACTIVE POWER SYSTEM SIMULATOR--PSS(R)E MON, MAY 29 2023 |  | -1245.0343 | 2245 | 999.9657
results124.txt | SENSITIVITY FACTORS ARE CALCULATED WITH AC |  | -1245.0343 | 2245 | 999.9657
results124.txt | SUBSYSTEM 'RESERV' IS USED FOR OPPOSING SYSTEM FOR MW POWER |  | -1245.0343 | 2245 | 999.9657
results124.txt | SENSITIVITY FACTORS OF BRANCH FLOW (MVA) ON 6862 SURNA 400.00 TO 6872 AURA2300 400.00 6 MORE THAN | 0.1 | -1245.0343 | 2245 | 999.9657 | 899.9657 | 899.9657
results124.txt | <--------- BUS NAME --------> |  | -1245.0343 | 2245 | 999.9657
results124.txt | 6647 MOSKOG 400.00 | 0.1168 | -1245.0343 | 2245 | 999.9657 | 883.1657 | 883.1657
results124.txt | 6648 HOYANGER 400.00 | 0.1061 | -1245.0343 | 2245 | 999.9657 | 893.8657 | 893.8657
results124.txt | 6712 OVREVINSTRA 400.00 | 0.1564 | -1245.0343 | 2245 | 999.9657 | 843.5657 | 843.5657
results124.txt | 6713 NEDREVINSTRA400.00 | 0.1098 | -1245.0343 | 2245 | 999.9657 | 890.1657 | 890.1657
results124.txt | 6717 NEDREVINSTRA400.00 | 0.1098 | -1245.0343 | 2245 | 999.9657 | 890.1657 | 890.1657
results124.txt | 6718 FÅBERG 400.00 | 0.111 | -1245.0343 | 2245 | 999.9657 | 888.9657 | 888.9657
results124.txt | 6812 OGNDAL 400.00 | -0.1793 | -1245.0343 | 2245 | 999.9657 | 1179.2657 | 1179.2657
results124.txt | 6814 VERDAL400 400.00 | -0.1806 | -1245.0343 | 2245 | 999.9657 | 1180.5657 | 1180.5657
results124.txt | 6813 VERDAL300 400.00 | -0.1806 | -1245.0343 | 2245 | 999.9657 | 1180.5657 | 1180.5657
results124.txt | 6815 HÖGÅSEN 400.00 | -0.1039 | -1245.0343 | 2245 | 999.9657 | 1103.8657 | 1103.8657
results124.txt | 6872 AURA2300 400.00 | 0.2553 | -1245.0343 | 2245 | 999.9657 | 744.6657 | 744.6657
results124.txt | 6855 FRAERNA 400.00 | 0.2462 | -1245.0343 | 2245 | 999.9657 | 753.7657 | 753.7657
results124.txt | 6856 ORSKOG 400.00 | 0.2145 | -1245.0343 | 2245 | 999.9657 | 785.4657 | 785.4657
results124.txt | 6857 ORSTA 400.00 | 0.1919 | -1245.0343 | 2245 | 999.9657 | 808.0657 | 808.0657
results124.txt | 6858 ISTAD 400.00 | 0.2462 | -1245.0343 | 2245 | 999.9657 | 753.7657 | 753.7657
results124.txt | 6859 AURA1 400.00 | 0.2525 | -1245.0343 | 2245 | 999.9657 | 747.4657 | 747.4657
results124.txt | 6860 GRYTTEN 400.00 | 0.238 | -1245.0343 | 2245 | 999.9657 | 761.9657 | 761.9657
results124.txt | 6861 SNILLDAL 400.00 | -0.2211 | -1245.0343 | 2245 | 999.9657 | 1221.0657 | 1221.0657
results124.txt | 6862 SURNA 400.00 | -0.2285 | -1245.0343 | 2245 | 999.9657 | 1228.4657 | 1228.4657
results124.txt | 6863 HOFSTAD 400.00 | -0.195 | -1245.0343 | 2245 | 999.9657 | 1194.9657 | 1194.9657
results124.txt | 6864 ÅFJORD 400.00 | -0.2078 | -1245.0343 | 2245 | 999.9657 | 1207.7657 | 1207.7657
results124.txt | 6866 ORKDAL400 400.00 | -0.2021 | -1245.0343 | 2245 | 999.9657 | 1202.0657 | 1202.0657
results124.txt | 6865 ORKDAL300 400.00 | -0.2021 | -1245.0343 | 2245 | 999.9657 | 1202.0657 | 1202.0657
results124.txt | 6867 STRINDA 400.00 | -0.184 | -1245.0343 | 2245 | 999.9657 | 1183.9657 | 1183.9657
results124.txt | 6869 KLAEBU400 400.00 | -0.1844 | -1245.0343 | 2245 | 999.9657 | 1184.3657 | 1184.3657
results124.txt | 6868 KLAEBU300 400.00 | -0.1844 | -1245.0343 | 2245 | 999.9657 | 1184.3657 | 1184.3657
results124.txt | 6871 EIDUM400 400.00 | -0.1832 | -1245.0343 | 2245 | 999.9657 | 1183.1657 | 1183.1657
results124.txt | 6870 EIDUM300 400.00 | -0.1832 | -1245.0343 | 2245 | 999.9657 | 1183.1657 | 1183.1657
results124.txt | 6874 VÅGÅMO 400.00 | 0.1909 | -1245.0343 | 2245 | 999.9657 | 809.0657 | 809.0657
results124.txt | 6936 NEDRERÖS400 400.00 | -0.1438 | -1245.0343 | 2245 | 999.9657 | 1143.7657 | 1143.7657
results124.txt | 6935 NEDRERÖS300 400.00 | -0.1439 | -1245.0343 | 2245 | 999.9657 | 1143.8657 | 1143.8657
results124.txt | 6934 NEDRERÖS220 220.00 | -0.1278 | -1245.0343 | 2245 | 999.9657 | 1127.7657 | 1127.7657
results124.txt | 6937 MARKA 400.00 | -0.1492 | -1245.0343 | 2245 | 999.9657 | 1149.1657 | 1149.1657
results124.txt | 6938 NAMSOS 400.00 | -0.1759 | -1245.0343 | 2245 | 999.9657 | 1175.8657 | 1175.8657
results124.txt | 6939 KOLSVIK 400.00 | -0.1603 | -1245.0343 | 2245 | 999.9657 | 1160.2657 | 1160.2657
results124.txt | 6940 NAMSKOGEN 400.00 | -0.1605 | -1245.0343 | 2245 | 999.9657 | 1160.4657 | 1160.4657
results124.txt | 6942 TUNNSJO400 400.00 | -0.1647 | -1245.0343 | 2245 | 999.9657 | 1164.6657 | 1164.6657
results124.txt | 6941 TUNNSJO300 400.00 | -0.1647 | -1245.0343 | 2245 | 999.9657 | 1164.6657 | 1164.6657
results124.txt | 6944 RANA 400.00 | -0.1404 | -1245.0343 | 2245 | 999.9657 | 1140.3657 | 1140.3657
results124.txt | 6945 GEJMÅN 220.00 | -0.103 | -1245.0343 | 2245 | 999.9657 | 1102.9657 | 1102.9657
results124.txt | 6996 OFOTEN 400.00 | -0.1048 | -1245.0343 | 2245 | 999.9657 | 1104.7657 | 1104.7657
results124.txt | 6997 NARVIK 400.00 | -0.1051 | -1245.0343 | 2245 | 999.9657 | 1105.0657 | 1105.0657
results124.txt | 7006 SVARTISEN 400.00 | -0.134 | -1245.0343 | 2245 | 999.9657 | 1133.9657 | 1133.9657
results124.txt | 7007 KOBBELV 400.00 | -0.1155 | -1245.0343 | 2245 | 999.9657 | 1115.4657 | 1115.4657
results124.txt | 7008 SALTEN 400.00 | -0.1198 | -1245.0343 | 2245 | 999.9657 | 1119.7657 | 1119.7657
results124.txt | 7017 HAMMERFEST 400.00 | -0.1075 | -1245.0343 | 2245 | 999.9657 | 1107.4657 | 1107.4657
results124.txt | 7019 BALSFJORD 400.00 | -0.1059 | -1245.0343 | 2245 | 999.9657 | 1105.8657 | 1105.8657
results124.txt | 7020 BARDUFOSS 400.00 | -0.1058 | -1245.0343 | 2245 | 999.9657 | 1105.7657 | 1105.7657
results124.txt | 7061 NEA 400.00 | -0.1404 | -1245.0343 | 2245 | 999.9657 | 1140.3657 | 1140.3657
results124.txt | 7799 JOINT 220.00 | -0.1031 | -1245.0343 | 2245 | 999.9657 | 1103.0657 | 1103.0657
results124.txt | 9001 SEIDAFJELL 400.00 | -0.1073 | -1245.0343 | 2245 | 999.9657 | 1107.2657 | 1107.2657
results124.txt | 9002 LEBSESBY 400.00 | -0.1074 | -1245.0343 | 2245 | 999.9657 | 1107.3657 | 1107.3657
results124.txt | 9003 HAMMERF 400.00 | -0.1075 | -1245.0343 | 2245 | 999.9657 | 1107.4657 | 1107.4657
results124.txt | 9004 ALTA 400.00 | -0.107 | -1245.0343 | 2245 | 999.9657 | 1106.9657 | 1106.9657
results124.txt | 9005 BERGHEIM 400.00 | -0.1064 | -1245.0343 | 2245 | 999.9657 | 1106.3657 | 1106.3657
results124.txt | 9006 TROFORS 400.00 | -0.1526 | -1245.0343 | 2245 | 999.9657 | 1152.5657 | 1152.5657
results124.txt | 9007 TJELDBERGO 400.00 | -0.225 | -1245.0343 | 2245 | 999.9657 | 1224.9657 | 1224.9657
results124.txt | 9008 SYLKKYVELN 400.00 | 0.2046 | -1245.0343 | 2245 | 999.9657 | 795.3657 | 795.3657
results124.txt | 9009 ALFOTEN 400.00 | 0.1577 | -1245.0343 | 2245 | 999.9657 | 842.2657 | 842.2657
results125.txt | PTI INTERACTIVE POWER SYSTEM SIMULATOR--PSS(R)E MON, MAY 29 2023 |  | -1245.0343 | 2245 | 999.9657
results125.txt | SENSITIVITY FACTORS ARE CALCULATED WITH AC |  | -1245.0343 | 2245 | 999.9657
results125.txt | SUBSYSTEM 'RESERV' IS USED FOR OPPOSING SYSTEM FOR MW POWER |  | -1245.0343 | 2245 | 999.9657
results125.txt | SENSITIVITY FACTORS OF BRANCH FLOW (MVA) ON 6862 SURNA 400.00 TO 6872 AURA2300 400.00 7 MORE THAN | 0.1 | -1245.0343 | 2245 | 999.9657 | 899.9657 | 899.9657
results125.txt | <--------- BUS NAME --------> |  | -1245.0343 | 2245 | 999.9657
results125.txt | 6647 MOSKOG 400.00 | 0.1168 | -1245.0343 | 2245 | 999.9657 | 883.1657 | 883.1657
results125.txt | 6648 HOYANGER 400.00 | 0.1061 | -1245.0343 | 2245 | 999.9657 | 893.8657 | 893.8657
results125.txt | 6712 OVREVINSTRA 400.00 | 0.1564 | -1245.0343 | 2245 | 999.9657 | 843.5657 | 843.5657
results125.txt | 6713 NEDREVINSTRA400.00 | 0.1098 | -1245.0343 | 2245 | 999.9657 | 890.1657 | 890.1657
results125.txt | 6717 NEDREVINSTRA400.00 | 0.1098 | -1245.0343 | 2245 | 999.9657 | 890.1657 | 890.1657
results125.txt | 6718 FÅBERG 400.00 | 0.111 | -1245.0343 | 2245 | 999.9657 | 888.9657 | 888.9657
results125.txt | 6812 OGNDAL 400.00 | -0.1793 | -1245.0343 | 2245 | 999.9657 | 1179.2657 | 1179.2657
results125.txt | 6814 VERDAL400 400.00 | -0.1806 | -1245.0343 | 2245 | 999.9657 | 1180.5657 | 1180.5657
results125.txt | 6813 VERDAL300 400.00 | -0.1806 | -1245.0343 | 2245 | 999.9657 | 1180.5657 | 1180.5657
results125.txt | 6815 HÖGÅSEN 400.00 | -0.1039 | -1245.0343 | 2245 | 999.9657 | 1103.8657 | 1103.8657
results125.txt | 6872 AURA2300 400.00 | 0.2553 | -1245.0343 | 2245 | 999.9657 | 744.6657 | 744.6657
results125.txt | 6855 FRAERNA 400.00 | 0.2462 | -1245.0343 | 2245 | 999.9657 | 753.7657 | 753.7657
results125.txt | 6856 ORSKOG 400.00 | 0.2145 | -1245.0343 | 2245 | 999.9657 | 785.4657 | 785.4657
results125.txt | 6857 ORSTA 400.00 | 0.1919 | -1245.0343 | 2245 | 999.9657 | 808.0657 | 808.0657
results125.txt | 6858 ISTAD 400.00 | 0.2462 | -1245.0343 | 2245 | 999.9657 | 753.7657 | 753.7657
results125.txt | 6859 AURA1 400.00 | 0.2525 | -1245.0343 | 2245 | 999.9657 | 747.4657 | 747.4657
results125.txt | 6860 GRYTTEN 400.00 | 0.238 | -1245.0343 | 2245 | 999.9657 | 761.9657 | 761.9657
results125.txt | 6861 SNILLDAL 400.00 | -0.2211 | -1245.0343 | 2245 | 999.9657 | 1221.0657 | 1221.0657
results125.txt | 6862 SURNA 400.00 | -0.2285 | -1245.0343 | 2245 | 999.9657 | 1228.4657 | 1228.4657
results125.txt | 6863 HOFSTAD 400.00 | -0.195 | -1245.0343 | 2245 | 999.9657 | 1194.9657 | 1194.9657
results125.txt | 6864 ÅFJORD 400.00 | -0.2078 | -1245.0343 | 2245 | 999.9657 | 1207.7657 | 1207.7657
results125.txt | 6866 ORKDAL400 400.00 | -0.2021 | -1245.0343 | 2245 | 999.9657 | 1202.0657 | 1202.0657
results125.txt | 6865 ORKDAL300 400.00 | -0.2021 | -1245.0343 | 2245 | 999.9657 | 1202.0657 | 1202.0657
results125.txt | 6867 STRINDA 400.00 | -0.184 | -1245.0343 | 2245 | 999.9657 | 1183.9657 | 1183.9657
results125.txt | 6869 KLAEBU400 400.00 | -0.1844 | -1245.0343 | 2245 | 999.9657 | 1184.3657 | 1184.3657
results125.txt | 6868 KLAEBU300 400.00 | -0.1844 | -1245.0343 | 2245 | 999.9657 | 1184.3657 | 1184.3657
results125.txt | 6871 EIDUM400 400.00 | -0.1832 | -1245.0343 | 2245 | 999.9657 | 1183.1657 | 1183.1657
results125.txt | 6870 EIDUM300 400.00 | -0.1832 | -1245.0343 | 2245 | 999.9657 | 1183.1657 | 1183.1657
results125.txt | 6874 VÅGÅMO 400.00 | 0.1909 | -1245.0343 | 2245 | 999.9657 | 809.0657 | 809.0657
results125.txt | 6936 NEDRERÖS400 400.00 | -0.1438 | -1245.0343 | 2245 | 999.9657 | 1143.7657 | 1143.7657
results125.txt | 6935 NEDRERÖS300 400.00 | -0.1439 | -1245.0343 | 2245 | 999.9657 | 1143.8657 | 1143.8657
results125.txt | 6934 NEDRERÖS220 220.00 | -0.1278 | -1245.0343 | 2245 | 999.9657 | 1127.7657 | 1127.7657
results125.txt | 6937 MARKA 400.00 | -0.1492 | -1245.0343 | 2245 | 999.9657 | 1149.1657 | 1149.1657
results125.txt | 6938 NAMSOS 400.00 | -0.1759 | -1245.0343 | 2245 | 999.9657 | 1175.8657 | 1175.8657
results125.txt | 6939 KOLSVIK 400.00 | -0.1603 | -1245.0343 | 2245 | 999.9657 | 1160.2657 | 1160.2657
results125.txt | 6940 NAMSKOGEN 400.00 | -0.1605 | -1245.0343 | 2245 | 999.9657 | 1160.4657 | 1160.4657
results125.txt | 6942 TUNNSJO400 400.00 | -0.1647 | -1245.0343 | 2245 | 999.9657 | 1164.6657 | 1164.6657
results125.txt | 6941 TUNNSJO300 400.00 | -0.1647 | -1245.0343 | 2245 | 999.9657 | 1164.6657 | 1164.6657
results125.txt | 6944 RANA 400.00 | -0.1404 | -1245.0343 | 2245 | 999.9657 | 1140.3657 | 1140.3657
results125.txt | 6945 GEJMÅN 220.00 | -0.103 | -1245.0343 | 2245 | 999.9657 | 1102.9657 | 1102.9657
results125.txt | 6996 OFOTEN 400.00 | -0.1048 | -1245.0343 | 2245 | 999.9657 | 1104.7657 | 1104.7657
results125.txt | 6997 NARVIK 400.00 | -0.1051 | -1245.0343 | 2245 | 999.9657 | 1105.0657 | 1105.0657
results125.txt | 7006 SVARTISEN 400.00 | -0.134 | -1245.0343 | 2245 | 999.9657 | 1133.9657 | 1133.9657
results125.txt | 7007 KOBBELV 400.00 | -0.1155 | -1245.0343 | 2245 | 999.9657 | 1115.4657 | 1115.4657
results125.txt | 7008 SALTEN 400.00 | -0.1198 | -1245.0343 | 2245 | 999.9657 | 1119.7657 | 1119.7657
results125.txt | 7017 HAMMERFEST 400.00 | -0.1075 | -1245.0343 | 2245 | 999.9657 | 1107.4657 | 1107.4657
results125.txt | 7019 BALSFJORD 400.00 | -0.1059 | -1245.0343 | 2245 | 999.9657 | 1105.8657 | 1105.8657
results125.txt | 7020 BARDUFOSS 400.00 | -0.1058 | -1245.0343 | 2245 | 999.9657 | 1105.7657 | 1105.7657
results125.txt | 7061 NEA 400.00 | -0.1404 | -1245.0343 | 2245 | 999.9657 | 1140.3657 | 1140.3657
results125.txt | 7799 JOINT 220.00 | -0.1031 | -1245.0343 | 2245 | 999.9657 | 1103.0657 | 1103.0657
results125.txt | 9001 SEIDAFJELL 400.00 | -0.1073 | -1245.0343 | 2245 | 999.9657 | 1107.2657 | 1107.2657
results125.txt | 9002 LEBSESBY 400.00 | -0.1074 | -1245.0343 | 2245 | 999.9657 | 1107.3657 | 1107.3657
results125.txt | 9003 HAMMERF 400.00 | -0.1075 | -1245.0343 | 2245 | 999.9657 | 1107.4657 | 1107.4657
results125.txt | 9004 ALTA 400.00 | -0.107 | -1245.0343 | 2245 | 999.9657 | 1106.9657 | 1106.9657
results125.txt | 9005 BERGHEIM 400.00 | -0.1064 | -1245.0343 | 2245 | 999.9657 | 1106.3657 | 1106.3657
results125.txt | 9006 TROFORS 400.00 | -0.1526 | -1245.0343 | 2245 | 999.9657 | 1152.5657 | 1152.5657
results125.txt | 9007 TJELDBERGO 400.00 | -0.225 | -1245.0343 | 2245 | 999.9657 | 1224.9657 | 1224.9657
results125.txt | 9008 SYLKKYVELN 400.00 | 0.2046 | -1245.0343 | 2245 | 999.9657 | 795.3657 | 795.3657
results125.txt | 9009 ALFOTEN 400.00 | 0.1577 | -1245.0343 | 2245 | 999.9657 | 842.2657 | 842.2657
results126.txt | PTI INTERACTIVE POWER SYSTEM SIMULATOR--PSS(R)E MON, MAY 29 2023 |  | 1244.4269 | 2245 | 1000.5731
results126.txt | SENSITIVITY FACTORS ARE CALCULATED WITH AC |  | 1244.4269 | 2245 | 1000.5731
results126.txt | SUBSYSTEM 'RESERV' IS USED FOR OPPOSING SYSTEM FOR MW POWER |  | 1244.4269 | 2245 | 1000.5731
results126.txt | SENSITIVITY FACTORS OF BRANCH FLOW (MVA) ON 6704 VINJE 400.00 TO 6711 TOKKE 400.00 2 MORE THAN | 0.1 | 1244.4269 | 2245 | 1000.5731 | 900.5731 | 900.5731
results126.txt | <--------- BUS NAME --------> |  | 1244.4269 | 2245 | 1000.5731
results126.txt | 6656 SAMNAGER400 400.00 | 0.1024 | 1244.4269 | 2245 | 1000.5731 | 898.1731 | 898.1731
results126.txt | 6655 SAMNAGER300 400.00 | 0.1027 | 1244.4269 | 2245 | 1000.5731 | 897.8731 | 897.8731
results126.txt | 6674 HUSNES 400.00 | 0.1706 | 1244.4269 | 2245 | 1000.5731 | 829.9731 | 829.9731
results126.txt | 6676 HYDRO PURE S400.00 | 0.1425 | 1244.4269 | 2245 | 1000.5731 | 858.0731 | 858.0731
results126.txt | 6675 MAURANGER 400.00 | 0.1425 | 1244.4269 | 2245 | 1000.5731 | 858.0731 | 858.0731
results126.txt | 6677 BLÅFALL 400.00 | 0.1701 | 1244.4269 | 2245 | 1000.5731 | 830.4731 | 830.4731
results126.txt | 6679 OKSLA 400.00 | 0.2848 | 1244.4269 | 2245 | 1000.5731 | 715.7731 | 715.7731
results126.txt | 6680 ÅSEN 400.00 | 0.2848 | 1244.4269 | 2245 | 1000.5731 | 715.7731 | 715.7731
results126.txt | 6682 SAUDA400 400.00 | 0.1914 | 1244.4269 | 2245 | 1000.5731 | 809.1731 | 809.1731
results126.txt | 6681 SAUDA300 400.00 | 0.1928 | 1244.4269 | 2245 | 1000.5731 | 807.7731 | 807.7731
results126.txt | 6683 HYLEN 400.00 | 0.1925 | 1244.4269 | 2245 | 1000.5731 | 808.0731 | 808.0731
results126.txt | 6685 RÖDAL 400.00 | 0.2859 | 1244.4269 | 2245 | 1000.5731 | 714.6731 | 714.6731
results126.txt | 6686 NOVLE 400.00 | 0.2858 | 1244.4269 | 2245 | 1000.5731 | 714.7731 | 714.7731
results126.txt | 6687 ULLA-FORRE 400.00 | 0.2874 | 1244.4269 | 2245 | 1000.5731 | 713.1731 | 713.1731
results126.txt | 6691 SUBSTATION 400.00 | 0.1925 | 1244.4269 | 2245 | 1000.5731 | 808.0731 | 808.0731
results126.txt | 6694 FORRE 400.00 | -0.1117 | 1244.4269 | 2245 | 1000.5731 | 1112.2731 | 1112.2731
results126.txt | 6695 KVILLDAL 400.00 | -0.1141 | 1244.4269 | 2245 | 1000.5731 | 1114.6731 | 1114.6731
results126.txt | 6701 KVANNDAL 400.00 | 0.325 | 1244.4269 | 2245 | 1000.5731 | 675.5731 | 675.5731
results126.txt | 6702 KJELA 400.00 | 0.3854 | 1244.4269 | 2245 | 1000.5731 | 615.1731 | 615.1731
results126.txt | 6703 SONGA 400.00 | 0.4694 | 1244.4269 | 2245 | 1000.5731 | 531.1731 | 531.1731
results126.txt | 6704 VINJE 400.00 | 0.5876 | 1244.4269 | 2245 | 1000.5731 | 412.9731 | 412.9731
results126.txt | 6705 HOLEN 400.00 | -0.1651 | 1244.4269 | 2245 | 1000.5731 | 1165.6731 | 1165.6731
results126.txt | 6710 HEKNI 400.00 | -0.1297 | 1244.4269 | 2245 | 1000.5731 | 1130.2731 | 1130.2731
results126.txt | 6711 TOKKE 400.00 | -0.2793 | 1244.4269 | 2245 | 1000.5731 | 1279.8731 | 1279.8731
results126.txt | 6722 VEMORK 400.00 | 0.3126 | 1244.4269 | 2245 | 1000.5731 | 687.9731 | 687.9731
results126.txt | 6725 SUNDSBARM 400.00 | -0.1174 | 1244.4269 | 2245 | 1000.5731 | 1117.9731 | 1117.9731
results126.txt | 6749 STORD 400.00 | 0.1726 | 1244.4269 | 2245 | 1000.5731 | 827.9731 | 827.9731
results126.txt | 6751 SUBSTATION 301.00 | 0.1812 | 1244.4269 | 2245 | 1000.5731 | 819.3731 | 819.3731
results126.txt | 6750 HÅVIK 400.00 | 0.1767 | 1244.4269 | 2245 | 1000.5731 | 823.8731 | 823.8731
results126.txt | 6752 SPANNE 400.00 | 0.1748 | 1244.4269 | 2245 | 1000.5731 | 825.7731 | 825.7731
results126.txt | 6753 KÅRSTO 400.00 | 0.1771 | 1244.4269 | 2245 | 1000.5731 | 823.4731 | 823.4731
results126.txt | 8448 JOINT 400.00 | 0.3854 | 1244.4269 | 2245 | 1000.5731 | 615.1731 | 615.1731
results126.txt | 8460 JOINT 400.00 | 0.325 | 1244.4269 | 2245 | 1000.5731 | 675.5731 | 675.5731
results126.txt | 8611 JOINT 400.00 | 0.177 | 1244.4269 | 2245 | 1000.5731 | 823.5731 | 823.5731
results126.txt | 9019 SAUDA 301.00 | 0.187 | 1244.4269 | 2245 | 1000.5731 | 813.5731 | 813.5731
results127.txt | PTI INTERACTIVE POWER SYSTEM SIMULATOR--PSS(R)E MON, MAY 29 2023 |  | 1232.4487 | 2245 | 1012.5513
results127.txt | SENSITIVITY FACTORS ARE CALCULATED WITH AC |  | 1232.4487 | 2245 | 1012.5513
results127.txt | SUBSYSTEM 'RESERV' IS USED FOR OPPOSING SYSTEM FOR MW POWER |  | 1232.4487 | 2245 | 1012.5513
results127.txt | SENSITIVITY FACTORS OF BRANCH FLOW (MVA) ON 6591 FORSMARK 400.00 TO 6603 ODENSALA 400.00 4 MORE THAN | 0.1 | 1232.4487 | 2245 | 1012.5513 | 912.5513 | 912.5513
results127.txt | <--------- BUS NAME --------> |  | 1232.4487 | 2245 | 1012.5513
results127.txt | 6589 DANNEBO 400.00 | 0.4112 | 1232.4487 | 2245 | 1012.5513 | 601.3513 | 601.3513
results127.txt | 6591 FORSMARK 400.00 | 0.41 | 1232.4487 | 2245 | 1012.5513 | 602.5513 | 602.5513
results127.txt | 6597 TUNA400 400.00 | 0.2207 | 1232.4487 | 2245 | 1012.5513 | 791.8513 | 791.8513
results127.txt | 6596 TUNA220 220.00 | 0.1272 | 1232.4487 | 2245 | 1012.5513 | 885.3513 | 885.3513
results127.txt | 6610 GRASKA 220.00 | 0.1285 | 1232.4487 | 2245 | 1012.5513 | 884.0513 | 884.0513
results127.txt | 6611 HALLSTAVIK 220.00 | 0.1285 | 1232.4487 | 2245 | 1012.5513 | 884.0513 | 884.0513
results127.txt | 6613 MALSTA 220.00 | 0.129 | 1232.4487 | 2245 | 1012.5513 | 883.5513 | 883.5513
results127.txt | 1051 SUBSTATION 400.00 | 0.41 | 1232.4487 | 2245 | 1012.5513 | 602.5513 | 602.5513
results128.txt | PTI INTERACTIVE POWER SYSTEM SIMULATOR--PSS(R)E MON, MAY 29 2023 |  | 550.9196 | 1571.5 | 1020.5804
results128.txt | SENSITIVITY FACTORS ARE CALCULATED WITH AC |  | 550.9196 | 1571.5 | 1020.5804
results128.txt | SUBSYSTEM 'RESERV' IS USED FOR OPPOSING SYSTEM FOR MW POWER |  | 550.9196 | 1571.5 | 1020.5804
results128.txt | SENSITIVITY FACTORS OF BRANCH FLOW (MVA) ON 6828 MIDSKOG400 400.00 TO 9403 TOVÅSEN 400.00 11 MORE THAN | 0.1 | 550.9196 | 1571.5 | 1020.5804 | 920.5804 | 920.5804
results128.txt | <--------- BUS NAME --------> |  | 550.9196 | 1571.5 | 1020.5804
results128.txt | 6637 MORGARDSH 400.00 | -0.2685 | 550.9196 | 1571.5 | 1020.5804 | 1289.0804 | 1289.0804
results128.txt | 9403 TOVÅSEN 400.00 | -0.6901 | 550.9196 | 1571.5 | 1020.5804 | 1432.3196 | 1432.3196
results129.txt | PTI INTERACTIVE POWER SYSTEM SIMULATOR--PSS(R)E MON, MAY 29 2023 |  | 540.8176 | 1571.5 | 1030.6824
results129.txt | SENSITIVITY FACTORS ARE CALCULATED WITH AC |  | 540.8176 | 1571.5 | 1030.6824
results129.txt | SUBSYSTEM 'RESERV' IS USED FOR OPPOSING SYSTEM FOR MW POWER |  | 540.8176 | 1571.5 | 1030.6824
results129.txt | SENSITIVITY FACTORS OF BRANCH FLOW (MVA) ON 6618 RAUMA 400.00 TO 6621 LIETO 400.00 3 MORE THAN | 0.1 | 540.8176 | 1571.5 | 1030.6824 | 930.6824 | 930.6824
results129.txt | <--------- BUS NAME --------> |  | 540.8176 | 1571.5 | 1030.6824
results129.txt | 6546 SALO 400.00 | -0.3199 | 540.8176 | 1571.5 | 1030.6824 | 1350.5824 | 1350.5824
results129.txt | 6550 KOPULA 400.00 | -0.119 | 540.8176 | 1571.5 | 1030.6824 | 1149.6824 | 1149.6824
results129.txt | 6552 TAMMISTO 400.00 | -0.1212 | 540.8176 | 1571.5 | 1030.6824 | 1151.8824 | 1151.8824
results129.txt | 6554 LÄNSISALMI 400.00 | -0.1107 | 540.8176 | 1571.5 | 1030.6824 | 1141.3824 | 1141.3824
results129.txt | 6555 INKOO 400.00 | -0.2218 | 540.8176 | 1571.5 | 1030.6824 | 1252.4824 | 1252.4824
results129.txt | 6556 ESPOO 400.00 | -0.1433 | 540.8176 | 1571.5 | 1030.6824 | 1173.9824 | 1173.9824
results129.txt | 6617 OLKILUOTO 400.00 | 0.1396 | 540.8176 | 1571.5 | 1030.6824 | 891.0824 | 891.0824
results129.txt | 6618 RAUMA 400.00 | 0.1709 | 540.8176 | 1571.5 | 1030.6824 | 859.7824 | 859.7824
results129.txt | 6621 LIETO 400.00 | -0.3662 | 540.8176 | 1571.5 | 1030.6824 | 1396.8824 | 1396.8824
results129.txt | 9309 NAANTALINSAL400.00 | -0.3662 | 540.8176 | 1571.5 | 1030.6824 | 1396.8824 | 1396.8824
results130.txt | PTI INTERACTIVE POWER SYSTEM SIMULATOR--PSS(R)E MON, MAY 29 2023 |  | -1210.5347 | 2245 | 1034.4653
results130.txt | SENSITIVITY FACTORS ARE CALCULATED WITH AC |  | -1210.5347 | 2245 | 1034.4653
results130.txt | SUBSYSTEM 'RESERV' IS USED FOR OPPOSING SYSTEM FOR MW POWER |  | -1210.5347 | 2245 | 1034.4653
results130.txt | SENSITIVITY FACTORS OF BRANCH FLOW (MVA) ON 7000 VITAS 400.00 TO 7002 PORJUS 400.00 1 MORE THAN | 0.1 | -1210.5347 | 2245 | 1034.4653 | 934.4653 | 934.4653
results130.txt | <--------- BUS NAME --------> |  | -1210.5347 | 2245 | 1034.4653
results130.txt | 6812 OGNDAL 400.00 | -0.2089 | -1210.5347 | 2245 | 1034.4653 | 1243.3653 | 1243.3653
results130.txt | 6814 VERDAL400 400.00 | -0.1951 | -1210.5347 | 2245 | 1034.4653 | 1229.5653 | 1229.5653
results130.txt | 6813 VERDAL300 400.00 | -0.1951 | -1210.5347 | 2245 | 1034.4653 | 1229.5653 | 1229.5653
results130.txt | 6872 AURA2300 400.00 | -0.1353 | -1210.5347 | 2245 | 1034.4653 | 1169.7653 | 1169.7653
results130.txt | 6855 FRAERNA 400.00 | -0.1306 | -1210.5347 | 2245 | 1034.4653 | 1165.0653 | 1165.0653
results130.txt | 6856 ORSKOG 400.00 | -0.1131 | -1210.5347 | 2245 | 1034.4653 | 1147.5653 | 1147.5653
results130.txt | 6857 ORSTA 400.00 | -0.1004 | -1210.5347 | 2245 | 1034.4653 | 1134.8653 | 1134.8653
results130.txt | 6858 ISTAD 400.00 | -0.1305 | -1210.5347 | 2245 | 1034.4653 | 1164.9653 | 1164.9653
results130.txt | 6859 AURA1 400.00 | -0.1339 | -1210.5347 | 2245 | 1034.4653 | 1168.3653 | 1168.3653
results130.txt | 6860 GRYTTEN 400.00 | -0.1258 | -1210.5347 | 2245 | 1034.4653 | 1160.2653 | 1160.2653
results130.txt | 6861 SNILLDAL 400.00 | -0.1589 | -1210.5347 | 2245 | 1034.4653 | 1193.3653 | 1193.3653
results130.txt | 6862 SURNA 400.00 | -0.146 | -1210.5347 | 2245 | 1034.4653 | 1180.4653 | 1180.4653
results130.txt | 6863 HOFSTAD 400.00 | -0.2054 | -1210.5347 | 2245 | 1034.4653 | 1239.8653 | 1239.8653
results130.txt | 6864 ÅFJORD 400.00 | -0.1821 | -1210.5347 | 2245 | 1034.4653 | 1216.5653 | 1216.5653
results130.txt | 6866 ORKDAL400 400.00 | -0.151 | -1210.5347 | 2245 | 1034.4653 | 1185.4653 | 1185.4653
results130.txt | 6865 ORKDAL300 400.00 | -0.151 | -1210.5347 | 2245 | 1034.4653 | 1185.4653 | 1185.4653
results130.txt | 6867 STRINDA 400.00 | -0.1576 | -1210.5347 | 2245 | 1034.4653 | 1192.0653 | 1192.0653
results130.txt | 6869 KLAEBU400 400.00 | -0.1536 | -1210.5347 | 2245 | 1034.4653 | 1188.0653 | 1188.0653
results130.txt | 6868 KLAEBU300 400.00 | -0.1536 | -1210.5347 | 2245 | 1034.4653 | 1188.0653 | 1188.0653
results130.txt | 6871 EIDUM400 400.00 | -0.1664 | -1210.5347 | 2245 | 1034.4653 | 1200.8653 | 1200.8653
results130.txt | 6870 EIDUM300 400.00 | -0.1664 | -1210.5347 | 2245 | 1034.4653 | 1200.8653 | 1200.8653
results130.txt | 6874 VÅGÅMO 400.00 | -0.103 | -1210.5347 | 2245 | 1034.4653 | 1137.4653 | 1137.4653
results130.txt | 6936 NEDRERÖS400 400.00 | -0.3438 | -1210.5347 | 2245 | 1034.4653 | 1378.2653 | 1378.2653
results130.txt | 6935 NEDRERÖS300 400.00 | -0.3436 | -1210.5347 | 2245 | 1034.4653 | 1378.0653 | 1378.0653
results130.txt | 6934 NEDRERÖS220 220.00 | -0.2866 | -1210.5347 | 2245 | 1034.4653 | 1321.0653 | 1321.0653
results130.txt | 6937 MARKA 400.00 | -0.3311 | -1210.5347 | 2245 | 1034.4653 | 1365.5653 | 1365.5653
results130.txt | 6938 NAMSOS 400.00 | -0.2422 | -1210.5347 | 2245 | 1034.4653 | 1276.6653 | 1276.6653
results130.txt | 6939 KOLSVIK 400.00 | -0.2954 | -1210.5347 | 2245 | 1034.4653 | 1329.8653 | 1329.8653
results130.txt | 6940 NAMSKOGEN 400.00 | -0.2959 | -1210.5347 | 2245 | 1034.4653 | 1330.3653 | 1330.3653
results130.txt | 6942 TUNNSJO400 400.00 | -0.2785 | -1210.5347 | 2245 | 1034.4653 | 1312.9653 | 1312.9653
results130.txt | 6941 TUNNSJO300 400.00 | -0.2785 | -1210.5347 | 2245 | 1034.4653 | 1312.9653 | 1312.9653
results130.txt | 6944 RANA 400.00 | -0.3617 | -1210.5347 | 2245 | 1034.4653 | 1396.1653 | 1396.1653
results130.txt | 6945 GEJMÅN 220.00 | -0.1985 | -1210.5347 | 2245 | 1034.4653 | 1232.9653 | 1232.9653
results130.txt | 6946 AJAURE 220.00 | -0.1428 | -1210.5347 | 2245 | 1034.4653 | 1177.2653 | 1177.2653
results130.txt | 6947 GARDIKFORS 220.00 | -0.107 | -1210.5347 | 2245 | 1034.4653 | 1141.4653 | 1141.4653
results130.txt | 6996 OFOTEN 400.00 | -0.6146 | -1210.5347 | 2245 | 1034.4653 | 1649.0653 | 1649.0653
results130.txt | 6997 NARVIK 400.00 | -0.619 | -1210.5347 | 2245 | 1034.4653 | 1653.4653 | 1653.4653
results130.txt | 7000 VITAS 400.00 | -0.7562 | -1210.5347 | 2245 | 1034.4653 | 1790.6653 | 1790.6653
results130.txt | 7001 SEITEVARE 400.00 | 0.1009 | -1210.5347 | 2245 | 1034.4653 | 933.5653 | 933.5653
results130.txt | 7002 PORJUS 400.00 | 0.1193 | -1210.5347 | 2245 | 1034.4653 | 915.1653 | 915.1653
results130.txt | 7003 HARSPÅNGET 400.00 | 0.1082 | -1210.5347 | 2245 | 1034.4653 | 926.2653 | 926.2653
results130.txt | 7004 LIGGA 400.00 | 0.1009 | -1210.5347 | 2245 | 1034.4653 | 933.5653 | 933.5653
results130.txt | 7006 SVARTISEN 400.00 | -0.4011 | -1210.5347 | 2245 | 1034.4653 | 1435.5653 | 1435.5653
results130.txt | 7007 KOBBELV 400.00 | -0.5328 | -1210.5347 | 2245 | 1034.4653 | 1567.2653 | 1567.2653
results130.txt | 7008 SALTEN 400.00 | -0.5027 | -1210.5347 | 2245 | 1034.4653 | 1537.1653 | 1537.1653
results130.txt | 7017 HAMMERFEST 400.00 | -0.6488 | -1210.5347 | 2245 | 1034.4653 | 1683.2653 | 1683.2653
results130.txt | 7019 BALSFJORD 400.00 | -0.6292 | -1210.5347 | 2245 | 1034.4653 | 1663.6653 | 1663.6653
results130.txt | 7020 BARDUFOSS 400.00 | -0.6269 | -1210.5347 | 2245 | 1034.4653 | 1661.3653 | 1661.3653
results130.txt | 7061 NEA 400.00 | -0.1159 | -1210.5347 | 2245 | 1034.4653 | 1150.3653 | 1150.3653
results130.txt | 7062 RITSEM 400.00 | -0.7271 | -1210.5347 | 2245 | 1034.4653 | 1761.5653 | 1761.5653
results130.txt | 7799 JOINT 220.00 | -0.1987 | -1210.5347 | 2245 | 1034.4653 | 1233.1653 | 1233.1653
results130.txt | 8643 JOINT 220.00 | -0.1069 | -1210.5347 | 2245 | 1034.4653 | 1141.3653 | 1141.3653
results130.txt | 8256 JOINT 400.00 | 0.1009 | -1210.5347 | 2245 | 1034.4653 | 933.5653 | 933.5653
results130.txt | 9001 SEIDAFJELL 400.00 | -0.6465 | -1210.5347 | 2245 | 1034.4653 | 1680.9653 | 1680.9653
results130.txt | 9002 LEBSESBY 400.00 | -0.6471 | -1210.5347 | 2245 | 1034.4653 | 1681.5653 | 1681.5653
results130.txt | 9003 HAMMERF 400.00 | -0.6488 | -1210.5347 | 2245 | 1034.4653 | 1683.2653 | 1683.2653
results130.txt | 9004 ALTA 400.00 | -0.6419 | -1210.5347 | 2245 | 1034.4653 | 1676.3653 | 1676.3653
results130.txt | 9005 BERGHEIM 400.00 | -0.6354 | -1210.5347 | 2245 | 1034.4653 | 1669.8653 | 1669.8653
results130.txt | 9006 TROFORS 400.00 | -0.3163 | -1210.5347 | 2245 | 1034.4653 | 1350.7653 | 1350.7653
results130.txt | 9007 TJELDBERGO 400.00 | -0.1527 | -1210.5347 | 2245 | 1034.4653 | 1187.1653 | 1187.1653
results130.txt | 9008 SYLKKYVELN 400.00 | -0.1075 | -1210.5347 | 2245 | 1034.4653 | 1141.9653 | 1141.9653
results131.txt | PTI INTERACTIVE POWER SYSTEM SIMULATOR--PSS(R)E MON, MAY 29 2023 |  | 1206.0979 | 2245 | 1038.9022
results131.txt | SENSITIVITY FACTORS ARE CALCULATED WITH AC |  | 1206.0979 | 2245 | 1038.9022
results131.txt | SUBSYSTEM 'RESERV' IS USED FOR OPPOSING SYSTEM FOR MW POWER |  | 1206.0979 | 2245 | 1038.9022
results131.txt | SENSITIVITY FACTORS OF BRANCH FLOW (MVA) ON 6733 SYLLING300 400.00 TO 6735 OSLO300 400.00 1 MORE THAN | 0.1 | 1206.0979 | 2245 | 1038.9022 | 938.9021 | 938.9021
results131.txt | <--------- BUS NAME --------> |  | 1206.0979 | 2245 | 1038.9022
results131.txt | 6356 BJERKREIM 400.00 | 0.1076 | 1206.0979 | 2245 | 1038.9022 | 931.3021 | 931.3021
results131.txt | 6358 TONSTAD400 400.00 | 0.1081 | 1206.0979 | 2245 | 1038.9022 | 930.8021 | 930.8021
results131.txt | 6357 TONSTAD300 400.00 | 0.1081 | 1206.0979 | 2245 | 1038.9022 | 930.8021 | 930.8021
results131.txt | 6360 KJELLAND 400.00 | 0.1082 | 1206.0979 | 2245 | 1038.9022 | 930.7021 | 930.7021
results131.txt | 6363 FEDA400 400.00 | 0.109 | 1206.0979 | 2245 | 1038.9022 | 929.9021 | 929.9021
results131.txt | 6362 FEDA300 400.00 | 0.109 | 1206.0979 | 2245 | 1038.9022 | 929.9021 | 929.9021
results131.txt | 6364 LISTAWIND 400.00 | 0.109 | 1206.0979 | 2245 | 1038.9022 | 929.9021 | 929.9021
results131.txt | 6365 KRISTIANSAND400.00 | 0.1124 | 1206.0979 | 2245 | 1038.9022 | 926.5021 | 926.5021
results131.txt | 6373 ARENDAL400 400.00 | 0.1154 | 1206.0979 | 2245 | 1038.9022 | 923.5021 | 923.5021
results131.txt | 6372 ARENDAL300 400.00 | 0.1154 | 1206.0979 | 2245 | 1038.9022 | 923.5021 | 923.5021
results131.txt | 6626 MINNE 400.00 | -0.3754 | 1206.0979 | 2245 | 1038.9022 | 1414.3021 | 1414.3021
results131.txt | 6667 BORGUND 301.00 | -0.1669 | 1206.0979 | 2245 | 1038.9022 | 1205.8021 | 1205.8021
results131.txt | 6671 HEMSIL1 301.00 | -0.1673 | 1206.0979 | 2245 | 1038.9022 | 1206.2021 | 1206.2021
results131.txt | 6688 STOKKELAND 400.00 | 0.1062 | 1206.0979 | 2245 | 1038.9022 | 932.7021 | 932.7021
results131.txt | 6690 HOG-JAERN400400.00 | 0.1061 | 1206.0979 | 2245 | 1038.9022 | 932.8021 | 932.8021
results131.txt | 6689 HOG-JAERN300400.00 | 0.1062 | 1206.0979 | 2245 | 1038.9022 | 932.7021 | 932.7021
results131.txt | 6693 SATURDAL 400.00 | 0.1072 | 1206.0979 | 2245 | 1038.9022 | 931.7021 | 931.7021
results131.txt | 6692 HYDRO MIXED 400.00 | 0.1072 | 1206.0979 | 2245 | 1038.9022 | 931.7021 | 931.7021
results131.txt | 6694 FORRE 400.00 | 0.1064 | 1206.0979 | 2245 | 1038.9022 | 932.5021 | 932.5021
results131.txt | 6695 KVILLDAL 400.00 | 0.1111 | 1206.0979 | 2245 | 1038.9022 | 927.8021 | 927.8021
results131.txt | 6698 LYSE400 400.00 | 0.1016 | 1206.0979 | 2245 | 1038.9022 | 937.3021 | 937.3021
results131.txt | 6697 LYSE300 400.00 | 0.1016 | 1206.0979 | 2245 | 1038.9022 | 937.3021 | 937.3021
results131.txt | 6699 DUGE 301.00 | 0.1045 | 1206.0979 | 2245 | 1038.9022 | 934.4021 | 934.4021
results131.txt | 6700 TJORHOM 400.00 | 0.1013 | 1206.0979 | 2245 | 1038.9022 | 937.6021 | 937.6021
results131.txt | 6702 KJELA 400.00 | 0.1012 | 1206.0979 | 2245 | 1038.9022 | 937.7021 | 937.7021
results131.txt | 6703 SONGA 400.00 | 0.1095 | 1206.0979 | 2245 | 1038.9022 | 929.4021 | 929.4021
results131.txt | 6704 VINJE 400.00 | 0.1107 | 1206.0979 | 2245 | 1038.9022 | 928.2021 | 928.2021
results131.txt | 6705 HOLEN 400.00 | 0.1116 | 1206.0979 | 2245 | 1038.9022 | 927.3021 | 927.3021
results131.txt | 6706 ROSKREPP 301.00 | 0.1047 | 1206.0979 | 2245 | 1038.9022 | 934.2021 | 934.2021
results131.txt | 6707 KVINEN 301.00 | 0.105 | 1206.0979 | 2245 | 1038.9022 | 933.9021 | 933.9021
results131.txt | 6708 SOLHOLM300 400.00 | 0.1086 | 1206.0979 | 2245 | 1038.9022 | 930.3021 | 930.3021
results131.txt | 6710 HEKNI 400.00 | 0.111 | 1206.0979 | 2245 | 1038.9022 | 927.9021 | 927.9021
results131.txt | 6711 TOKKE 400.00 | 0.1125 | 1206.0979 | 2245 | 1038.9022 | 926.4021 | 926.4021
results131.txt | 6712 OVREVINSTRA 400.00 | -0.2635 | 1206.0979 | 2245 | 1038.9022 | 1302.4021 | 1302.4021
results131.txt | 6713 NEDREVINSTRA400.00 | -0.3197 | 1206.0979 | 2245 | 1038.9022 | 1358.6021 | 1358.6021
results131.txt | 6714 HEMSIL2 400.00 | -0.1685 | 1206.0979 | 2245 | 1038.9022 | 1207.4021 | 1207.4021
results131.txt | 6715 NESBYEN 400.00 | -0.2 | 1206.0979 | 2245 | 1038.9022 | 1238.9021 | 1238.9021
results131.txt | 6717 NEDREVINSTRA400.00 | -0.3197 | 1206.0979 | 2245 | 1038.9022 | 1358.6021 | 1358.6021
results131.txt | 6718 FÅBERG 400.00 | -0.3221 | 1206.0979 | 2245 | 1038.9022 | 1361.0021 | 1361.0021
results131.txt | 6720 VARDAL 400.00 | -0.3447 | 1206.0979 | 2245 | 1038.9022 | 1383.6021 | 1383.6021
results131.txt | 6721 VANG 400.00 | -0.3506 | 1206.0979 | 2245 | 1038.9022 | 1389.5021 | 1389.5021
results131.txt | 6722 VEMORK 400.00 | 0.1231 | 1206.0979 | 2245 | 1038.9022 | 915.8021 | 915.8021
results131.txt | 6723 SÅHEIM 400.00 | 0.1365 | 1206.0979 | 2245 | 1038.9022 | 902.4021 | 902.4021
results131.txt | 6724 NORE 400.00 | 0.1044 | 1206.0979 | 2245 | 1038.9022 | 934.5021 | 934.5021
results131.txt | 6725 SUNDSBARM 400.00 | 0.1231 | 1206.0979 | 2245 | 1038.9022 | 915.8021 | 915.8021
results131.txt | 6727 ROD400 400.00 | 0.1149 | 1206.0979 | 2245 | 1038.9022 | 924.0021 | 924.0021
results131.txt | 6726 ROD300 400.00 | 0.1152 | 1206.0979 | 2245 | 1038.9022 | 923.7021 | 923.7021
results131.txt | 6728 GRENLAND 400.00 | 0.119 | 1206.0979 | 2245 | 1038.9022 | 919.9021 | 919.9021
results131.txt | 6730 BAMBLE400 400.00 | 0.1193 | 1206.0979 | 2245 | 1038.9022 | 919.6021 | 919.6021
results131.txt | 6729 BAMBLE300 400.00 | 0.1193 | 1206.0979 | 2245 | 1038.9022 | 919.6021 | 919.6021
results131.txt | 6732 FLESAKER 400.00 | 0.1508 | 1206.0979 | 2245 | 1038.9022 | 888.1021 | 888.1021
results131.txt | 6734 SYLLING400 400.00 | 0.3043 | 1206.0979 | 2245 | 1038.9022 | 734.6021 | 734.6021
results131.txt | 6733 SYLLING300 400.00 | 0.3111 | 1206.0979 | 2245 | 1038.9022 | 727.8021 | 727.8021
results131.txt | 6736 OSLA400 400.00 | -0.3911 | 1206.0979 | 2245 | 1038.9022 | 1430.0021 | 1430.0021
results131.txt | 6735 OSLO300 400.00 | -0.3983 | 1206.0979 | 2245 | 1038.9022 | 1437.2021 | 1437.2021
results131.txt | 6737 FOLLO 400.00 | -0.165 | 1206.0979 | 2245 | 1038.9022 | 1203.9021 | 1203.9021
results131.txt | 6738 TVEITEN 400.00 | 0.1347 | 1206.0979 | 2245 | 1038.9022 | 904.2021 | 904.2021
results131.txt | 6754 STOLAHELA 400.00 | 0.1062 | 1206.0979 | 2245 | 1038.9022 | 932.7021 | 932.7021
results131.txt | 6872 AURA2300 400.00 | -0.1364 | 1206.0979 | 2245 | 1038.9022 | 1175.3021 | 1175.3021
results131.txt | 6855 FRAERNA 400.00 | -0.1294 | 1206.0979 | 2245 | 1038.9022 | 1168.3021 | 1168.3021
results131.txt | 6856 ORSKOG 400.00 | -0.1065 | 1206.0979 | 2245 | 1038.9022 | 1145.4021 | 1145.4021
results131.txt | 6858 ISTAD 400.00 | -0.1294 | 1206.0979 | 2245 | 1038.9022 | 1168.3021 | 1168.3021
results131.txt | 6859 AURA1 400.00 | -0.1341 | 1206.0979 | 2245 | 1038.9022 | 1173.0021 | 1173.0021
results131.txt | 6860 GRYTTEN 400.00 | -0.1237 | 1206.0979 | 2245 | 1038.9022 | 1162.6021 | 1162.6021
results131.txt | 6861 SNILLDAL 400.00 | -0.1222 | 1206.0979 | 2245 | 1038.9022 | 1161.1021 | 1161.1021
results131.txt | 6862 SURNA 400.00 | -0.1267 | 1206.0979 | 2245 | 1038.9022 | 1165.6021 | 1165.6021
results131.txt | 6863 HOFSTAD 400.00 | -0.1064 | 1206.0979 | 2245 | 1038.9022 | 1145.3021 | 1145.3021
results131.txt | 6864 ÅFJORD 400.00 | -0.1142 | 1206.0979 | 2245 | 1038.9022 | 1153.1021 | 1153.1021
results131.txt | 6866 ORKDAL400 400.00 | -0.1107 | 1206.0979 | 2245 | 1038.9022 | 1149.6021 | 1149.6021
results131.txt | 6865 ORKDAL300 400.00 | -0.1107 | 1206.0979 | 2245 | 1038.9022 | 1149.6021 | 1149.6021
results131.txt | 6874 VÅGÅMO 400.00 | -0.2216 | 1206.0979 | 2245 | 1038.9022 | 1260.5021 | 1260.5021
results131.txt | 6875 RENDALEN 301.00 | -0.2979 | 1206.0979 | 2245 | 1038.9022 | 1336.8021 | 1336.8021
results131.txt | 8448 JOINT 400.00 | 0.1012 | 1206.0979 | 2245 | 1038.9022 | 937.7021 | 937.7021
results131.txt | 9007 TJELDBERGO 400.00 | -0.1246 | 1206.0979 | 2245 | 1038.9022 | 1163.5021 | 1163.5021
results131.txt | 9012 BAMBLE 400.00 | 0.1212 | 1206.0979 | 2245 | 1038.9022 | 917.7021 | 917.7021
results131.txt | 9013 HOF 400.00 | 0.1443 | 1206.0979 | 2245 | 1038.9022 | 894.6021 | 894.6021
results131.txt | 9014 HONNA 400.00 | 0.1105 | 1206.0979 | 2245 | 1038.9022 | 928.4021 | 928.4021
results131.txt | 9015 HEMSIL300 301.00 | -0.1685 | 1206.0979 | 2245 | 1038.9022 | 1207.4021 | 1207.4021
results131.txt | 9016 FÅBER300 301.00 | -0.3018 | 1206.0979 | 2245 | 1038.9022 | 1340.7021 | 1340.7021
results131.txt | 9017 OSLO301 301.00 | -0.2592 | 1206.0979 | 2245 | 1038.9022 | 1298.1021 | 1298.1021
results131.txt | 9018 TEGNEBY 301.00 | -0.1206 | 1206.0979 | 2245 | 1038.9022 | 1159.5021 | 1159.5021
results131.txt | 9020 LYSE 301.00 | 0.1041 | 1206.0979 | 2245 | 1038.9022 | 934.8021 | 934.8021
results131.txt | 9021 FJOTLAND 301.00 | 0.1061 | 1206.0979 | 2245 | 1038.9022 | 932.8021 | 932.8021
results132.txt | PTI INTERACTIVE POWER SYSTEM SIMULATOR--PSS(R)E MON, MAY 29 2023 |  | 1203.1704 | 2245 | 1041.8296
results132.txt | SENSITIVITY FACTORS ARE CALCULATED WITH AC |  | 1203.1704 | 2245 | 1041.8296
results132.txt | SUBSYSTEM 'RESERV' IS USED FOR OPPOSING SYSTEM FOR MW POWER |  | 1203.1704 | 2245 | 1041.8296
results132.txt | SENSITIVITY FACTORS OF BRANCH FLOW (MVA) ON 6996 OFOTEN 400.00 TO 7062 RITSEM 400.00 3 MORE THAN | 0.1 | 1203.1704 | 2245 | 1041.8296 | 941.8296 | 941.8296
results132.txt | <--------- BUS NAME --------> |  | 1203.1704 | 2245 | 1041.8296
results132.txt | 6812 OGNDAL 400.00 | 0.2108 | 1203.1704 | 2245 | 1041.8296 | 831.0296 | 831.0296
results132.txt | 6814 VERDAL400 400.00 | 0.1968 | 1203.1704 | 2245 | 1041.8296 | 845.0296 | 845.0296
results132.txt | 6813 VERDAL300 400.00 | 0.1968 | 1203.1704 | 2245 | 1041.8296 | 845.0296 | 845.0296
results132.txt | 6872 AURA2300 400.00 | 0.1365 | 1203.1704 | 2245 | 1041.8296 | 905.3296 | 905.3296
results132.txt | 6855 FRAERNA 400.00 | 0.1317 | 1203.1704 | 2245 | 1041.8296 | 910.1296 | 910.1296
results132.txt | 6856 ORSKOG 400.00 | 0.1141 | 1203.1704 | 2245 | 1041.8296 | 927.7296 | 927.7296
results132.txt | 6857 ORSTA 400.00 | 0.1013 | 1203.1704 | 2245 | 1041.8296 | 940.5296 | 940.5296
results132.txt | 6858 ISTAD 400.00 | 0.1317 | 1203.1704 | 2245 | 1041.8296 | 910.1296 | 910.1296
results132.txt | 6859 AURA1 400.00 | 0.1351 | 1203.1704 | 2245 | 1041.8296 | 906.7296 | 906.7296
results132.txt | 6860 GRYTTEN 400.00 | 0.1269 | 1203.1704 | 2245 | 1041.8296 | 914.9296 | 914.9296
results132.txt | 6861 SNILLDAL 400.00 | 0.1603 | 1203.1704 | 2245 | 1041.8296 | 881.5296 | 881.5296
results132.txt | 6862 SURNA 400.00 | 0.1473 | 1203.1704 | 2245 | 1041.8296 | 894.5296 | 894.5296
results132.txt | 6863 HOFSTAD 400.00 | 0.2072 | 1203.1704 | 2245 | 1041.8296 | 834.6296 | 834.6296
results132.txt | 6864 ÅFJORD 400.00 | 0.1837 | 1203.1704 | 2245 | 1041.8296 | 858.1296 | 858.1296
results132.txt | 6866 ORKDAL400 400.00 | 0.1524 | 1203.1704 | 2245 | 1041.8296 | 889.4296 | 889.4296
results132.txt | 6865 ORKDAL300 400.00 | 0.1523 | 1203.1704 | 2245 | 1041.8296 | 889.5296 | 889.5296
results132.txt | 6867 STRINDA 400.00 | 0.159 | 1203.1704 | 2245 | 1041.8296 | 882.8296 | 882.8296
results132.txt | 6869 KLAEBU400 400.00 | 0.155 | 1203.1704 | 2245 | 1041.8296 | 886.8296 | 886.8296
results132.txt | 6868 KLAEBU300 400.00 | 0.155 | 1203.1704 | 2245 | 1041.8296 | 886.8296 | 886.8296
results132.txt | 6871 EIDUM400 400.00 | 0.1679 | 1203.1704 | 2245 | 1041.8296 | 873.9296 | 873.9296
results132.txt | 6870 EIDUM300 400.00 | 0.1679 | 1203.1704 | 2245 | 1041.8296 | 873.9296 | 873.9296
results132.txt | 6874 VÅGÅMO 400.00 | 0.1039 | 1203.1704 | 2245 | 1041.8296 | 937.9296 | 937.9296
results132.txt | 6936 NEDRERÖS400 400.00 | 0.3468 | 1203.1704 | 2245 | 1041.8296 | 695.0296 | 695.0296
results132.txt | 6935 NEDRERÖS300 400.00 | 0.3467 | 1203.1704 | 2245 | 1041.8296 | 695.1296 | 695.1296
results132.txt | 6934 NEDRERÖS220 220.00 | 0.2891 | 1203.1704 | 2245 | 1041.8296 | 752.7296 | 752.7296
results132.txt | 6937 MARKA 400.00 | 0.334 | 1203.1704 | 2245 | 1041.8296 | 707.8296 | 707.8296
results132.txt | 6938 NAMSOS 400.00 | 0.2443 | 1203.1704 | 2245 | 1041.8296 | 797.5296 | 797.5296
results132.txt | 6939 KOLSVIK 400.00 | 0.298 | 1203.1704 | 2245 | 1041.8296 | 743.8296 | 743.8296
results132.txt | 6940 NAMSKOGEN 400.00 | 0.2986 | 1203.1704 | 2245 | 1041.8296 | 743.2296 | 743.2296
results132.txt | 6942 TUNNSJO400 400.00 | 0.281 | 1203.1704 | 2245 | 1041.8296 | 760.8296 | 760.8296
results132.txt | 6941 TUNNSJO300 400.00 | 0.281 | 1203.1704 | 2245 | 1041.8296 | 760.8296 | 760.8296
results132.txt | 6944 RANA 400.00 | 0.365 | 1203.1704 | 2245 | 1041.8296 | 676.8296 | 676.8296
results132.txt | 6945 GEJMÅN 220.00 | 0.2002 | 1203.1704 | 2245 | 1041.8296 | 841.6296 | 841.6296
results132.txt | 6946 AJAURE 220.00 | 0.1441 | 1203.1704 | 2245 | 1041.8296 | 897.7296 | 897.7296
results132.txt | 6947 GARDIKFORS 220.00 | 0.108 | 1203.1704 | 2245 | 1041.8296 | 933.8296 | 933.8296
results132.txt | 6996 OFOTEN 400.00 | 0.62 | 1203.1704 | 2245 | 1041.8296 | 421.8296 | 421.8296
results132.txt | 6997 NARVIK 400.00 | 0.6245 | 1203.1704 | 2245 | 1041.8296 | 417.3296 | 417.3296
results132.txt | 7000 VITAS 400.00 | -0.258 | 1203.1704 | 2245 | 1041.8296 | 1299.8296 | 1299.8296
results132.txt | 7001 SEITEVARE 400.00 | -0.1018 | 1203.1704 | 2245 | 1041.8296 | 1143.6296 | 1143.6296
results132.txt | 7002 PORJUS 400.00 | -0.1203 | 1203.1704 | 2245 | 1041.8296 | 1162.1296 | 1162.1296
results132.txt | 7003 HARSPÅNGET 400.00 | -0.1091 | 1203.1704 | 2245 | 1041.8296 | 1150.9296 | 1150.9296
results132.txt | 7004 LIGGA 400.00 | -0.1018 | 1203.1704 | 2245 | 1041.8296 | 1143.6296 | 1143.6296
results132.txt | 7006 SVARTISEN 400.00 | 0.4046 | 1203.1704 | 2245 | 1041.8296 | 637.2296 | 637.2296
results132.txt | 7007 KOBBELV 400.00 | 0.5375 | 1203.1704 | 2245 | 1041.8296 | 504.3296 | 504.3296
results132.txt | 7008 SALTEN 400.00 | 0.5071 | 1203.1704 | 2245 | 1041.8296 | 534.7296 | 534.7296
results132.txt | 7017 HAMMERFEST 400.00 | 0.6546 | 1203.1704 | 2245 | 1041.8296 | 387.2296 | 387.2296
results132.txt | 7019 BALSFJORD 400.00 | 0.6348 | 1203.1704 | 2245 | 1041.8296 | 407.0296 | 407.0296
results132.txt | 7020 BARDUFOSS 400.00 | 0.6325 | 1203.1704 | 2245 | 1041.8296 | 409.3296 | 409.3296
results132.txt | 7061 NEA 400.00 | 0.117 | 1203.1704 | 2245 | 1041.8296 | 924.8296 | 924.8296
results132.txt | 7062 RITSEM 400.00 | -0.2861 | 1203.1704 | 2245 | 1041.8296 | 1327.9296 | 1327.9296
results132.txt | 7799 JOINT 220.00 | 0.2005 | 1203.1704 | 2245 | 1041.8296 | 841.3296 | 841.3296
results132.txt | 8643 JOINT 220.00 | 0.1079 | 1203.1704 | 2245 | 1041.8296 | 933.9296 | 933.9296
results132.txt | 8256 JOINT 400.00 | -0.1018 | 1203.1704 | 2245 | 1041.8296 | 1143.6296 | 1143.6296
results132.txt | 9001 SEIDAFJELL 400.00 | 0.6523 | 1203.1704 | 2245 | 1041.8296 | 389.5296 | 389.5296
results132.txt | 9002 LEBSESBY 400.00 | 0.6529 | 1203.1704 | 2245 | 1041.8296 | 388.9296 | 388.9296
results132.txt | 9003 HAMMERF 400.00 | 0.6546 | 1203.1704 | 2245 | 1041.8296 | 387.2296 | 387.2296
results132.txt | 9004 ALTA 400.00 | 0.6476 | 1203.1704 | 2245 | 1041.8296 | 394.2296 | 394.2296
results132.txt | 9005 BERGHEIM 400.00 | 0.641 | 1203.1704 | 2245 | 1041.8296 | 400.8296 | 400.8296
results132.txt | 9006 TROFORS 400.00 | 0.3191 | 1203.1704 | 2245 | 1041.8296 | 722.7296 | 722.7296
results132.txt | 9007 TJELDBERGO 400.00 | 0.1541 | 1203.1704 | 2245 | 1041.8296 | 887.7296 | 887.7296
results132.txt | 9008 SYLKKYVELN 400.00 | 0.1085 | 1203.1704 | 2245 | 1041.8296 | 933.3296 | 933.3296
results133.txt | PTI INTERACTIVE POWER SYSTEM SIMULATOR--PSS(R)E MON, MAY 29 2023 |  | -527.0873 | 1571.5 | 1044.4127
results133.txt | SENSITIVITY FACTORS ARE CALCULATED WITH AC |  | -527.0873 | 1571.5 | 1044.4127
results133.txt | SUBSYSTEM 'RESERV' IS USED FOR OPPOSING SYSTEM FOR MW POWER |  | -527.0873 | 1571.5 | 1044.4127
results133.txt | SENSITIVITY FACTORS OF BRANCH FLOW (MVA) ON 6346 KIMSTAD 400.00 TO 6641 HALLSBERG400400.00 6 MORE THAN | 0.1 | -527.0873 | 1571.5 | 1044.4127 | 944.4127 | 944.4127
results133.txt | <--------- BUS NAME --------> |  | -527.0873 | 1571.5 | 1044.4127
results133.txt | 5671 SEGE 400.00 | -0.111 | -527.0873 | 1571.5 | 1044.4127 | 1155.4127 | 1155.4127
results133.txt | 5672 ARRIE 400.00 | -0.111 | -527.0873 | 1571.5 | 1044.4127 | 1155.4127 | 1155.4127
results133.txt | 5673 KRUSEBERG 400.00 | -0.111 | -527.0873 | 1571.5 | 1044.4127 | 1155.4127 | 1155.4127
results133.txt | 6337 BARSEBACK 400.00 | -0.1075 | -527.0873 | 1571.5 | 1044.4127 | 1151.9127 | 1151.9127
results133.txt | 6338 HURVA 400.00 | -0.1194 | -527.0873 | 1571.5 | 1044.4127 | 1163.8127 | 1163.8127
results133.txt | 6340 MOHOLM 220.00 | 0.1499 | -527.0873 | 1571.5 | 1044.4127 | 894.5127 | 894.5127
results133.txt | 6341 KOLSTAD 400.00 | -0.14 | -527.0873 | 1571.5 | 1044.4127 | 1184.4127 | 1184.4127
results133.txt | 6345 GLAN 400.00 | -0.2326 | -527.0873 | 1571.5 | 1044.4127 | 1277.0127 | 1277.0127
results133.txt | 6346 KIMSTAD 400.00 | -0.3513 | -527.0873 | 1571.5 | 1044.4127 | 1395.7127 | 1395.7127
results133.txt | 6348 OSKARSHAMN 400.00 | -0.2109 | -527.0873 | 1571.5 | 1044.4127 | 1255.3127 | 1255.3127
results133.txt | 6349 ALVESTA 400.00 | -0.1378 | -527.0873 | 1571.5 | 1044.4127 | 1182.2127 | 1182.2127
results133.txt | 6350 HEMSJO 400.00 | -0.1552 | -527.0873 | 1571.5 | 1044.4127 | 1199.6127 | 1199.6127
results133.txt | 6351 KARLSHAMN 400.00 | -0.1551 | -527.0873 | 1571.5 | 1044.4127 | 1199.5127 | 1199.5127
results133.txt | 6354 NYBRO 400.00 | -0.1761 | -527.0873 | 1571.5 | 1044.4127 | 1220.5127 | 1220.5127
results133.txt | 6600 AKER 400.00 | -0.1135 | -527.0873 | 1571.5 | 1044.4127 | 1157.9127 | 1157.9127
results133.txt | 6631 BASNA 400.00 | 0.1035 | -527.0873 | 1571.5 | 1044.4127 | 940.9127 | 940.9127
results133.txt | 6632 REPBACKEN 400.00 | 0.1035 | -527.0873 | 1571.5 | 1044.4127 | 940.9127 | 940.9127
results133.txt | 6639 LINDBACKA400400.00 | 0.1143 | -527.0873 | 1571.5 | 1044.4127 | 930.1127 | 930.1127
results133.txt | 6641 HALLSBERG400400.00 | 0.1434 | -527.0873 | 1571.5 | 1044.4127 | 901.0127 | 901.0127
results133.txt | 6640 HALLSBERG220220.00 | 0.1434 | -527.0873 | 1571.5 | 1044.4127 | 901.0127 | 901.0127
results133.txt | 6642 OSTANSJO 400.00 | 0.1224 | -527.0873 | 1571.5 | 1044.4127 | 922.0127 | 922.0127
results133.txt | 6646 HEDENLUNDA 400.00 | -0.1675 | -527.0873 | 1571.5 | 1044.4127 | 1211.9127 | 1211.9127
results133.txt | 9401 HAGESKRUV 400.00 | -0.1743 | -527.0873 | 1571.5 | 1044.4127 | 1218.7127 | 1218.7127
results134.txt | PTI INTERACTIVE POWER SYSTEM SIMULATOR--PSS(R)E MON, MAY 29 2023 |  | -521.4563 | 1571.5 | 1050.0437
results134.txt | SENSITIVITY FACTORS ARE CALCULATED WITH AC |  | -521.4563 | 1571.5 | 1050.0437
results134.txt | SUBSYSTEM 'RESERV' IS USED FOR OPPOSING SYSTEM FOR MW POWER |  | -521.4563 | 1571.5 | 1050.0437
results134.txt | SENSITIVITY FACTORS OF BRANCH FLOW (MVA) ON 6365 KRISTIANSAND400.00 TO 6710 HEKNI 400.00 3 MORE THAN | 0.1 | -521.4563 | 1571.5 | 1050.0437 | 950.0437 | 950.0437
results134.txt | <--------- BUS NAME --------> |  | -521.4563 | 1571.5 | 1050.0437
results134.txt | 6356 BJERKREIM 400.00 | -0.1637 | -521.4563 | 1571.5 | 1050.0437 | 1213.7437 | 1213.7437
results134.txt | 6358 TONSTAD400 400.00 | -0.1905 | -521.4563 | 1571.5 | 1050.0437 | 1240.5437 | 1240.5437
results134.txt | 6357 TONSTAD300 400.00 | -0.1904 | -521.4563 | 1571.5 | 1050.0437 | 1240.4437 | 1240.4437
results134.txt | 6360 KJELLAND 400.00 | -0.1873 | -521.4563 | 1571.5 | 1050.0437 | 1237.3437 | 1237.3437
results134.txt | 6363 FEDA400 400.00 | -0.2069 | -521.4563 | 1571.5 | 1050.0437 | 1256.9437 | 1256.9437
results134.txt | 6362 FEDA300 400.00 | -0.2065 | -521.4563 | 1571.5 | 1050.0437 | 1256.5437 | 1256.5437
results134.txt | 6364 LISTAWIND 400.00 | -0.2065 | -521.4563 | 1571.5 | 1050.0437 | 1256.5437 | 1256.5437
results134.txt | 6365 KRISTIANSAND400.00 | -0.3215 | -521.4563 | 1571.5 | 1050.0437 | 1371.5437 | 1371.5437
results134.txt | 6373 ARENDAL400 400.00 | -0.188 | -521.4563 | 1571.5 | 1050.0437 | 1238.0437 | 1238.0437
results134.txt | 6372 ARENDAL300 400.00 | -0.188 | -521.4563 | 1571.5 | 1050.0437 | 1238.0437 | 1238.0437
results134.txt | 6688 STOKKELAND 400.00 | -0.1381 | -521.4563 | 1571.5 | 1050.0437 | 1188.1437 | 1188.1437
results134.txt | 6690 HOG-JAERN400400.00 | -0.1374 | -521.4563 | 1571.5 | 1050.0437 | 1187.4437 | 1187.4437
results134.txt | 6689 HOG-JAERN300400.00 | -0.1381 | -521.4563 | 1571.5 | 1050.0437 | 1188.1437 | 1188.1437
results134.txt | 6699 DUGE 301.00 | -0.1092 | -521.4563 | 1571.5 | 1050.0437 | 1159.2437 | 1159.2437
results134.txt | 6706 ROSKREPP 301.00 | -0.113 | -521.4563 | 1571.5 | 1050.0437 | 1163.0437 | 1163.0437
results134.txt | 6707 KVINEN 301.00 | -0.1166 | -521.4563 | 1571.5 | 1050.0437 | 1166.6437 | 1166.6437
results134.txt | 6708 SOLHOLM300 400.00 | -0.1818 | -521.4563 | 1571.5 | 1050.0437 | 1231.8437 | 1231.8437
results134.txt | 6710 HEKNI 400.00 | 0.327 | -521.4563 | 1571.5 | 1050.0437 | 723.0437 | 723.0437
results134.txt | 6730 BAMBLE400 400.00 | -0.1028 | -521.4563 | 1571.5 | 1050.0437 | 1152.8437 | 1152.8437
results134.txt | 6729 BAMBLE300 400.00 | -0.1028 | -521.4563 | 1571.5 | 1050.0437 | 1152.8437 | 1152.8437
results134.txt | 6754 STOLAHELA 400.00 | -0.1381 | -521.4563 | 1571.5 | 1050.0437 | 1188.1437 | 1188.1437
results134.txt | 9014 HONNA 400.00 | -0.1836 | -521.4563 | 1571.5 | 1050.0437 | 1233.6437 | 1233.6437
results134.txt | 9021 FJOTLAND 301.00 | -0.1299 | -521.4563 | 1571.5 | 1050.0437 | 1179.9437 | 1179.9437
results135.txt | PTI INTERACTIVE POWER SYSTEM SIMULATOR--PSS(R)E MON, MAY 29 2023 |  | -937.3604 | 2000 | 1062.6396
results135.txt | SENSITIVITY FACTORS ARE CALCULATED WITH AC |  | -937.3604 | 2000 | 1062.6396
results135.txt | SUBSYSTEM 'RESERV' IS USED FOR OPPOSING SYSTEM FOR MW POWER |  | -937.3604 | 2000 | 1062.6396
results135.txt | SENSITIVITY FACTORS OF BRANCH FLOW (MVA) ON 6842 RATANSKV220 220.00 TO 6843 RATANSKV400 400.00 1 MORE THAN | 0.1 | -937.3604 | 2000 | 1062.6396 | 962.6396 | 962.6396
results135.txt | <--------- BUS NAME --------> |  | -937.3604 | 2000 | 1062.6396
results135.txt | 6791 TRATTBERGET 220.00 | 0.1037 | -937.3604 | 2000 | 1062.6396 | 958.9396 | 958.9396
results135.txt | 6792 HÄLLBY 220.00 | 0.1037 | -937.3604 | 2000 | 1062.6396 | 958.9396 | 958.9396
results135.txt | 6794 GUSELE 220.00 | 0.1039 | -937.3604 | 2000 | 1062.6396 | 958.7396 | 958.7396
results135.txt | 6795 BETÅSEN220 220.00 | 0.1436 | -937.3604 | 2000 | 1062.6396 | 919.0396 | 919.0396
results135.txt | 6797 NÄMFORSEN 220.00 | 0.2197 | -937.3604 | 2000 | 1062.6396 | 842.9396 | 842.9396
results135.txt | 6798 MOFORSEN 220.00 | 0.2435 | -937.3604 | 2000 | 1062.6396 | 819.1396 | 819.1396
results135.txt | 6799 HJÄLTA220 220.00 | 0.4716 | -937.3604 | 2000 | 1062.6396 | 591.0396 | 591.0396
results135.txt | 6800 FORSMO 220.00 | 0.2912 | -937.3604 | 2000 | 1062.6396 | 771.4396 | 771.4396
results135.txt | 6801 FORSSE 220.00 | 0.4308 | -937.3604 | 2000 | 1062.6396 | 631.8396 | 631.8396
results135.txt | 6804 JARKVISSLE 220.00 | 0.4684 | -937.3604 | 2000 | 1062.6396 | 594.2396 | 594.2396
results135.txt | 6806 HALLSJO 220.00 | 0.468 | -937.3604 | 2000 | 1062.6396 | 594.6396 | 594.6396
results135.txt | 6808 VAPLE 220.00 | 0.466 | -937.3604 | 2000 | 1062.6396 | 596.6396 | 596.6396
results135.txt | 6823 LANGA 220.00 | 0.4442 | -937.3604 | 2000 | 1062.6396 | 618.4396 | 618.4396
results135.txt | 6824 TRANGFARS 220.00 | 0.4618 | -937.3604 | 2000 | 1062.6396 | 600.8396 | 600.8396
results135.txt | 6825 NORDIASEN 220.00 | 0.4577 | -937.3604 | 2000 | 1062.6396 | 604.9396 | 604.9396
results135.txt | 6826 KATTSTRUPEF 220.00 | 0.1245 | -937.3604 | 2000 | 1062.6396 | 938.1396 | 938.1396
results135.txt | 6827 MIDSKOG220 220.00 | 0.1493 | -937.3604 | 2000 | 1062.6396 | 913.3396 | 913.3396
results135.txt | 6833 LASELE 220.00 | 0.1617 | -937.3604 | 2000 | 1062.6396 | 900.9396 | 900.9396
results135.txt | 6834 STUGUN 220.00 | 0.2663 | -937.3604 | 2000 | 1062.6396 | 796.3396 | 796.3396
results135.txt | 6835 NÄVEREDE 220.00 | 0.212 | -937.3604 | 2000 | 1062.6396 | 850.6396 | 850.6396
results135.txt | 6836 GAMMALÄNGE 220.00 | 0.3448 | -937.3604 | 2000 | 1062.6396 | 717.8396 | 717.8396
results135.txt | 6837 KRÅNGEDE 220.00 | 0.3451 | -937.3604 | 2000 | 1062.6396 | 717.5396 | 717.5396
results135.txt | 6840 SVARTHÅLSF 220.00 | 0.3824 | -937.3604 | 2000 | 1062.6396 | 680.2396 | 680.2396
results135.txt | 6841 STADSFORSEN 220.00 | 0.4716 | -937.3604 | 2000 | 1062.6396 | 591.0396 | 591.0396
results135.txt | 6843 RATANSKV400 400.00 | -0.1677 | -937.3604 | 2000 | 1062.6396 | 1230.3396 | 1230.3396
results135.txt | 6842 RATANSKV220 220.00 | 0.4726 | -937.3604 | 2000 | 1062.6396 | 590.0396 | 590.0396
results135.txt | 6844 RATAN 400.00 | -0.1448 | -937.3604 | 2000 | 1062.6396 | 1207.4396 | 1207.4396
results135.txt | 6845 TURINGE 220.00 | 0.4712 | -937.3604 | 2000 | 1062.6396 | 591.4396 | 591.4396
results135.txt | 6846 SVEG 220.00 | 0.4599 | -937.3604 | 2000 | 1062.6396 | 602.7396 | 602.7396
results135.txt | 6847 BRACKE 220.00 | 0.3464 | -937.3604 | 2000 | 1062.6396 | 716.2396 | 716.2396
results135.txt | 6848 JARNVAGSFOR 220.00 | 0.4704 | -937.3604 | 2000 | 1062.6396 | 592.2396 | 592.2396
results135.txt | 6849 ANGE 220.00 | 0.4702 | -937.3604 | 2000 | 1062.6396 | 592.4396 | 592.4396
results135.txt | 6850 MORTTJARNB 220.00 | 0.3464 | -937.3604 | 2000 | 1062.6396 | 716.2396 | 716.2396
results135.txt | 6851 HOLLEFORSEN 220.00 | 0.4701 | -937.3604 | 2000 | 1062.6396 | 592.5396 | 592.5396
results135.txt | 6852 TORPSHAMMAR 220.00 | 0.4683 | -937.3604 | 2000 | 1062.6396 | 594.3396 | 594.3396
results135.txt | 6853 DONJE 220.00 | 0.4684 | -937.3604 | 2000 | 1062.6396 | 594.2396 | 594.2396
results135.txt | 6927 STENKULLAFOR220.00 | 0.103 | -937.3604 | 2000 | 1062.6396 | 959.6396 | 959.6396
results135.txt | 6928 ÅSELE 220.00 | 0.103 | -937.3604 | 2000 | 1062.6396 | 959.6396 | 959.6396
results135.txt | 8619 JOINT 220.00 | 0.4687 | -937.3604 | 2000 | 1062.6396 | 593.9396 | 593.9396
results135.txt | 8426 JOINT 220.00 | 0.2197 | -937.3604 | 2000 | 1062.6396 | 842.9396 | 842.9396
results135.txt | 8750 JOINT 220.00 | 0.3828 | -937.3604 | 2000 | 1062.6396 | 679.8396 | 679.8396
results135.txt | 8271 JOINT 220.00 | 0.469 | -937.3604 | 2000 | 1062.6396 | 593.6396 | 593.6396
results135.txt | 8284 JOINT 220.00 | 0.2435 | -937.3604 | 2000 | 1062.6396 | 819.1396 | 819.1396
results135.txt | 8817 JOINT 220.00 | 0.1031 | -937.3604 | 2000 | 1062.6396 | 959.5396 | 959.5396
results135.txt | 8777 JOINT 220.00 | 0.4308 | -937.3604 | 2000 | 1062.6396 | 631.8396 | 631.8396
results135.txt | 8682 JOINT 220.00 | 0.2661 | -937.3604 | 2000 | 1062.6396 | 796.5396 | 796.5396
results135.txt | 8812 JOINT 220.00 | 0.125 | -937.3604 | 2000 | 1062.6396 | 937.6396 | 937.6396
results135.txt | 8258 JOINT 220.00 | 0.2119 | -937.3604 | 2000 | 1062.6396 | 850.7396 | 850.7396
results135.txt | 8606 JOINT 220.00 | 0.4668 | -937.3604 | 2000 | 1062.6396 | 595.8396 | 595.8396
results135.txt | 8693 JOINT 220.00 | 0.4684 | -937.3604 | 2000 | 1062.6396 | 594.2396 | 594.2396
results135.txt | 8613 JOINT 220.00 | 0.4692 | -937.3604 | 2000 | 1062.6396 | 593.4396 | 593.4396
results136.txt | PTI INTERACTIVE POWER SYSTEM SIMULATOR--PSS(R)E MON, MAY 29 2023 |  | 1176.8134 | 2245 | 1068.1866
results136.txt | SENSITIVITY FACTORS ARE CALCULATED WITH AC |  | 1176.8134 | 2245 | 1068.1866
results136.txt | SUBSYSTEM 'RESERV' IS USED FOR OPPOSING SYSTEM FOR MW POWER |  | 1176.8134 | 2245 | 1068.1866
results136.txt | SENSITIVITY FACTORS OF BRANCH FLOW (MVA) ON 6662 AURLAND200 400.00 TO 6663 AURLAND400 400.00 7 MORE THAN | 0.1 | 1176.8134 | 2245 | 1068.1866 | 968.1866 | 968.1866
results136.txt | <--------- BUS NAME --------> |  | 1176.8134 | 2245 | 1068.1866
results136.txt | 6662 AURLAND200 400.00 | 0.5036 | 1176.8134 | 2245 | 1068.1866 | 564.5866 | 564.5866
results137.txt | PTI INTERACTIVE POWER SYSTEM SIMULATOR--PSS(R)E MON, MAY 29 2023 |  | 1176.8134 | 2245 | 1068.1866
results137.txt | SENSITIVITY FACTORS ARE CALCULATED WITH AC |  | 1176.8134 | 2245 | 1068.1866
results137.txt | SUBSYSTEM 'RESERV' IS USED FOR OPPOSING SYSTEM FOR MW POWER |  | 1176.8134 | 2245 | 1068.1866
results137.txt | SENSITIVITY FACTORS OF BRANCH FLOW (MVA) ON 6662 AURLAND200 400.00 TO 6663 AURLAND400 400.00 8 MORE THAN | 0.1 | 1176.8134 | 2245 | 1068.1866 | 968.1866 | 968.1866
results137.txt | <--------- BUS NAME --------> |  | 1176.8134 | 2245 | 1068.1866
results137.txt | 6662 AURLAND200 400.00 | 0.5036 | 1176.8134 | 2245 | 1068.1866 | 564.5866 | 564.5866
results138.txt | PTI INTERACTIVE POWER SYSTEM SIMULATOR--PSS(R)E MON, MAY 29 2023 |  | 501.5084 | 1571.5 | 1069.9916
results138.txt | SENSITIVITY FACTORS ARE CALCULATED WITH AC |  | 501.5084 | 1571.5 | 1069.9916
results138.txt | SUBSYSTEM 'RESERV' IS USED FOR OPPOSING SYSTEM FOR MW POWER |  | 501.5084 | 1571.5 | 1069.9916
results138.txt | SENSITIVITY FACTORS OF BRANCH FLOW (MVA) ON 6615 TAHKOLUOTO 400.00 TO 6619 ULVILA 400.00 1 MORE THAN | 0.1 | 501.5084 | 1571.5 | 1069.9916 | 969.9916 | 969.9916
results138.txt | <--------- BUS NAME --------> |  | 501.5084 | 1571.5 | 1069.9916
results138.txt | 6615 TAHKOLUOTO 400.00 | 1.003 | 501.5084 | 1571.5 | 1069.9916 | 66.9916 | 66.9916
results139.txt | PTI INTERACTIVE POWER SYSTEM SIMULATOR--PSS(R)E MON, MAY 29 2023 |  | 501.1844 | 1571.5 | 1070.3156
results139.txt | SENSITIVITY FACTORS ARE CALCULATED WITH AC |  | 501.1844 | 1571.5 | 1070.3156
results139.txt | SUBSYSTEM 'RESERV' IS USED FOR OPPOSING SYSTEM FOR MW POWER |  | 501.1844 | 1571.5 | 1070.3156
results139.txt | SENSITIVITY FACTORS OF BRANCH FLOW (MVA) ON 6603 ODENSALA 400.00 TO 8861 JOINT 400.00 5 MORE THAN | 0.1 | 501.1844 | 1571.5 | 1070.3156 | 970.3156 | 970.3156
results139.txt | <--------- BUS NAME --------> |  | 501.1844 | 1571.5 | 1070.3156
results139.txt | 6345 GLAN 400.00 | -0.1138 | 501.1844 | 1571.5 | 1070.3156 | 1184.1156 | 1184.1156
results139.txt | 6346 KIMSTAD 400.00 | -0.1001 | 501.1844 | 1571.5 | 1070.3156 | 1170.4156 | 1170.4156
results139.txt | 6583 STACKBO400 400.00 | 0.1053 | 501.1844 | 1571.5 | 1070.3156 | 965.0156 | 965.0156
results139.txt | 6589 DANNEBO 400.00 | 0.2197 | 501.1844 | 1571.5 | 1070.3156 | 850.6156 | 850.6156
results139.txt | 6591 FORSMARK 400.00 | 0.219 | 501.1844 | 1571.5 | 1070.3156 | 851.3156 | 851.3156
results139.txt | 6594 HAMRA400 400.00 | -0.1233 | 501.1844 | 1571.5 | 1070.3156 | 1193.6156 | 1193.6156
results139.txt | 6597 TUNA400 400.00 | 0.2279 | 501.1844 | 1571.5 | 1070.3156 | 842.4156 | 842.4156
results139.txt | 6596 TUNA220 220.00 | 0.1337 | 501.1844 | 1571.5 | 1070.3156 | 936.6156 | 936.6156
results139.txt | 6600 AKER 400.00 | -0.1294 | 501.1844 | 1571.5 | 1070.3156 | 1199.7156 | 1199.7156
results139.txt | 6602 KOLBOTTEN400400.00 | -0.2119 | 501.1844 | 1571.5 | 1070.3156 | 1282.2156 | 1282.2156
results139.txt | 6603 ODENSALA 400.00 | 0.3143 | 501.1844 | 1571.5 | 1070.3156 | 756.0156 | 756.0156
results139.txt | 6605 STOCKHOLM400400.00 | 0.275 | 501.1844 | 1571.5 | 1070.3156 | 795.3156 | 795.3156
results139.txt | 6606 HALL 400.00 | -0.1983 | 501.1844 | 1571.5 | 1070.3156 | 1268.6156 | 1268.6156
results139.txt | 6608 EKUDDEN400 400.00 | -0.1874 | 501.1844 | 1571.5 | 1070.3156 | 1257.7156 | 1257.7156
results139.txt | 6610 GRASKA 220.00 | 0.135 | 501.1844 | 1571.5 | 1070.3156 | 935.3156 | 935.3156
results139.txt | 6611 HALLSTAVIK 220.00 | 0.135 | 501.1844 | 1571.5 | 1070.3156 | 935.3156 | 935.3156
results139.txt | 6613 MALSTA 220.00 | 0.1355 | 501.1844 | 1571.5 | 1070.3156 | 934.8156 | 934.8156
results139.txt | 6646 HEDENLUNDA 400.00 | -0.1332 | 501.1844 | 1571.5 | 1070.3156 | 1203.5156 | 1203.5156
results139.txt | 8861 JOINT 400.00 | -0.3116 | 501.1844 | 1571.5 | 1070.3156 | 1381.9156 | 1381.9156
results139.txt | 1051 SUBSTATION 400.00 | 0.219 | 501.1844 | 1571.5 | 1070.3156 | 851.3156 | 851.3156
results140.txt | PTI INTERACTIVE POWER SYSTEM SIMULATOR--PSS(R)E MON, MAY 29 2023 |  | -500.8347 | 1571.5 | 1070.6653
results140.txt | SENSITIVITY FACTORS ARE CALCULATED WITH AC |  | -500.8347 | 1571.5 | 1070.6653
results140.txt | SUBSYSTEM 'RESERV' IS USED FOR OPPOSING SYSTEM FOR MW POWER |  | -500.8347 | 1571.5 | 1070.6653
results140.txt | SENSITIVITY FACTORS OF BRANCH FLOW (MVA) ON 6548 KANGASALA 400.00 TO 6619 ULVILA 400.00 3 MORE THAN | 0.1 | -500.8347 | 1571.5 | 1070.6653 | 970.6653 | 970.6653
results140.txt | <--------- BUS NAME --------> |  | -500.8347 | 1571.5 | 1070.6653
results140.txt | 6548 KANGASALA 400.00 | -0.1394 | -500.8347 | 1571.5 | 1070.6653 | 1210.0653 | 1210.0653
results140.txt | 6549 LAVIANVOURI 400.00 | -0.1044 | -500.8347 | 1571.5 | 1070.6653 | 1175.0653 | 1175.0653
results140.txt | 6615 TAHKOLUOTO 400.00 | 0.1942 | -500.8347 | 1571.5 | 1070.6653 | 876.4653 | 876.4653
results140.txt | 6617 OLKILUOTO 400.00 | 0.1372 | -500.8347 | 1571.5 | 1070.6653 | 933.4653 | 933.4653
results140.txt | 6618 RAUMA 400.00 | 0.133 | -500.8347 | 1571.5 | 1070.6653 | 937.6653 | 937.6653
results140.txt | 6619 ULVILA 400.00 | 0.1957 | -500.8347 | 1571.5 | 1070.6653 | 874.9653 | 874.9653
results140.txt | 6811 KRSITINESTAD400.00 | 0.1484 | -500.8347 | 1571.5 | 1070.6653 | 922.2653 | 922.2653
results140.txt | 9305 KÄRPPIÖN 400.00 | 0.131 | -500.8347 | 1571.5 | 1070.6653 | 939.6653 | 939.6653
results140.txt | 9306 HONKAJOEN 400.00 | 0.1736 | -500.8347 | 1571.5 | 1070.6653 | 897.0653 | 897.0653
results141.txt | PTI INTERACTIVE POWER SYSTEM SIMULATOR--PSS(R)E MON, MAY 29 2023 |  | 499.7921 | 1571.5 | 1071.7079
results141.txt | SENSITIVITY FACTORS ARE CALCULATED WITH AC |  | 499.7921 | 1571.5 | 1071.7079
results141.txt | SUBSYSTEM 'RESERV' IS USED FOR OPPOSING SYSTEM FOR MW POWER |  | 499.7921 | 1571.5 | 1071.7079
results141.txt | SENSITIVITY FACTORS OF BRANCH FLOW (MVA) ON 6547 FORSSA 400.00 TO 6551 HIKIÄ 400.00 3 MORE THAN | 0.1 | 499.7921 | 1571.5 | 1071.7079 | 971.7079 | 971.7079
results141.txt | <--------- BUS NAME --------> |  | 499.7921 | 1571.5 | 1071.7079
results141.txt | 6545 HUITTINEN 400.00 | 0.1719 | 499.7921 | 1571.5 | 1071.7079 | 899.8079 | 899.8079
results141.txt | 6546 SALO 400.00 | 0.1391 | 499.7921 | 1571.5 | 1071.7079 | 932.6079 | 932.6079
results141.txt | 6547 FORSSA 400.00 | 0.272 | 499.7921 | 1571.5 | 1071.7079 | 799.7079 | 799.7079
results141.txt | 6551 HIKIÄ 400.00 | -0.1833 | 499.7921 | 1571.5 | 1071.7079 | 1255.0079 | 1255.0079
results141.txt | 6553 NURMIJÄRVI 400.00 | -0.124 | 499.7921 | 1571.5 | 1071.7079 | 1195.7079 | 1195.7079
results141.txt | 6615 TAHKOLUOTO 400.00 | 0.1244 | 499.7921 | 1571.5 | 1071.7079 | 947.3079 | 947.3079
results141.txt | 6617 OLKILUOTO 400.00 | 0.1462 | 499.7921 | 1571.5 | 1071.7079 | 925.5079 | 925.5079
results141.txt | 6618 RAUMA 400.00 | 0.1475 | 499.7921 | 1571.5 | 1071.7079 | 924.2079 | 924.2079
results141.txt | 6619 ULVILA 400.00 | 0.1254 | 499.7921 | 1571.5 | 1071.7079 | 946.3079 | 946.3079
results141.txt | 6621 LIETO 400.00 | 0.1725 | 499.7921 | 1571.5 | 1071.7079 | 899.2079 | 899.2079
results141.txt | 9306 HONKAJOEN 400.00 | 0.113 | 499.7921 | 1571.5 | 1071.7079 | 958.7079 | 958.7079
results141.txt | 9308 ORIMATTILAN 400.00 | -0.1385 | 499.7921 | 1571.5 | 1071.7079 | 1210.2079 | 1210.2079
results141.txt | 9309 NAANTALINSAL400.00 | 0.1724 | 499.7921 | 1571.5 | 1071.7079 | 899.3079 | 899.3079
results142.txt | PTI INTERACTIVE POWER SYSTEM SIMULATOR--PSS(R)E MON, MAY 29 2023 |  | -484.4905 | 1571.5 | 1087.0095
results142.txt | SENSITIVITY FACTORS ARE CALCULATED WITH AC |  | -484.4905 | 1571.5 | 1087.0095
results142.txt | SUBSYSTEM 'RESERV' IS USED FOR OPPOSING SYSTEM FOR MW POWER |  | -484.4905 | 1571.5 | 1087.0095
results142.txt | SENSITIVITY FACTORS OF BRANCH FLOW (MVA) ON 6681 SAUDA300 400.00 TO 6683 HYLEN 400.00 2 MORE THAN | 0.1 | -484.4905 | 1571.5 | 1087.0095 | 987.0095 | 987.0095
results142.txt | <--------- BUS NAME --------> |  | -484.4905 | 1571.5 | 1087.0095
results142.txt | 6683 HYLEN 400.00 | 1.0063 | -484.4905 | 1571.5 | 1087.0095 | 80.7095 | 80.7095
results142.txt | 6691 SUBSTATION 400.00 | 1.0063 | -484.4905 | 1571.5 | 1087.0095 | 80.7095 | 80.7095
results143.txt | PTI INTERACTIVE POWER SYSTEM SIMULATOR--PSS(R)E MON, MAY 29 2023 |  | 1149.7906 | 2245 | 1095.2094
results143.txt | SENSITIVITY FACTORS ARE CALCULATED WITH AC |  | 1149.7906 | 2245 | 1095.2094
results143.txt | SUBSYSTEM 'RESERV' IS USED FOR OPPOSING SYSTEM FOR MW POWER |  | 1149.7906 | 2245 | 1095.2094
results143.txt | SENSITIVITY FACTORS OF BRANCH FLOW (MVA) ON 6930 LETSI 400.00 TO 6931 SVARTBYN 400.00 8 MORE THAN | 0.1 | 1149.7906 | 2245 | 1095.2094 | 995.2094 | 995.2094
results143.txt | <--------- BUS NAME --------> |  | 1149.7906 | 2245 | 1095.2094
results143.txt | 6809 STORNORRFORS400.00 | -0.1274 | 1149.7906 | 2245 | 1095.2094 | 1222.6094 | 1222.6094
results143.txt | 6907 DJUPTJÄRN 400.00 | -0.2585 | 1149.7906 | 2245 | 1095.2094 | 1353.7094 | 1353.7094
results143.txt | 6909 ISOHAARA 400.00 | -0.1427 | 1149.7906 | 2245 | 1095.2094 | 1237.9094 | 1237.9094
results143.txt | 6910 SUBSTATION 400.00 | -0.1428 | 1149.7906 | 2245 | 1095.2094 | 1238.0094 | 1238.0094
results143.txt | 6930 LETSI 400.00 | 0.1006 | 1149.7906 | 2245 | 1095.2094 | 994.6094 | 994.6094
results143.txt | 6931 SVARTBYN 400.00 | -0.3404 | 1149.7906 | 2245 | 1095.2094 | 1435.6094 | 1435.6094
results143.txt | 6933 RÅBÄCKEN 400.00 | -0.2757 | 1149.7906 | 2245 | 1095.2094 | 1370.9094 | 1370.9094
results143.txt | 6992 IVALO 220.00 | -0.1007 | 1149.7906 | 2245 | 1095.2094 | 1195.9094 | 1195.9094
results143.txt | 7010 VARANGERBOT 220.00 | -0.1083 | 1149.7906 | 2245 | 1095.2094 | 1203.5094 | 1203.5094
results143.txt | 7018 UTSJOKI 220.00 | -0.1068 | 1149.7906 | 2245 | 1095.2094 | 1202.0094 | 1202.0094
results143.txt | 7140 JOINT 220.00 | -0.1067 | 1149.7906 | 2245 | 1095.2094 | 1201.9094 | 1201.9094
results143.txt | 9409 TROLLTJÄRN 400.00 | -0.2284 | 1149.7906 | 2245 | 1095.2094 | 1323.6094 | 1323.6094
results144.txt | PTI INTERACTIVE POWER SYSTEM SIMULATOR--PSS(R)E MON, MAY 29 2023 |  | 1147.712 | 2245 | 1097.2878
results144.txt | SENSITIVITY FACTORS ARE CALCULATED WITH AC |  | 1147.712 | 2245 | 1097.2878
results144.txt | SUBSYSTEM 'RESERV' IS USED FOR OPPOSING SYSTEM FOR MW POWER |  | 1147.712 | 2245 | 1097.2878
results144.txt | SENSITIVITY FACTORS OF BRANCH FLOW (MVA) ON 6719 ÅDAL 400.00 TO 6736 OSLA400 400.00 2 MORE THAN | 0.1 | 1147.712 | 2245 | 1097.2878 | 997.288 | 997.288
results144.txt | <--------- BUS NAME --------> |  | 1147.712 | 2245 | 1097.2878
results144.txt | 6716 DAGALI 400.00 | 0.106 | 1147.712 | 2245 | 1097.2878 | 991.288 | 991.288
results144.txt | 6719 ÅDAL 400.00 | 0.3448 | 1147.712 | 2245 | 1097.2878 | 752.488 | 752.488
results144.txt | 6731 RINGERIKE 400.00 | 0.235 | 1147.712 | 2245 | 1097.2878 | 862.288 | 862.288
results145.txt | PTI INTERACTIVE POWER SYSTEM SIMULATOR--PSS(R)E MON, MAY 29 2023 |  | -469.345 | 1571.5 | 1102.1551
results145.txt | SENSITIVITY FACTORS ARE CALCULATED WITH AC |  | -469.345 | 1571.5 | 1102.1551
results145.txt | SUBSYSTEM 'RESERV' IS USED FOR OPPOSING SYSTEM FOR MW POWER |  | -469.345 | 1571.5 | 1102.1551
results145.txt | SENSITIVITY FACTORS OF BRANCH FLOW (MVA) ON 6546 SALO 400.00 TO 6621 LIETO 400.00 4 MORE THAN | 0.1 | -469.345 | 1571.5 | 1102.1551 | 1002.155 | 1002.155
results145.txt | <--------- BUS NAME --------> |  | -469.345 | 1571.5 | 1102.1551
results145.txt | 6546 SALO 400.00 | -0.6618 | -469.345 | 1571.5 | 1102.1551 | 1379.045 | 1379.045
results145.txt | 6550 KOPULA 400.00 | -0.1477 | -469.345 | 1571.5 | 1102.1551 | 1249.855 | 1249.855
results145.txt | 6552 TAMMISTO 400.00 | -0.1356 | -469.345 | 1571.5 | 1102.1551 | 1237.755 | 1237.755
results145.txt | 6554 LÄNSISALMI 400.00 | -0.1185 | -469.345 | 1571.5 | 1102.1551 | 1220.655 | 1220.655
results145.txt | 6555 INKOO 400.00 | -0.4049 | -469.345 | 1571.5 | 1102.1551 | 1507.055 | 1507.055
results145.txt | 6556 ESPOO 400.00 | -0.1997 | -469.345 | 1571.5 | 1102.1551 | 1301.855 | 1301.855
results145.txt | 6621 LIETO 400.00 | 0.2204 | -469.345 | 1571.5 | 1102.1551 | 881.755 | 881.755
results145.txt | 9309 NAANTALINSAL400.00 | 0.2204 | -469.345 | 1571.5 | 1102.1551 | 881.755 | 881.755
results146.txt | PTI INTERACTIVE POWER SYSTEM SIMULATOR--PSS(R)E MON, MAY 29 2023 |  | 465.8912 | 1571.5 | 1105.6088
results146.txt | SENSITIVITY FACTORS ARE CALCULATED WITH AC |  | 465.8912 | 1571.5 | 1105.6088
results146.txt | SUBSYSTEM 'RESERV' IS USED FOR OPPOSING SYSTEM FOR MW POWER |  | 465.8912 | 1571.5 | 1105.6088
results146.txt | SENSITIVITY FACTORS OF BRANCH FLOW (MVA) ON 6680 ÅSEN 400.00 TO 6685 RÖDAL 400.00 2 MORE THAN | 0.1 | 465.8912 | 1571.5 | 1105.6088 | 1005.6088 | 1005.6088
results146.txt | <--------- BUS NAME --------> |  | 465.8912 | 1571.5 | 1105.6088
results146.txt | 6679 OKSLA 400.00 | 1.0051 | 465.8912 | 1571.5 | 1105.6088 | 100.5088 | 100.5088
results146.txt | 6680 ÅSEN 400.00 | 1.0051 | 465.8912 | 1571.5 | 1105.6088 | 100.5088 | 100.5088
results147.txt | PTI INTERACTIVE POWER SYSTEM SIMULATOR--PSS(R)E MON, MAY 29 2023 |  | -463.8212 | 1571.5 | 1107.6788
results147.txt | SENSITIVITY FACTORS ARE CALCULATED WITH AC |  | -463.8212 | 1571.5 | 1107.6788
results147.txt | SUBSYSTEM 'RESERV' IS USED FOR OPPOSING SYSTEM FOR MW POWER |  | -463.8212 | 1571.5 | 1107.6788
results147.txt | SENSITIVITY FACTORS OF BRANCH FLOW (MVA) ON 6639 LINDBACKA400400.00 TO 6830 STORFINNSF 400.00 6 MORE THAN | 0.1 | -463.8212 | 1571.5 | 1107.6788 | 1007.6788 | 1007.6788
results148.txt | PTI INTERACTIVE POWER SYSTEM SIMULATOR--PSS(R)E MON, MAY 29 2023 |  | -463.8212 | 1571.5 | 1107.6788
results148.txt | SENSITIVITY FACTORS ARE CALCULATED WITH AC |  | -463.8212 | 1571.5 | 1107.6788
results148.txt | SUBSYSTEM 'RESERV' IS USED FOR OPPOSING SYSTEM FOR MW POWER |  | -463.8212 | 1571.5 | 1107.6788
results148.txt | SENSITIVITY FACTORS OF BRANCH FLOW (MVA) ON 6639 LINDBACKA400400.00 TO 6830 STORFINNSF 400.00 9 MORE THAN | 0.1 | -463.8212 | 1571.5 | 1107.6788 | 1007.6788 | 1007.6788
results149.txt | PTI INTERACTIVE POWER SYSTEM SIMULATOR--PSS(R)E MON, MAY 29 2023 |  | -461.6275 | 1571.5 | 1109.8725
results149.txt | SENSITIVITY FACTORS ARE CALCULATED WITH AC |  | -461.6275 | 1571.5 | 1109.8725
results149.txt | SUBSYSTEM 'RESERV' IS USED FOR OPPOSING SYSTEM FOR MW POWER |  | -461.6275 | 1571.5 | 1109.8725
results149.txt | SENSITIVITY FACTORS OF BRANCH FLOW (MVA) ON 6550 KOPULA 400.00 TO 6556 ESPOO 400.00 1 MORE THAN | 0.1 | -461.6275 | 1571.5 | 1109.8725 | 1009.8725 | 1009.8725
results149.txt | <--------- BUS NAME --------> |  | -461.6275 | 1571.5 | 1109.8725
results149.txt | 6546 SALO 400.00 | 0.1339 | -461.6275 | 1571.5 | 1109.8725 | 975.9725 | 975.9725
results149.txt | 6550 KOPULA 400.00 | -0.5036 | -461.6275 | 1571.5 | 1109.8725 | 1529.5275 | 1529.5275
results149.txt | 6552 TAMMISTO 400.00 | 0.1841 | -461.6275 | 1571.5 | 1109.8725 | 925.7725 | 925.7725
results149.txt | 6554 LÄNSISALMI 400.00 | 0.1392 | -461.6275 | 1571.5 | 1109.8725 | 970.6725 | 970.6725
results149.txt | 6555 INKOO 400.00 | 0.2144 | -461.6275 | 1571.5 | 1109.8725 | 895.4725 | 895.4725
results149.txt | 6556 ESPOO 400.00 | 0.2777 | -461.6275 | 1571.5 | 1109.8725 | 832.1725 | 832.1725
results150.txt | PTI INTERACTIVE POWER SYSTEM SIMULATOR--PSS(R)E MON, MAY 29 2023 |  | 1120.9319 | 2245 | 1124.0682
results150.txt | SENSITIVITY FACTORS ARE CALCULATED WITH AC |  | 1120.9319 | 2245 | 1124.0682
results150.txt | SUBSYSTEM 'RESERV' IS USED FOR OPPOSING SYSTEM FOR MW POWER |  | 1120.9319 | 2245 | 1124.0682
results150.txt | SENSITIVITY FACTORS OF BRANCH FLOW (MVA) ON 6311 LINDOME 400.00 TO 6313 STROMMA 400.00 2 MORE THAN | 0.1 | 1120.9319 | 2245 | 1124.0682 | 1024.0681 | 1024.0681
results150.txt | <--------- BUS NAME --------> |  | 1120.9319 | 2245 | 1124.0682
results150.txt | 5624 HERSLEV 400.00 | -0.1514 | 1120.9319 | 2245 | 1124.0682 | 1275.4681 | 1275.4681
results150.txt | 5642 HOVEGARD 400.00 | -0.1512 | 1120.9319 | 2245 | 1124.0682 | 1275.2681 | 1275.2681
results150.txt | 5646 BJAEVERSKOV4400.00 | -0.1511 | 1120.9319 | 2245 | 1124.0682 | 1275.1681 | 1275.1681
results150.txt | 5645 BJAEVERSKOV2220.00 | -0.1509 | 1120.9319 | 2245 | 1124.0682 | 1274.9681 | 1274.9681
results150.txt | 5657 ISHOJ400 400.00 | -0.1512 | 1120.9319 | 2245 | 1124.0682 | 1275.2681 | 1275.2681
results150.txt | 5656 ISHOJ220 220.00 | -0.1514 | 1120.9319 | 2245 | 1124.0682 | 1275.4681 | 1275.4681
results150.txt | 5660 AVEDOREVERK 400.00 | -0.1513 | 1120.9319 | 2245 | 1124.0682 | 1275.3681 | 1275.3681
results150.txt | 5662 ORSTEDSVERKE400.00 | -0.1514 | 1120.9319 | 2245 | 1124.0682 | 1275.4681 | 1275.4681
results150.txt | 5671 SEGE 400.00 | -0.1304 | 1120.9319 | 2245 | 1124.0682 | 1254.4681 | 1254.4681
results150.txt | 5672 ARRIE 400.00 | -0.1304 | 1120.9319 | 2245 | 1124.0682 | 1254.4681 | 1254.4681
results150.txt | 5673 KRUSEBERG 400.00 | -0.1304 | 1120.9319 | 2245 | 1124.0682 | 1254.4681 | 1254.4681
results150.txt | 5676 WIND FARM 220.00 | -0.1489 | 1120.9319 | 2245 | 1124.0682 | 1272.9681 | 1272.9681
results150.txt | 5845 ASNAESVERK 400.00 | -0.1513 | 1120.9319 | 2245 | 1124.0682 | 1275.3681 | 1275.3681
results150.txt | 6311 LINDOME 400.00 | 0.4653 | 1120.9319 | 2245 | 1124.0682 | 658.7681 | 658.7681
results150.txt | 6312 RINGHALS 400.00 | -0.1669 | 1120.9319 | 2245 | 1124.0682 | 1290.9681 | 1290.9681
results150.txt | 6313 STROMMA 400.00 | -0.2075 | 1120.9319 | 2245 | 1124.0682 | 1331.5681 | 1331.5681
results150.txt | 6315 HORRED 400.00 | -0.1352 | 1120.9319 | 2245 | 1124.0682 | 1259.2681 | 1259.2681
results150.txt | 6316 UDDEBO 400.00 | -0.1245 | 1120.9319 | 2245 | 1124.0682 | 1248.5681 | 1248.5681
results150.txt | 6319 KYNDBYVERKER400.00 | -0.1511 | 1120.9319 | 2245 | 1124.0682 | 1275.1681 | 1275.1681
results150.txt | 6324 GORLOSEGARD 400.00 | -0.1507 | 1120.9319 | 2245 | 1124.0682 | 1274.7681 | 1274.7681
results150.txt | 6330 GELNTEGARD2 400.00 | -0.1518 | 1120.9319 | 2245 | 1124.0682 | 1275.8681 | 1275.8681
results150.txt | 6334 GLENTEGARD 400.00 | -0.152 | 1120.9319 | 2245 | 1124.0682 | 1276.0681 | 1276.0681
results150.txt | 6335 SODERASEN 400.00 | -0.1492 | 1120.9319 | 2245 | 1124.0682 | 1273.2681 | 1273.2681
results150.txt | 6337 BARSEBACK 400.00 | -0.133 | 1120.9319 | 2245 | 1124.0682 | 1257.0681 | 1257.0681
results150.txt | 6338 HURVA 400.00 | -0.1249 | 1120.9319 | 2245 | 1124.0682 | 1248.9681 | 1248.9681
results150.txt | 6342 TENHULT 400.00 | -0.1005 | 1120.9319 | 2245 | 1124.0682 | 1224.5681 | 1224.5681
results150.txt | 6349 ALVESTA 400.00 | -0.1047 | 1120.9319 | 2245 | 1124.0682 | 1228.7681 | 1228.7681
results150.txt | 6350 HEMSJO 400.00 | -0.1046 | 1120.9319 | 2245 | 1124.0682 | 1228.6681 | 1228.6681
results150.txt | 6351 KARLSHAMN 400.00 | -0.1046 | 1120.9319 | 2245 | 1124.0682 | 1228.6681 | 1228.6681
results150.txt | 7429 JOINT 220.00 | -0.149 | 1120.9319 | 2245 | 1124.0682 | 1273.0681 | 1273.0681
results150.txt | 1052 BREARED 400.00 | -0.1796 | 1120.9319 | 2245 | 1124.0682 | 1303.6681 | 1303.6681
results150.txt | 1053 HÄRADSBO 400.00 | -0.1423 | 1120.9319 | 2245 | 1124.0682 | 1266.3681 | 1266.3681
results151.txt | PTI INTERACTIVE POWER SYSTEM SIMULATOR--PSS(R)E MON, MAY 29 2023 |  | -874.7532 | 2000 | 1125.2468
results151.txt | SENSITIVITY FACTORS ARE CALCULATED WITH AC |  | -874.7532 | 2000 | 1125.2468
results151.txt | SUBSYSTEM 'RESERV' IS USED FOR OPPOSING SYSTEM FOR MW POWER |  | -874.7532 | 2000 | 1125.2468
results151.txt | SENSITIVITY FACTORS OF BRANCH FLOW (MVA) ON 6795 BETÅSEN220 220.00 TO 6796 BETÅSEN400 400.00 1 MORE THAN | 0.1 | -874.7532 | 2000 | 1125.2468 | 1025.2468 | 1025.2468
results151.txt | <--------- BUS NAME --------> |  | -874.7532 | 2000 | 1125.2468
results151.txt | 6791 TRATTBERGET 220.00 | 0.3258 | -874.7532 | 2000 | 1125.2468 | 799.4468 | 799.4468
results151.txt | 6792 HÄLLBY 220.00 | 0.3258 | -874.7532 | 2000 | 1125.2468 | 799.4468 | 799.4468
results151.txt | 6793 DEGERFORSEN 220.00 | 0.2434 | -874.7532 | 2000 | 1125.2468 | 881.8468 | 881.8468
results151.txt | 6794 GUSELE 220.00 | 0.3267 | -874.7532 | 2000 | 1125.2468 | 798.5468 | 798.5468
results151.txt | 6795 BETÅSEN220 220.00 | 0.6034 | -874.7532 | 2000 | 1125.2468 | 521.8468 | 521.8468
results151.txt | 6797 NÄMFORSEN 220.00 | 0.4632 | -874.7532 | 2000 | 1125.2468 | 662.0468 | 662.0468
results151.txt | 6798 MOFORSEN 220.00 | 0.4356 | -874.7532 | 2000 | 1125.2468 | 689.6468 | 689.6468
results151.txt | 6799 HJÄLTA220 220.00 | 0.1753 | -874.7532 | 2000 | 1125.2468 | 949.9468 | 949.9468
results151.txt | 6800 FORSMO 220.00 | 0.3788 | -874.7532 | 2000 | 1125.2468 | 746.4468 | 746.4468
results151.txt | 6801 FORSSE 220.00 | 0.2212 | -874.7532 | 2000 | 1125.2468 | 904.0468 | 904.0468
results151.txt | 6804 JARKVISSLE 220.00 | 0.174 | -874.7532 | 2000 | 1125.2468 | 951.2468 | 951.2468
results151.txt | 6806 HALLSJO 220.00 | 0.1738 | -874.7532 | 2000 | 1125.2468 | 951.4468 | 951.4468
results151.txt | 6808 VAPLE 220.00 | 0.1729 | -874.7532 | 2000 | 1125.2468 | 952.3468 | 952.3468
results151.txt | 6823 LANGA 220.00 | 0.1634 | -874.7532 | 2000 | 1125.2468 | 961.8468 | 961.8468
results151.txt | 6824 TRANGFARS 220.00 | 0.1706 | -874.7532 | 2000 | 1125.2468 | 954.6468 | 954.6468
results151.txt | 6825 NORDIASEN 220.00 | 0.1689 | -874.7532 | 2000 | 1125.2468 | 956.3468 | 956.3468
results151.txt | 6829 HAVSNÄS 220.00 | 0.2029 | -874.7532 | 2000 | 1125.2468 | 922.3468 | 922.3468
results151.txt | 6831 LÅNGBJÖRN220220.00 | 0.2077 | -874.7532 | 2000 | 1125.2468 | 917.5468 | 917.5468
results151.txt | 6833 LASELE 220.00 | 0.5351 | -874.7532 | 2000 | 1125.2468 | 590.1468 | 590.1468
results151.txt | 6834 STUGUN 220.00 | 0.1092 | -874.7532 | 2000 | 1125.2468 | 1016.0468 | 1016.0468
results151.txt | 6836 GAMMALÄNGE 220.00 | 0.1343 | -874.7532 | 2000 | 1125.2468 | 990.9468 | 990.9468
results151.txt | 6837 KRÅNGEDE 220.00 | 0.1344 | -874.7532 | 2000 | 1125.2468 | 990.8468 | 990.8468
results151.txt | 6840 SVARTHÅLSF 220.00 | 0.1464 | -874.7532 | 2000 | 1125.2468 | 978.8468 | 978.8468
results151.txt | 6841 STADSFORSEN 220.00 | 0.1753 | -874.7532 | 2000 | 1125.2468 | 949.9468 | 949.9468
results151.txt | 6842 RATANSKV220 220.00 | 0.175 | -874.7532 | 2000 | 1125.2468 | 950.2468 | 950.2468
results151.txt | 6845 TURINGE 220.00 | 0.1745 | -874.7532 | 2000 | 1125.2468 | 950.7468 | 950.7468
results151.txt | 6846 SVEG 220.00 | 0.1698 | -874.7532 | 2000 | 1125.2468 | 955.4468 | 955.4468
results151.txt | 6847 BRACKE 220.00 | 0.135 | -874.7532 | 2000 | 1125.2468 | 990.2468 | 990.2468
results151.txt | 6848 JARNVAGSFOR 220.00 | 0.1743 | -874.7532 | 2000 | 1125.2468 | 950.9468 | 950.9468
results151.txt | 6849 ANGE 220.00 | 0.1744 | -874.7532 | 2000 | 1125.2468 | 950.8468 | 950.8468
results151.txt | 6850 MORTTJARNB 220.00 | 0.135 | -874.7532 | 2000 | 1125.2468 | 990.2468 | 990.2468
results151.txt | 6851 HOLLEFORSEN 220.00 | 0.1747 | -874.7532 | 2000 | 1125.2468 | 950.5468 | 950.5468
results151.txt | 6852 TORPSHAMMAR 220.00 | 0.1738 | -874.7532 | 2000 | 1125.2468 | 951.4468 | 951.4468
results151.txt | 6853 DONJE 220.00 | 0.1737 | -874.7532 | 2000 | 1125.2468 | 951.5468 | 951.5468
results151.txt | 6927 STENKULLAFOR220.00 | 0.3234 | -874.7532 | 2000 | 1125.2468 | 801.8468 | 801.8468
results151.txt | 6928 ÅSELE 220.00 | 0.3231 | -874.7532 | 2000 | 1125.2468 | 802.1468 | 802.1468
results151.txt | 6943 LINNVASSELV 220.00 | 0.1982 | -874.7532 | 2000 | 1125.2468 | 927.0468 | 927.0468
results151.txt | 6948 BLÅSJÖN 220.00 | 0.1985 | -874.7532 | 2000 | 1125.2468 | 926.7468 | 926.7468
results151.txt | 6949 JUNSTERF 220.00 | 0.1989 | -874.7532 | 2000 | 1125.2468 | 926.3468 | 926.3468
results151.txt | 6950 GÄDDEDE 220.00 | 0.1992 | -874.7532 | 2000 | 1125.2468 | 926.0468 | 926.0468
results151.txt | 6951 KORSELBRÄNNA220.00 | 0.1984 | -874.7532 | 2000 | 1125.2468 | 926.8468 | 926.8468
results151.txt | 6952 BÅGEDE 220.00 | 0.2007 | -874.7532 | 2000 | 1125.2468 | 924.5468 | 924.5468
results151.txt | 6953 STALON 220.00 | 0.1971 | -874.7532 | 2000 | 1125.2468 | 928.1468 | 928.1468
results151.txt | 6954 STORBÄCK 220.00 | 0.1981 | -874.7532 | 2000 | 1125.2468 | 927.1468 | 927.1468
results151.txt | 8619 JOINT 220.00 | 0.1741 | -874.7532 | 2000 | 1125.2468 | 951.1468 | 951.1468
results151.txt | 8426 JOINT 220.00 | 0.4641 | -874.7532 | 2000 | 1125.2468 | 661.1468 | 661.1468
results151.txt | 8830 JOINT 220.00 | 0.2434 | -874.7532 | 2000 | 1125.2468 | 881.8468 | 881.8468
results151.txt | 8424 JOINT 220.00 | 0.1993 | -874.7532 | 2000 | 1125.2468 | 925.9468 | 925.9468
results151.txt | 8750 JOINT 220.00 | 0.1466 | -874.7532 | 2000 | 1125.2468 | 978.6468 | 978.6468
results151.txt | 8271 JOINT 220.00 | 0.174 | -874.7532 | 2000 | 1125.2468 | 951.2468 | 951.2468
results151.txt | 8284 JOINT 220.00 | 0.4356 | -874.7532 | 2000 | 1125.2468 | 689.6468 | 689.6468
results151.txt | 8817 JOINT 220.00 | 0.3237 | -874.7532 | 2000 | 1125.2468 | 801.5468 | 801.5468
results151.txt | 8526 JOINT 220.00 | 0.1989 | -874.7532 | 2000 | 1125.2468 | 926.3468 | 926.3468
results151.txt | 8799 JOINT 220.00 | 0.1988 | -874.7532 | 2000 | 1125.2468 | 926.4468 | 926.4468
results151.txt | 8777 JOINT 220.00 | 0.2212 | -874.7532 | 2000 | 1125.2468 | 904.0468 | 904.0468
results151.txt | 8504 JOINT 220.00 | 0.203 | -874.7532 | 2000 | 1125.2468 | 922.2468 | 922.2468
results151.txt | 8682 JOINT 220.00 | 0.1092 | -874.7532 | 2000 | 1125.2468 | 1016.0468 | 1016.0468
results151.txt | 8691 JOINT 220.00 | 0.2007 | -874.7532 | 2000 | 1125.2468 | 924.5468 | 924.5468
results151.txt | 8723 JOINT 220.00 | 0.1981 | -874.7532 | 2000 | 1125.2468 | 927.1468 | 927.1468
results151.txt | 8606 JOINT 220.00 | 0.1732 | -874.7532 | 2000 | 1125.2468 | 952.0468 | 952.0468
results151.txt | 8693 JOINT 220.00 | 0.1738 | -874.7532 | 2000 | 1125.2468 | 951.4468 | 951.4468
results151.txt | 8613 JOINT 220.00 | 0.1741 | -874.7532 | 2000 | 1125.2468 | 951.1468 | 951.1468
results152.txt | PTI INTERACTIVE POWER SYSTEM SIMULATOR--PSS(R)E MON, MAY 29 2023 |  | 443.4876 | 1571.5 | 1128.0124
results152.txt | SENSITIVITY FACTORS ARE CALCULATED WITH AC |  | 443.4876 | 1571.5 | 1128.0124
results152.txt | SUBSYSTEM 'RESERV' IS USED FOR OPPOSING SYSTEM FOR MW POWER |  | 443.4876 | 1571.5 | 1128.0124
results152.txt | SENSITIVITY FACTORS OF BRANCH FLOW (MVA) ON 6802 HJÄLTA 400.00 TO 9405 GRÖNVIKEN 400.00 10 MORE THAN | 0.1 | 443.4876 | 1571.5 | 1128.0124 | 1028.0124 | 1028.0124
results152.txt | <--------- BUS NAME --------> |  | 443.4876 | 1571.5 | 1128.0124
results152.txt | 6341 KOLSTAD 400.00 | -0.1116 | 443.4876 | 1571.5 | 1128.0124 | 1239.6124 | 1239.6124
results152.txt | 6343 BARKERYD 400.00 | -0.1014 | 443.4876 | 1571.5 | 1128.0124 | 1229.4124 | 1229.4124
results152.txt | 6345 GLAN 400.00 | -0.1239 | 443.4876 | 1571.5 | 1128.0124 | 1251.9124 | 1251.9124
results152.txt | 6346 KIMSTAD 400.00 | -0.1162 | 443.4876 | 1571.5 | 1128.0124 | 1244.2124 | 1244.2124
results152.txt | 6348 OSKARSHAMN 400.00 | -0.1106 | 443.4876 | 1571.5 | 1128.0124 | 1238.6124 | 1238.6124
results152.txt | 6349 ALVESTA 400.00 | -0.1027 | 443.4876 | 1571.5 | 1128.0124 | 1230.7124 | 1230.7124
results152.txt | 6350 HEMSJO 400.00 | -0.1049 | 443.4876 | 1571.5 | 1128.0124 | 1232.9124 | 1232.9124
results152.txt | 6351 KARLSHAMN 400.00 | -0.1048 | 443.4876 | 1571.5 | 1128.0124 | 1232.8124 | 1232.8124
results152.txt | 6354 NYBRO 400.00 | -0.1077 | 443.4876 | 1571.5 | 1128.0124 | 1235.7124 | 1235.7124
results152.txt | 6580 SODERALA 220.00 | -0.1656 | 443.4876 | 1571.5 | 1128.0124 | 1293.6124 | 1293.6124
results152.txt | 6581 ANGSBERG 400.00 | -0.1702 | 443.4876 | 1571.5 | 1128.0124 | 1298.2124 | 1298.2124
results152.txt | 6583 STACKBO400 400.00 | -0.1756 | 443.4876 | 1571.5 | 1128.0124 | 1303.6124 | 1303.6124
results152.txt | 6582 STACKBO220 220.00 | -0.1644 | 443.4876 | 1571.5 | 1128.0124 | 1292.4124 | 1292.4124
results152.txt | 6584 VALBO 220.00 | -0.1624 | 443.4876 | 1571.5 | 1128.0124 | 1290.4124 | 1290.4124
results152.txt | 6585 FINNBOLEHVDC400.00 | -0.1721 | 443.4876 | 1571.5 | 1128.0124 | 1300.1124 | 1300.1124
results152.txt | 6586 FINNBOLEHVDC400.00 | -0.1714 | 443.4876 | 1571.5 | 1128.0124 | 1299.4124 | 1299.4124
results152.txt | 6588 UNTRA 220.00 | -0.1554 | 443.4876 | 1571.5 | 1128.0124 | 1283.4124 | 1283.4124
results152.txt | 6589 DANNEBO 400.00 | -0.1669 | 443.4876 | 1571.5 | 1128.0124 | 1294.9124 | 1294.9124
results152.txt | 6591 FORSMARK 400.00 | -0.1664 | 443.4876 | 1571.5 | 1128.0124 | 1294.4124 | 1294.4124
results152.txt | 6592 STARFORS 220.00 | -0.1446 | 443.4876 | 1571.5 | 1128.0124 | 1272.6124 | 1272.6124
results152.txt | 6594 HAMRA400 400.00 | -0.1521 | 443.4876 | 1571.5 | 1128.0124 | 1280.1124 | 1280.1124
results152.txt | 6593 HAMRA220 220.00 | -0.1559 | 443.4876 | 1571.5 | 1128.0124 | 1283.9124 | 1283.9124
results152.txt | 6595 BREDAKER 220.00 | -0.1608 | 443.4876 | 1571.5 | 1128.0124 | 1288.8124 | 1288.8124
results152.txt | 6597 TUNA400 400.00 | -0.1671 | 443.4876 | 1571.5 | 1128.0124 | 1295.1124 | 1295.1124
results152.txt | 6596 TUNA220 220.00 | -0.1638 | 443.4876 | 1571.5 | 1128.0124 | 1291.8124 | 1291.8124
results152.txt | 6598 BOLANDERNA 220.00 | -0.1623 | 443.4876 | 1571.5 | 1128.0124 | 1290.3124 | 1290.3124
results152.txt | 6599 PLENNINGE 220.00 | -0.1618 | 443.4876 | 1571.5 | 1128.0124 | 1289.8124 | 1289.8124
results152.txt | 6600 AKER 400.00 | -0.1429 | 443.4876 | 1571.5 | 1128.0124 | 1270.9124 | 1270.9124
results152.txt | 6602 KOLBOTTEN400400.00 | -0.1586 | 443.4876 | 1571.5 | 1128.0124 | 1286.6124 | 1286.6124
results152.txt | 6601 KOLBOTTEN220220.00 | -0.1589 | 443.4876 | 1571.5 | 1128.0124 | 1286.9124 | 1286.9124
results152.txt | 6603 ODENSALA 400.00 | -0.1663 | 443.4876 | 1571.5 | 1128.0124 | 1294.3124 | 1294.3124
results152.txt | 6605 STOCKHOLM400400.00 | -0.166 | 443.4876 | 1571.5 | 1128.0124 | 1294.0124 | 1294.0124
results152.txt | 6604 STOCKHOLM220220.00 | -0.1588 | 443.4876 | 1571.5 | 1128.0124 | 1286.8124 | 1286.8124
results152.txt | 6606 HALL 400.00 | -0.1565 | 443.4876 | 1571.5 | 1128.0124 | 1284.5124 | 1284.5124
results152.txt | 6608 EKUDDEN400 400.00 | -0.1567 | 443.4876 | 1571.5 | 1128.0124 | 1284.7124 | 1284.7124
results152.txt | 6607 EKUDDEN220 220.00 | -0.1584 | 443.4876 | 1571.5 | 1128.0124 | 1286.4124 | 1286.4124
results152.txt | 6609 SOLBERGA 220.00 | -0.1584 | 443.4876 | 1571.5 | 1128.0124 | 1286.4124 | 1286.4124
results152.txt | 6610 GRASKA 220.00 | -0.1656 | 443.4876 | 1571.5 | 1128.0124 | 1293.6124 | 1293.6124
results152.txt | 6611 HALLSTAVIK 220.00 | -0.1655 | 443.4876 | 1571.5 | 1128.0124 | 1293.5124 | 1293.5124
results152.txt | 6613 MALSTA 220.00 | -0.1663 | 443.4876 | 1571.5 | 1128.0124 | 1294.3124 | 1294.3124
results152.txt | 6614 VALLENTUNA 220.00 | -0.1599 | 443.4876 | 1571.5 | 1128.0124 | 1287.9124 | 1287.9124
results152.txt | 6633 DÖNJE 220.00 | -0.168 | 443.4876 | 1571.5 | 1128.0124 | 1296.0124 | 1296.0124
results152.txt | 6634 OCKELBO 220.00 | -0.1427 | 443.4876 | 1571.5 | 1128.0124 | 1270.7124 | 1270.7124
results152.txt | 6635 HOFORS 220.00 | -0.1255 | 443.4876 | 1571.5 | 1128.0124 | 1253.5124 | 1253.5124
results152.txt | 6636 HORNDAL 220.00 | -0.1415 | 443.4876 | 1571.5 | 1128.0124 | 1269.5124 | 1269.5124
results152.txt | 6638 LINDBACKA220220.00 | -0.1068 | 443.4876 | 1571.5 | 1128.0124 | 1234.8124 | 1234.8124
results152.txt | 6643 FINNSLATTEN 220.00 | -0.1301 | 443.4876 | 1571.5 | 1128.0124 | 1258.1124 | 1258.1124
results152.txt | 6644 HIMMETA 220.00 | -0.1229 | 443.4876 | 1571.5 | 1128.0124 | 1250.9124 | 1250.9124
results152.txt | 6645 AROSVERKET 220.00 | -0.1229 | 443.4876 | 1571.5 | 1128.0124 | 1250.9124 | 1250.9124
results152.txt | 6646 HEDENLUNDA 400.00 | -0.1355 | 443.4876 | 1571.5 | 1128.0124 | 1263.5124 | 1263.5124
results152.txt | 6802 HJÄLTA 400.00 | 0.1242 | 443.4876 | 1571.5 | 1128.0124 | 1003.8124 | 1003.8124
results152.txt | 6805 NYSATER 400.00 | 0.1239 | 443.4876 | 1571.5 | 1128.0124 | 1004.1124 | 1004.1124
results152.txt | 6807 BANDSJO 400.00 | 0.1239 | 443.4876 | 1571.5 | 1128.0124 | 1004.1124 | 1004.1124
results152.txt | 6854 LJUSDAL 220.00 | -0.1711 | 443.4876 | 1571.5 | 1128.0124 | 1299.1124 | 1299.1124
results152.txt | 8861 JOINT 400.00 | -0.159 | 443.4876 | 1571.5 | 1128.0124 | 1287.0124 | 1287.0124
results152.txt | 8845 JOINT 220.00 | -0.1246 | 443.4876 | 1571.5 | 1128.0124 | 1252.6124 | 1252.6124
results152.txt | 1051 SUBSTATION 400.00 | -0.1664 | 443.4876 | 1571.5 | 1128.0124 | 1294.4124 | 1294.4124
results152.txt | 9401 HAGESKRUV 400.00 | -0.1066 | 443.4876 | 1571.5 | 1128.0124 | 1234.6124 | 1234.6124
results152.txt | 9405 GRÖNVIKEN 400.00 | -0.1836 | 443.4876 | 1571.5 | 1128.0124 | 1311.6124 | 1311.6124
results152.txt | 9410 HORNDAL 400.00 | -0.1255 | 443.4876 | 1571.5 | 1128.0124 | 1253.5124 | 1253.5124
results152.txt | 9411 MUNGA 400.00 | -0.145 | 443.4876 | 1571.5 | 1128.0124 | 1273.0124 | 1273.0124
results152.txt | 9412 FALLVIKEN 400.00 | -0.1106 | 443.4876 | 1571.5 | 1128.0124 | 1238.6124 | 1238.6124
results153.txt | PTI INTERACTIVE POWER SYSTEM SIMULATOR--PSS(R)E MON, MAY 29 2023 |  | 443.4876 | 1571.5 | 1128.0124
results153.txt | SENSITIVITY FACTORS ARE CALCULATED WITH AC |  | 443.4876 | 1571.5 | 1128.0124
results153.txt | SUBSYSTEM 'RESERV' IS USED FOR OPPOSING SYSTEM FOR MW POWER |  | 443.4876 | 1571.5 | 1128.0124
results153.txt | SENSITIVITY FACTORS OF BRANCH FLOW (MVA) ON 6802 HJÄLTA 400.00 TO 9405 GRÖNVIKEN 400.00 11 MORE THAN | 0.1 | 443.4876 | 1571.5 | 1128.0124 | 1028.0124 | 1028.0124
results153.txt | <--------- BUS NAME --------> |  | 443.4876 | 1571.5 | 1128.0124
results153.txt | 6341 KOLSTAD 400.00 | -0.1116 | 443.4876 | 1571.5 | 1128.0124 | 1239.6124 | 1239.6124
results153.txt | 6343 BARKERYD 400.00 | -0.1014 | 443.4876 | 1571.5 | 1128.0124 | 1229.4124 | 1229.4124
results153.txt | 6345 GLAN 400.00 | -0.1239 | 443.4876 | 1571.5 | 1128.0124 | 1251.9124 | 1251.9124
results153.txt | 6346 KIMSTAD 400.00 | -0.1162 | 443.4876 | 1571.5 | 1128.0124 | 1244.2124 | 1244.2124
results153.txt | 6348 OSKARSHAMN 400.00 | -0.1106 | 443.4876 | 1571.5 | 1128.0124 | 1238.6124 | 1238.6124
results153.txt | 6349 ALVESTA 400.00 | -0.1027 | 443.4876 | 1571.5 | 1128.0124 | 1230.7124 | 1230.7124
results153.txt | 6350 HEMSJO 400.00 | -0.1049 | 443.4876 | 1571.5 | 1128.0124 | 1232.9124 | 1232.9124
results153.txt | 6351 KARLSHAMN 400.00 | -0.1048 | 443.4876 | 1571.5 | 1128.0124 | 1232.8124 | 1232.8124
results153.txt | 6354 NYBRO 400.00 | -0.1077 | 443.4876 | 1571.5 | 1128.0124 | 1235.7124 | 1235.7124
results153.txt | 6580 SODERALA 220.00 | -0.1656 | 443.4876 | 1571.5 | 1128.0124 | 1293.6124 | 1293.6124
results153.txt | 6581 ANGSBERG 400.00 | -0.1702 | 443.4876 | 1571.5 | 1128.0124 | 1298.2124 | 1298.2124
results153.txt | 6583 STACKBO400 400.00 | -0.1756 | 443.4876 | 1571.5 | 1128.0124 | 1303.6124 | 1303.6124
results153.txt | 6582 STACKBO220 220.00 | -0.1644 | 443.4876 | 1571.5 | 1128.0124 | 1292.4124 | 1292.4124
results153.txt | 6584 VALBO 220.00 | -0.1624 | 443.4876 | 1571.5 | 1128.0124 | 1290.4124 | 1290.4124
results153.txt | 6585 FINNBOLEHVDC400.00 | -0.1721 | 443.4876 | 1571.5 | 1128.0124 | 1300.1124 | 1300.1124
results153.txt | 6586 FINNBOLEHVDC400.00 | -0.1714 | 443.4876 | 1571.5 | 1128.0124 | 1299.4124 | 1299.4124
results153.txt | 6588 UNTRA 220.00 | -0.1554 | 443.4876 | 1571.5 | 1128.0124 | 1283.4124 | 1283.4124
results153.txt | 6589 DANNEBO 400.00 | -0.1669 | 443.4876 | 1571.5 | 1128.0124 | 1294.9124 | 1294.9124
results153.txt | 6591 FORSMARK 400.00 | -0.1664 | 443.4876 | 1571.5 | 1128.0124 | 1294.4124 | 1294.4124
results153.txt | 6592 STARFORS 220.00 | -0.1446 | 443.4876 | 1571.5 | 1128.0124 | 1272.6124 | 1272.6124
results153.txt | 6594 HAMRA400 400.00 | -0.1521 | 443.4876 | 1571.5 | 1128.0124 | 1280.1124 | 1280.1124
results153.txt | 6593 HAMRA220 220.00 | -0.1559 | 443.4876 | 1571.5 | 1128.0124 | 1283.9124 | 1283.9124
results153.txt | 6595 BREDAKER 220.00 | -0.1608 | 443.4876 | 1571.5 | 1128.0124 | 1288.8124 | 1288.8124
results153.txt | 6597 TUNA400 400.00 | -0.1671 | 443.4876 | 1571.5 | 1128.0124 | 1295.1124 | 1295.1124
results153.txt | 6596 TUNA220 220.00 | -0.1638 | 443.4876 | 1571.5 | 1128.0124 | 1291.8124 | 1291.8124
results153.txt | 6598 BOLANDERNA 220.00 | -0.1623 | 443.4876 | 1571.5 | 1128.0124 | 1290.3124 | 1290.3124
results153.txt | 6599 PLENNINGE 220.00 | -0.1618 | 443.4876 | 1571.5 | 1128.0124 | 1289.8124 | 1289.8124
results153.txt | 6600 AKER 400.00 | -0.1429 | 443.4876 | 1571.5 | 1128.0124 | 1270.9124 | 1270.9124
results153.txt | 6602 KOLBOTTEN400400.00 | -0.1586 | 443.4876 | 1571.5 | 1128.0124 | 1286.6124 | 1286.6124
results153.txt | 6601 KOLBOTTEN220220.00 | -0.1589 | 443.4876 | 1571.5 | 1128.0124 | 1286.9124 | 1286.9124
results153.txt | 6603 ODENSALA 400.00 | -0.1663 | 443.4876 | 1571.5 | 1128.0124 | 1294.3124 | 1294.3124
results153.txt | 6605 STOCKHOLM400400.00 | -0.166 | 443.4876 | 1571.5 | 1128.0124 | 1294.0124 | 1294.0124
results153.txt | 6604 STOCKHOLM220220.00 | -0.1588 | 443.4876 | 1571.5 | 1128.0124 | 1286.8124 | 1286.8124
results153.txt | 6606 HALL 400.00 | -0.1565 | 443.4876 | 1571.5 | 1128.0124 | 1284.5124 | 1284.5124
results153.txt | 6608 EKUDDEN400 400.00 | -0.1567 | 443.4876 | 1571.5 | 1128.0124 | 1284.7124 | 1284.7124
results153.txt | 6607 EKUDDEN220 220.00 | -0.1584 | 443.4876 | 1571.5 | 1128.0124 | 1286.4124 | 1286.4124
results153.txt | 6609 SOLBERGA 220.00 | -0.1584 | 443.4876 | 1571.5 | 1128.0124 | 1286.4124 | 1286.4124
results153.txt | 6610 GRASKA 220.00 | -0.1656 | 443.4876 | 1571.5 | 1128.0124 | 1293.6124 | 1293.6124
results153.txt | 6611 HALLSTAVIK 220.00 | -0.1655 | 443.4876 | 1571.5 | 1128.0124 | 1293.5124 | 1293.5124
results153.txt | 6613 MALSTA 220.00 | -0.1663 | 443.4876 | 1571.5 | 1128.0124 | 1294.3124 | 1294.3124
results153.txt | 6614 VALLENTUNA 220.00 | -0.1599 | 443.4876 | 1571.5 | 1128.0124 | 1287.9124 | 1287.9124
results153.txt | 6633 DÖNJE 220.00 | -0.168 | 443.4876 | 1571.5 | 1128.0124 | 1296.0124 | 1296.0124
results153.txt | 6634 OCKELBO 220.00 | -0.1427 | 443.4876 | 1571.5 | 1128.0124 | 1270.7124 | 1270.7124
results153.txt | 6635 HOFORS 220.00 | -0.1255 | 443.4876 | 1571.5 | 1128.0124 | 1253.5124 | 1253.5124
results153.txt | 6636 HORNDAL 220.00 | -0.1415 | 443.4876 | 1571.5 | 1128.0124 | 1269.5124 | 1269.5124
results153.txt | 6638 LINDBACKA220220.00 | -0.1068 | 443.4876 | 1571.5 | 1128.0124 | 1234.8124 | 1234.8124
results153.txt | 6643 FINNSLATTEN 220.00 | -0.1301 | 443.4876 | 1571.5 | 1128.0124 | 1258.1124 | 1258.1124
results153.txt | 6644 HIMMETA 220.00 | -0.1229 | 443.4876 | 1571.5 | 1128.0124 | 1250.9124 | 1250.9124
results153.txt | 6645 AROSVERKET 220.00 | -0.1229 | 443.4876 | 1571.5 | 1128.0124 | 1250.9124 | 1250.9124
results153.txt | 6646 HEDENLUNDA 400.00 | -0.1355 | 443.4876 | 1571.5 | 1128.0124 | 1263.5124 | 1263.5124
results153.txt | 6802 HJÄLTA 400.00 | 0.1242 | 443.4876 | 1571.5 | 1128.0124 | 1003.8124 | 1003.8124
results153.txt | 6805 NYSATER 400.00 | 0.1239 | 443.4876 | 1571.5 | 1128.0124 | 1004.1124 | 1004.1124
results153.txt | 6807 BANDSJO 400.00 | 0.1239 | 443.4876 | 1571.5 | 1128.0124 | 1004.1124 | 1004.1124
results153.txt | 6854 LJUSDAL 220.00 | -0.1711 | 443.4876 | 1571.5 | 1128.0124 | 1299.1124 | 1299.1124
results153.txt | 8861 JOINT 400.00 | -0.159 | 443.4876 | 1571.5 | 1128.0124 | 1287.0124 | 1287.0124
results153.txt | 8845 JOINT 220.00 | -0.1246 | 443.4876 | 1571.5 | 1128.0124 | 1252.6124 | 1252.6124
results153.txt | 1051 SUBSTATION 400.00 | -0.1664 | 443.4876 | 1571.5 | 1128.0124 | 1294.4124 | 1294.4124
results153.txt | 9401 HAGESKRUV 400.00 | -0.1066 | 443.4876 | 1571.5 | 1128.0124 | 1234.6124 | 1234.6124
results153.txt | 9405 GRÖNVIKEN 400.00 | -0.1836 | 443.4876 | 1571.5 | 1128.0124 | 1311.6124 | 1311.6124
results153.txt | 9410 HORNDAL 400.00 | -0.1255 | 443.4876 | 1571.5 | 1128.0124 | 1253.5124 | 1253.5124
results153.txt | 9411 MUNGA 400.00 | -0.145 | 443.4876 | 1571.5 | 1128.0124 | 1273.0124 | 1273.0124
results153.txt | 9412 FALLVIKEN 400.00 | -0.1106 | 443.4876 | 1571.5 | 1128.0124 | 1238.6124 | 1238.6124
results154.txt | PTI INTERACTIVE POWER SYSTEM SIMULATOR--PSS(R)E MON, MAY 29 2023 |  | 1102.6973 | 2245 | 1142.3027
results154.txt | SENSITIVITY FACTORS ARE CALCULATED WITH AC |  | 1102.6973 | 2245 | 1142.3027
results154.txt | SUBSYSTEM 'RESERV' IS USED FOR OPPOSING SYSTEM FOR MW POWER |  | 1102.6973 | 2245 | 1142.3027
results154.txt | SENSITIVITY FACTORS OF BRANCH FLOW (MVA) ON 6996 OFOTEN 400.00 TO 6997 NARVIK 400.00 4 MORE THAN | 0.1 | 1102.6973 | 2245 | 1142.3027 | 1042.3027 | 1042.3027
results154.txt | <--------- BUS NAME --------> |  | 1102.6973 | 2245 | 1142.3027
results154.txt | 6997 NARVIK 400.00 | -0.3311 | 1102.6973 | 2245 | 1142.3027 | 1473.4027 | 1473.4027
results154.txt | 7017 HAMMERFEST 400.00 | -0.3448 | 1102.6973 | 2245 | 1142.3027 | 1487.1027 | 1487.1027
results154.txt | 7019 BALSFJORD 400.00 | -0.3358 | 1102.6973 | 2245 | 1142.3027 | 1478.1027 | 1478.1027
results154.txt | 7020 BARDUFOSS 400.00 | -0.3347 | 1102.6973 | 2245 | 1142.3027 | 1477.0027 | 1477.0027
results154.txt | 9001 SEIDAFJELL 400.00 | -0.3437 | 1102.6973 | 2245 | 1142.3027 | 1486.0027 | 1486.0027
results154.txt | 9002 LEBSESBY 400.00 | -0.344 | 1102.6973 | 2245 | 1142.3027 | 1486.3027 | 1486.3027
results154.txt | 9003 HAMMERF 400.00 | -0.3448 | 1102.6973 | 2245 | 1142.3027 | 1487.1027 | 1487.1027
results154.txt | 9004 ALTA 400.00 | -0.3416 | 1102.6973 | 2245 | 1142.3027 | 1483.9027 | 1483.9027
results154.txt | 9005 BERGHEIM 400.00 | -0.3386 | 1102.6973 | 2245 | 1142.3027 | 1480.9027 | 1480.9027
results155.txt | PTI INTERACTIVE POWER SYSTEM SIMULATOR--PSS(R)E MON, MAY 29 2023 |  | 1101.2217 | 2245 | 1143.7783
results155.txt | SENSITIVITY FACTORS ARE CALCULATED WITH AC |  | 1101.2217 | 2245 | 1143.7783
results155.txt | SUBSYSTEM 'RESERV' IS USED FOR OPPOSING SYSTEM FOR MW POWER |  | 1101.2217 | 2245 | 1143.7783
results155.txt | SENSITIVITY FACTORS OF BRANCH FLOW (MVA) ON 6996 OFOTEN 400.00 TO 6997 NARVIK 400.00 1 MORE THAN | 0.1 | 1101.2217 | 2245 | 1143.7783 | 1043.7783 | 1043.7783
results155.txt | <--------- BUS NAME --------> |  | 1101.2217 | 2245 | 1143.7783
results155.txt | 6997 NARVIK 400.00 | -0.6784 | 1101.2217 | 2245 | 1143.7783 | 1822.1783 | 1822.1783
results155.txt | 7017 HAMMERFEST 400.00 | -0.7065 | 1101.2217 | 2245 | 1143.7783 | 1850.2783 | 1850.2783
results155.txt | 7019 BALSFJORD 400.00 | -0.688 | 1101.2217 | 2245 | 1143.7783 | 1831.7783 | 1831.7783
results155.txt | 7020 BARDUFOSS 400.00 | -0.6858 | 1101.2217 | 2245 | 1143.7783 | 1829.5783 | 1829.5783
results155.txt | 9001 SEIDAFJELL 400.00 | -0.7043 | 1101.2217 | 2245 | 1143.7783 | 1848.0783 | 1848.0783
results155.txt | 9002 LEBSESBY 400.00 | -0.7049 | 1101.2217 | 2245 | 1143.7783 | 1848.6783 | 1848.6783
results155.txt | 9003 HAMMERF 400.00 | -0.7065 | 1101.2217 | 2245 | 1143.7783 | 1850.2783 | 1850.2783
results155.txt | 9004 ALTA 400.00 | -0.6999 | 1101.2217 | 2245 | 1143.7783 | 1843.6783 | 1843.6783
results155.txt | 9005 BERGHEIM 400.00 | -0.6938 | 1101.2217 | 2245 | 1143.7783 | 1837.5783 | 1837.5783
results156.txt | PTI INTERACTIVE POWER SYSTEM SIMULATOR--PSS(R)E MON, MAY 29 2023 |  | -1099.7999 | 2245 | 1145.2001
results156.txt | SENSITIVITY FACTORS ARE CALCULATED WITH AC |  | -1099.7999 | 2245 | 1145.2001
results156.txt | SUBSYSTEM 'RESERV' IS USED FOR OPPOSING SYSTEM FOR MW POWER |  | -1099.7999 | 2245 | 1145.2001
results156.txt | SENSITIVITY FACTORS OF BRANCH FLOW (MVA) ON 6681 SAUDA300 400.00 TO 6687 ULLA-FORRE 400.00 1 MORE THAN | 0.1 | -1099.7999 | 2245 | 1145.2001 | 1045.2001 | 1045.2001
results156.txt | <--------- BUS NAME --------> |  | -1099.7999 | 2245 | 1145.2001
results156.txt | 6649 REFSDAL 400.00 | -0.1182 | -1099.7999 | 2245 | 1145.2001 | 1263.4001 | 1263.4001
results156.txt | 6650 HOVE 400.00 | -0.1076 | -1099.7999 | 2245 | 1145.2001 | 1252.8001 | 1252.8001
results156.txt | 6651 MODALEN 400.00 | -0.148 | -1099.7999 | 2245 | 1145.2001 | 1293.2001 | 1293.2001
results156.txt | 6653 DALE 400.00 | -0.1601 | -1099.7999 | 2245 | 1145.2001 | 1305.3001 | 1305.3001
results156.txt | 6654 EVANGER 400.00 | -0.1595 | -1099.7999 | 2245 | 1145.2001 | 1304.7001 | 1304.7001
results156.txt | 6656 SAMNAGER400 400.00 | -0.1694 | -1099.7999 | 2245 | 1145.2001 | 1314.6001 | 1314.6001
results156.txt | 6655 SAMNAGER300 400.00 | -0.1699 | -1099.7999 | 2245 | 1145.2001 | 1315.1001 | 1315.1001
results156.txt | 6674 HUSNES 400.00 | -0.3149 | -1099.7999 | 2245 | 1145.2001 | 1460.1001 | 1460.1001
results156.txt | 6676 HYDRO PURE S400.00 | -0.2551 | -1099.7999 | 2245 | 1145.2001 | 1400.3001 | 1400.3001
results156.txt | 6675 MAURANGER 400.00 | -0.2551 | -1099.7999 | 2245 | 1145.2001 | 1400.3001 | 1400.3001
results156.txt | 6677 BLÅFALL 400.00 | -0.3138 | -1099.7999 | 2245 | 1145.2001 | 1459.0001 | 1459.0001
results156.txt | 6679 OKSLA 400.00 | 0.4993 | -1099.7999 | 2245 | 1145.2001 | 645.9001 | 645.9001
results156.txt | 6680 ÅSEN 400.00 | 0.4993 | -1099.7999 | 2245 | 1145.2001 | 645.9001 | 645.9001
results156.txt | 6682 SAUDA400 400.00 | -0.3606 | -1099.7999 | 2245 | 1145.2001 | 1505.8001 | 1505.8001
results156.txt | 6681 SAUDA300 400.00 | -0.3623 | -1099.7999 | 2245 | 1145.2001 | 1507.5001 | 1507.5001
results156.txt | 6683 HYLEN 400.00 | -0.3618 | -1099.7999 | 2245 | 1145.2001 | 1507.0001 | 1507.0001
results156.txt | 6685 RÖDAL 400.00 | 0.5012 | -1099.7999 | 2245 | 1145.2001 | 644.0001 | 644.0001
results156.txt | 6686 NOVLE 400.00 | 0.5011 | -1099.7999 | 2245 | 1145.2001 | 644.1001 | 644.1001
results156.txt | 6687 ULLA-FORRE 400.00 | 0.5038 | -1099.7999 | 2245 | 1145.2001 | 641.4001 | 641.4001
results156.txt | 6691 SUBSTATION 400.00 | -0.3618 | -1099.7999 | 2245 | 1145.2001 | 1507.0001 | 1507.0001
results156.txt | 6701 KVANNDAL 400.00 | 0.4519 | -1099.7999 | 2245 | 1145.2001 | 693.3001 | 693.3001
results156.txt | 6702 KJELA 400.00 | 0.3684 | -1099.7999 | 2245 | 1145.2001 | 776.8001 | 776.8001
results156.txt | 6703 SONGA 400.00 | 0.2532 | -1099.7999 | 2245 | 1145.2001 | 892.0001 | 892.0001
results156.txt | 6704 VINJE 400.00 | 0.1939 | -1099.7999 | 2245 | 1145.2001 | 951.3001 | 951.3001
results156.txt | 6711 TOKKE 400.00 | 0.1237 | -1099.7999 | 2245 | 1145.2001 | 1021.5001 | 1021.5001
results156.txt | 6722 VEMORK 400.00 | 0.1844 | -1099.7999 | 2245 | 1145.2001 | 960.8001 | 960.8001
results156.txt | 6743 KOLLSNES 400.00 | -0.1613 | -1099.7999 | 2245 | 1145.2001 | 1306.5001 | 1306.5001
results156.txt | 6745 SUBSTATION 400.00 | -0.1572 | -1099.7999 | 2245 | 1145.2001 | 1302.4001 | 1302.4001
results156.txt | 6744 LINDÅS 400.00 | -0.1572 | -1099.7999 | 2245 | 1145.2001 | 1302.4001 | 1302.4001
results156.txt | 6746 NYGARD 400.00 | -0.163 | -1099.7999 | 2245 | 1145.2001 | 1308.2001 | 1308.2001
results156.txt | 6747 ARNA 400.00 | -0.163 | -1099.7999 | 2245 | 1145.2001 | 1308.2001 | 1308.2001
results156.txt | 6748 BERGEN 400.00 | -0.1638 | -1099.7999 | 2245 | 1145.2001 | 1309.0001 | 1309.0001
results156.txt | 6749 STORD 400.00 | -0.3192 | -1099.7999 | 2245 | 1145.2001 | 1464.4001 | 1464.4001
results156.txt | 6751 SUBSTATION 301.00 | -0.3379 | -1099.7999 | 2245 | 1145.2001 | 1483.1001 | 1483.1001
results156.txt | 6750 HÅVIK 400.00 | -0.328 | -1099.7999 | 2245 | 1145.2001 | 1473.2001 | 1473.2001
results156.txt | 6752 SPANNE 400.00 | -0.3239 | -1099.7999 | 2245 | 1145.2001 | 1469.1001 | 1469.1001
results156.txt | 6753 KÅRSTO 400.00 | -0.3287 | -1099.7999 | 2245 | 1145.2001 | 1473.9001 | 1473.9001
results156.txt | 8448 JOINT 400.00 | 0.3685 | -1099.7999 | 2245 | 1145.2001 | 776.7001 | 776.7001
results156.txt | 8460 JOINT 400.00 | 0.4519 | -1099.7999 | 2245 | 1145.2001 | 693.3001 | 693.3001
results156.txt | 8611 JOINT 400.00 | -0.3286 | -1099.7999 | 2245 | 1145.2001 | 1473.8001 | 1473.8001
results156.txt | 9010 HAUGSVAER 400.00 | -0.1525 | -1099.7999 | 2245 | 1145.2001 | 1297.7001 | 1297.7001
results156.txt | 9011 STEINSLAND 400.00 | -0.1489 | -1099.7999 | 2245 | 1145.2001 | 1294.1001 | 1294.1001
results156.txt | 9019 SAUDA 301.00 | -0.3508 | -1099.7999 | 2245 | 1145.2001 | 1496.0001 | 1496.0001
results157.txt | PTI INTERACTIVE POWER SYSTEM SIMULATOR--PSS(R)E MON, MAY 29 2023 |  | 1096.5192 | 2245 | 1148.4808
results157.txt | SENSITIVITY FACTORS ARE CALCULATED WITH AC |  | 1096.5192 | 2245 | 1148.4808
results157.txt | SUBSYSTEM 'RESERV' IS USED FOR OPPOSING SYSTEM FOR MW POWER |  | 1096.5192 | 2245 | 1148.4808
results157.txt | SENSITIVITY FACTORS OF BRANCH FLOW (MVA) ON 6863 HOFSTAD 400.00 TO 6938 NAMSOS 400.00 2 MORE THAN | 0.1 | 1096.5192 | 2245 | 1148.4808 | 1048.4808 | 1048.4808
results157.txt | <--------- BUS NAME --------> |  | 1096.5192 | 2245 | 1148.4808
results157.txt | 6812 OGNDAL 400.00 | -0.1774 | 1096.5192 | 2245 | 1148.4808 | 1325.8808 | 1325.8808
results157.txt | 6814 VERDAL400 400.00 | -0.1286 | 1096.5192 | 2245 | 1148.4808 | 1277.0808 | 1277.0808
results157.txt | 6813 VERDAL300 400.00 | -0.1286 | 1096.5192 | 2245 | 1148.4808 | 1277.0808 | 1277.0808
results157.txt | 6872 AURA2300 400.00 | 0.1518 | 1096.5192 | 2245 | 1148.4808 | 996.6808 | 996.6808
results157.txt | 6855 FRAERNA 400.00 | 0.1463 | 1096.5192 | 2245 | 1148.4808 | 1002.1808 | 1002.1808
results157.txt | 6856 ORSKOG 400.00 | 0.1269 | 1096.5192 | 2245 | 1148.4808 | 1021.5808 | 1021.5808
results157.txt | 6857 ORSTA 400.00 | 0.1129 | 1096.5192 | 2245 | 1148.4808 | 1035.5808 | 1035.5808
results157.txt | 6858 ISTAD 400.00 | 0.1463 | 1096.5192 | 2245 | 1148.4808 | 1002.1808 | 1002.1808
results157.txt | 6859 AURA1 400.00 | 0.1501 | 1096.5192 | 2245 | 1148.4808 | 998.3808 | 998.3808
results157.txt | 6860 GRYTTEN 400.00 | 0.1412 | 1096.5192 | 2245 | 1148.4808 | 1007.2808 | 1007.2808
results157.txt | 6861 SNILLDAL 400.00 | 0.2399 | 1096.5192 | 2245 | 1148.4808 | 908.5808 | 908.5808
results157.txt | 6862 SURNA 400.00 | 0.1641 | 1096.5192 | 2245 | 1148.4808 | 984.3808 | 984.3808
results157.txt | 6863 HOFSTAD 400.00 | 0.5108 | 1096.5192 | 2245 | 1148.4808 | 637.6808 | 637.6808
results157.txt | 6864 ÅFJORD 400.00 | 0.376 | 1096.5192 | 2245 | 1148.4808 | 772.4808 | 772.4808
results157.txt | 6874 VÅGÅMO 400.00 | 0.1136 | 1096.5192 | 2245 | 1148.4808 | 1034.8808 | 1034.8808
results157.txt | 6936 NEDRERÖS400 400.00 | -0.2362 | 1096.5192 | 2245 | 1148.4808 | 1384.6808 | 1384.6808
results157.txt | 6935 NEDRERÖS300 400.00 | -0.2363 | 1096.5192 | 2245 | 1148.4808 | 1384.7808 | 1384.7808
results157.txt | 6934 NEDRERÖS220 220.00 | -0.2067 | 1096.5192 | 2245 | 1148.4808 | 1355.1808 | 1355.1808
results157.txt | 6937 MARKA 400.00 | -0.2461 | 1096.5192 | 2245 | 1148.4808 | 1394.5808 | 1394.5808
results157.txt | 6938 NAMSOS 400.00 | -0.295 | 1096.5192 | 2245 | 1148.4808 | 1443.4808 | 1443.4808
results157.txt | 6939 KOLSVIK 400.00 | -0.2664 | 1096.5192 | 2245 | 1148.4808 | 1414.8808 | 1414.8808
results157.txt | 6940 NAMSKOGEN 400.00 | -0.2667 | 1096.5192 | 2245 | 1148.4808 | 1415.1808 | 1415.1808
results157.txt | 6942 TUNNSJO400 400.00 | -0.2745 | 1096.5192 | 2245 | 1148.4808 | 1422.9808 | 1422.9808
results157.txt | 6941 TUNNSJO300 400.00 | -0.2745 | 1096.5192 | 2245 | 1148.4808 | 1422.9808 | 1422.9808
results157.txt | 6944 RANA 400.00 | -0.23 | 1096.5192 | 2245 | 1148.4808 | 1378.4808 | 1378.4808
results157.txt | 6945 GEJMÅN 220.00 | -0.1609 | 1096.5192 | 2245 | 1148.4808 | 1309.3808 | 1309.3808
results157.txt | 6946 AJAURE 220.00 | -0.1316 | 1096.5192 | 2245 | 1148.4808 | 1280.0808 | 1280.0808
results157.txt | 6947 GARDIKFORS 220.00 | -0.1125 | 1096.5192 | 2245 | 1148.4808 | 1260.9808 | 1260.9808
results157.txt | 6996 OFOTEN 400.00 | -0.1648 | 1096.5192 | 2245 | 1148.4808 | 1313.2808 | 1313.2808
results157.txt | 6997 NARVIK 400.00 | -0.1655 | 1096.5192 | 2245 | 1148.4808 | 1313.9808 | 1313.9808
results157.txt | 7000 VITAS 400.00 | -0.1199 | 1096.5192 | 2245 | 1148.4808 | 1268.3808 | 1268.3808
results157.txt | 7006 SVARTISEN 400.00 | -0.2182 | 1096.5192 | 2245 | 1148.4808 | 1366.6808 | 1366.6808
results157.txt | 7007 KOBBELV 400.00 | -0.1845 | 1096.5192 | 2245 | 1148.4808 | 1332.9808 | 1332.9808
results157.txt | 7008 SALTEN 400.00 | -0.1924 | 1096.5192 | 2245 | 1148.4808 | 1340.8808 | 1340.8808
results157.txt | 7017 HAMMERFEST 400.00 | -0.1699 | 1096.5192 | 2245 | 1148.4808 | 1318.3808 | 1318.3808
results157.txt | 7019 BALSFJORD 400.00 | -0.167 | 1096.5192 | 2245 | 1148.4808 | 1315.4808 | 1315.4808
results157.txt | 7020 BARDUFOSS 400.00 | -0.1666 | 1096.5192 | 2245 | 1148.4808 | 1315.0808 | 1315.0808
results157.txt | 7062 RITSEM 400.00 | -0.1305 | 1096.5192 | 2245 | 1148.4808 | 1278.9808 | 1278.9808
results157.txt | 7799 JOINT 220.00 | -0.1609 | 1096.5192 | 2245 | 1148.4808 | 1309.3808 | 1309.3808
results157.txt | 8643 JOINT 220.00 | -0.1125 | 1096.5192 | 2245 | 1148.4808 | 1260.9808 | 1260.9808
results157.txt | 9001 SEIDAFJELL 400.00 | -0.1695 | 1096.5192 | 2245 | 1148.4808 | 1317.9808 | 1317.9808
results157.txt | 9002 LEBSESBY 400.00 | -0.1696 | 1096.5192 | 2245 | 1148.4808 | 1318.0808 | 1318.0808
results157.txt | 9003 HAMMERF 400.00 | -0.1699 | 1096.5192 | 2245 | 1148.4808 | 1318.3808 | 1318.3808
results157.txt | 9004 ALTA 400.00 | -0.1688 | 1096.5192 | 2245 | 1148.4808 | 1317.2808 | 1317.2808
results157.txt | 9005 BERGHEIM 400.00 | -0.1679 | 1096.5192 | 2245 | 1148.4808 | 1316.3808 | 1316.3808
results157.txt | 9006 TROFORS 400.00 | -0.2523 | 1096.5192 | 2245 | 1148.4808 | 1400.7808 | 1400.7808
results157.txt | 9007 TJELDBERGO 400.00 | 0.2022 | 1096.5192 | 2245 | 1148.4808 | 946.2808 | 946.2808
results157.txt | 9008 SYLKKYVELN 400.00 | 0.1208 | 1096.5192 | 2245 | 1148.4808 | 1027.6808 | 1027.6808
results158.txt | PTI INTERACTIVE POWER SYSTEM SIMULATOR--PSS(R)E MON, MAY 29 2023 |  | 1093.5121 | 2245 | 1151.4878
results158.txt | SENSITIVITY FACTORS ARE CALCULATED WITH AC |  | 1093.5121 | 2245 | 1151.4878
results158.txt | SUBSYSTEM 'RESERV' IS USED FOR OPPOSING SYSTEM FOR MW POWER |  | 1093.5121 | 2245 | 1151.4878
results158.txt | SENSITIVITY FACTORS OF BRANCH FLOW (MVA) ON 6866 ORKDAL400 400.00 TO 6869 KLAEBU400 400.00 1 MORE THAN | 0.1 | 1093.5121 | 2245 | 1151.4878 | 1051.4879 | 1051.4879
results158.txt | <--------- BUS NAME --------> |  | 1093.5121 | 2245 | 1151.4878
results158.txt | 6626 MINNE 400.00 | 0.1128 | 1093.5121 | 2245 | 1151.4878 | 1038.6879 | 1038.6879
results158.txt | 6647 MOSKOG 400.00 | 0.162 | 1093.5121 | 2245 | 1151.4878 | 989.4879 | 989.4879
results158.txt | 6648 HOYANGER 400.00 | 0.1476 | 1093.5121 | 2245 | 1151.4878 | 1003.8879 | 1003.8879
results158.txt | 6649 REFSDAL 400.00 | 0.1033 | 1093.5121 | 2245 | 1151.4878 | 1048.1879 | 1048.1879
results158.txt | 6650 HOVE 400.00 | 0.106 | 1093.5121 | 2245 | 1151.4878 | 1045.4879 | 1045.4879
results158.txt | 6657 JOSTEDAL 400.00 | 0.1087 | 1093.5121 | 2245 | 1151.4878 | 1042.7879 | 1042.7879
results158.txt | 6658 LEIRDOLA 400.00 | 0.1089 | 1093.5121 | 2245 | 1151.4878 | 1042.5879 | 1042.5879
results158.txt | 6659 ÅROY 400.00 | 0.1109 | 1093.5121 | 2245 | 1151.4878 | 1040.5879 | 1040.5879
results158.txt | 6661 FARDAL400 400.00 | 0.111 | 1093.5121 | 2245 | 1151.4878 | 1040.4879 | 1040.4879
results158.txt | 6660 FARDAL300 400.00 | 0.111 | 1093.5121 | 2245 | 1151.4878 | 1040.4879 | 1040.4879
results158.txt | 6663 AURLAND400 400.00 | 0.1001 | 1093.5121 | 2245 | 1151.4878 | 1051.3879 | 1051.3879
results158.txt | 6662 AURLAND200 400.00 | 0.1001 | 1093.5121 | 2245 | 1151.4878 | 1051.3879 | 1051.3879
results158.txt | 6664 AURLAND2 400.00 | 0.1001 | 1093.5121 | 2245 | 1151.4878 | 1051.3879 | 1051.3879
results158.txt | 6666 SKAGEN-FOTUN400.00 | 0.1078 | 1093.5121 | 2245 | 1151.4878 | 1043.6879 | 1043.6879
results158.txt | 6712 OVREVINSTRA 400.00 | 0.2132 | 1093.5121 | 2245 | 1151.4878 | 938.2879 | 938.2879
results158.txt | 6713 NEDREVINSTRA400.00 | 0.1501 | 1093.5121 | 2245 | 1151.4878 | 1001.3879 | 1001.3879
results158.txt | 6717 NEDREVINSTRA400.00 | 0.15 | 1093.5121 | 2245 | 1151.4878 | 1001.4879 | 1001.4879
results158.txt | 6718 FÅBERG 400.00 | 0.1515 | 1093.5121 | 2245 | 1151.4878 | 999.9879 | 999.9879
results158.txt | 6720 VARDAL 400.00 | 0.134 | 1093.5121 | 2245 | 1151.4878 | 1017.4879 | 1017.4879
results158.txt | 6721 VANG 400.00 | 0.1313 | 1093.5121 | 2245 | 1151.4878 | 1020.1879 | 1020.1879
results158.txt | 6812 OGNDAL 400.00 | -0.1729 | 1093.5121 | 2245 | 1151.4878 | 1324.3879 | 1324.3879
results158.txt | 6814 VERDAL400 400.00 | -0.2247 | 1093.5121 | 2245 | 1151.4878 | 1376.1879 | 1376.1879
results158.txt | 6813 VERDAL300 400.00 | -0.2247 | 1093.5121 | 2245 | 1151.4878 | 1376.1879 | 1376.1879
results158.txt | 6815 HÖGÅSEN 400.00 | -0.2086 | 1093.5121 | 2245 | 1151.4878 | 1360.0879 | 1360.0879
results158.txt | 6816 JUVLEN 220.00 | -0.1175 | 1093.5121 | 2245 | 1151.4878 | 1268.9879 | 1268.9879
results158.txt | 6817 STENSJÖN 220.00 | -0.1167 | 1093.5121 | 2245 | 1151.4878 | 1268.1879 | 1268.1879
results158.txt | 6818 OLDEN 220.00 | -0.1168 | 1093.5121 | 2245 | 1151.4878 | 1268.2879 | 1268.2879
results158.txt | 6820 JÄRPSTR400 400.00 | -0.1485 | 1093.5121 | 2245 | 1151.4878 | 1299.9879 | 1299.9879
results158.txt | 6819 JÄRPSTR220 220.00 | -0.1183 | 1093.5121 | 2245 | 1151.4878 | 1269.7879 | 1269.7879
results158.txt | 6821 MÖRSIL 220.00 | -0.1091 | 1093.5121 | 2245 | 1151.4878 | 1260.5879 | 1260.5879
results158.txt | 6822 SÄLLSJÖ 220.00 | -0.109 | 1093.5121 | 2245 | 1151.4878 | 1260.4879 | 1260.4879
results158.txt | 6872 AURA2300 400.00 | 0.3479 | 1093.5121 | 2245 | 1151.4878 | 803.5879 | 803.5879
results158.txt | 6855 FRAERNA 400.00 | 0.3355 | 1093.5121 | 2245 | 1151.4878 | 815.9879 | 815.9879
results158.txt | 6856 ORSKOG 400.00 | 0.2929 | 1093.5121 | 2245 | 1151.4878 | 858.5879 | 858.5879
results158.txt | 6857 ORSTA 400.00 | 0.2625 | 1093.5121 | 2245 | 1151.4878 | 888.9879 | 888.9879
results158.txt | 6858 ISTAD 400.00 | 0.3355 | 1093.5121 | 2245 | 1151.4878 | 815.9879 | 815.9879
results158.txt | 6859 AURA1 400.00 | 0.344 | 1093.5121 | 2245 | 1151.4878 | 807.4879 | 807.4879
results158.txt | 6860 GRYTTEN 400.00 | 0.3245 | 1093.5121 | 2245 | 1151.4878 | 826.9879 | 826.9879
results158.txt | 6861 SNILLDAL 400.00 | 0.317 | 1093.5121 | 2245 | 1151.4878 | 834.4879 | 834.4879
results158.txt | 6862 SURNA 400.00 | 0.3755 | 1093.5121 | 2245 | 1151.4878 | 775.9879 | 775.9879
results158.txt | 6863 HOFSTAD 400.00 | 0.1092 | 1093.5121 | 2245 | 1151.4878 | 1042.2879 | 1042.2879
results158.txt | 6864 ÅFJORD 400.00 | 0.2121 | 1093.5121 | 2245 | 1151.4878 | 939.3879 | 939.3879
results158.txt | 6866 ORKDAL400 400.00 | 0.5325 | 1093.5121 | 2245 | 1151.4878 | 618.9879 | 618.9879
results158.txt | 6865 ORKDAL300 400.00 | 0.5325 | 1093.5121 | 2245 | 1151.4878 | 618.9879 | 618.9879
results158.txt | 6867 STRINDA 400.00 | -0.3619 | 1093.5121 | 2245 | 1151.4878 | 1513.3879 | 1513.3879
results158.txt | 6869 KLAEBU400 400.00 | -0.3769 | 1093.5121 | 2245 | 1151.4878 | 1528.3879 | 1528.3879
results158.txt | 6868 KLAEBU300 400.00 | -0.3769 | 1093.5121 | 2245 | 1151.4878 | 1528.3879 | 1528.3879
results158.txt | 6871 EIDUM400 400.00 | -0.33 | 1093.5121 | 2245 | 1151.4878 | 1481.4879 | 1481.4879
results158.txt | 6870 EIDUM300 400.00 | -0.33 | 1093.5121 | 2245 | 1151.4878 | 1481.4879 | 1481.4879
results158.txt | 6874 VÅGÅMO 400.00 | 0.2601 | 1093.5121 | 2245 | 1151.4878 | 891.3879 | 891.3879
results158.txt | 6875 RENDALEN 301.00 | 0.1314 | 1093.5121 | 2245 | 1151.4878 | 1020.0879 | 1020.0879
results158.txt | 7061 NEA 400.00 | -0.2851 | 1093.5121 | 2245 | 1151.4878 | 1436.5879 | 1436.5879
results158.txt | 8411 JOINT 220.00 | -0.117 | 1093.5121 | 2245 | 1151.4878 | 1268.4879 | 1268.4879
results158.txt | 8857 JOINT 220.00 | -0.1176 | 1093.5121 | 2245 | 1151.4878 | 1269.0879 | 1269.0879
results158.txt | 9007 TJELDBERGO 400.00 | 0.3467 | 1093.5121 | 2245 | 1151.4878 | 804.7879 | 804.7879
results158.txt | 9008 SYLKKYVELN 400.00 | 0.2796 | 1093.5121 | 2245 | 1151.4878 | 871.8879 | 871.8879
results158.txt | 9009 ALFOTEN 400.00 | 0.2167 | 1093.5121 | 2245 | 1151.4878 | 934.7879 | 934.7879
results158.txt | 9016 FÅBER300 301.00 | 0.1337 | 1093.5121 | 2245 | 1151.4878 | 1017.7879 | 1017.7879
results159.txt | PTI INTERACTIVE POWER SYSTEM SIMULATOR--PSS(R)E MON, MAY 29 2023 |  | -1093.2623 | 2245 | 1151.7377
results159.txt | SENSITIVITY FACTORS ARE CALCULATED WITH AC |  | -1093.2623 | 2245 | 1151.7377
results159.txt | SUBSYSTEM 'RESERV' IS USED FOR OPPOSING SYSTEM FOR MW POWER |  | -1093.2623 | 2245 | 1151.7377
results159.txt | SENSITIVITY FACTORS OF BRANCH FLOW (MVA) ON 6567 ANTTILA 400.00 TO 6570 LOVIISA 400.00 1 MORE THAN | 0.1 | -1093.2623 | 2245 | 1151.7377 | 1051.7377 | 1051.7377
results159.txt | <--------- BUS NAME --------> |  | -1093.2623 | 2245 | 1151.7377
results159.txt | 6552 TAMMISTO 400.00 | -0.1213 | -1093.2623 | 2245 | 1151.7377 | 1273.0377 | 1273.0377
results159.txt | 6553 NURMIJÄRVI 400.00 | -0.1128 | -1093.2623 | 2245 | 1151.7377 | 1264.5377 | 1264.5377
results159.txt | 6554 LÄNSISALMI 400.00 | -0.1415 | -1093.2623 | 2245 | 1151.7377 | 1293.2377 | 1293.2377
results159.txt | 6556 ESPOO 400.00 | -0.106 | -1093.2623 | 2245 | 1151.7377 | 1257.7377 | 1257.7377
results159.txt | 6567 ANTTILA 400.00 | -0.1749 | -1093.2623 | 2245 | 1151.7377 | 1326.6377 | 1326.6377
results159.txt | 6569 KORIA 400.00 | 0.1669 | -1093.2623 | 2245 | 1151.7377 | 984.8377 | 984.8377
results159.txt | 6570 LOVIISA 400.00 | 0.572 | -1093.2623 | 2245 | 1151.7377 | 579.7377 | 579.7377
results159.txt | 6573 YLLIKKÄLÄ 400.00 | 0.1147 | -1093.2623 | 2245 | 1151.7377 | 1037.0377 | 1037.0377
results160.txt | PTI INTERACTIVE POWER SYSTEM SIMULATOR--PSS(R)E MON, MAY 29 2023 |  | -1091.7693 | 2245 | 1153.2307
results160.txt | SENSITIVITY FACTORS ARE CALCULATED WITH AC |  | -1091.7693 | 2245 | 1153.2307
results160.txt | SUBSYSTEM 'RESERV' IS USED FOR OPPOSING SYSTEM FOR MW POWER |  | -1091.7693 | 2245 | 1153.2307
results160.txt | SENSITIVITY FACTORS OF BRANCH FLOW (MVA) ON 6569 KORIA 400.00 TO 6570 LOVIISA 400.00 4 MORE THAN | 0.1 | -1091.7693 | 2245 | 1153.2307 | 1053.2307 | 1053.2307
results160.txt | <--------- BUS NAME --------> |  | -1091.7693 | 2245 | 1153.2307
results160.txt | 6552 TAMMISTO 400.00 | 0.1208 | -1091.7693 | 2245 | 1153.2307 | 1032.4307 | 1032.4307
results160.txt | 6553 NURMIJÄRVI 400.00 | 0.1123 | -1091.7693 | 2245 | 1153.2307 | 1040.9307 | 1040.9307
results160.txt | 6554 LÄNSISALMI 400.00 | 0.1409 | -1091.7693 | 2245 | 1153.2307 | 1012.3307 | 1012.3307
results160.txt | 6556 ESPOO 400.00 | 0.1055 | -1091.7693 | 2245 | 1153.2307 | 1047.7307 | 1047.7307
results160.txt | 6567 ANTTILA 400.00 | 0.1742 | -1091.7693 | 2245 | 1153.2307 | 979.0307 | 979.0307
results160.txt | 6569 KORIA 400.00 | -0.1662 | -1091.7693 | 2245 | 1153.2307 | 1319.4307 | 1319.4307
results160.txt | 6570 LOVIISA 400.00 | 0.4287 | -1091.7693 | 2245 | 1153.2307 | 724.5307 | 724.5307
results160.txt | 6573 YLLIKKÄLÄ 400.00 | -0.1142 | -1091.7693 | 2245 | 1153.2307 | 1267.4307 | 1267.4307
results161.txt | PTI INTERACTIVE POWER SYSTEM SIMULATOR--PSS(R)E MON, MAY 29 2023 |  | -1089.1812 | 2245 | 1155.8187
results161.txt | SENSITIVITY FACTORS ARE CALCULATED WITH AC |  | -1089.1812 | 2245 | 1155.8187
results161.txt | SUBSYSTEM 'RESERV' IS USED FOR OPPOSING SYSTEM FOR MW POWER |  | -1089.1812 | 2245 | 1155.8187
results161.txt | SENSITIVITY FACTORS OF BRANCH FLOW (MVA) ON 6931 SVARTBYN 400.00 TO 7005 MESSAURE 400.00 3 MORE THAN | 0.1 | -1089.1812 | 2245 | 1155.8187 | 1055.8188 | 1055.8188
results161.txt | <--------- BUS NAME --------> |  | -1089.1812 | 2245 | 1155.8187
results161.txt | 6571 VISULAHTI 400.00 | -0.1146 | -1089.1812 | 2245 | 1155.8187 | 1270.4188 | 1270.4188
results161.txt | 6545 HUITTINEN 400.00 | -0.1056 | -1089.1812 | 2245 | 1155.8187 | 1261.4188 | 1261.4188
results161.txt | 6572 KYMI 400.00 | -0.1102 | -1089.1812 | 2245 | 1155.8187 | 1266.0188 | 1266.0188
results161.txt | 6546 SALO 400.00 | -0.1066 | -1089.1812 | 2245 | 1155.8187 | 1262.4188 | 1262.4188
results161.txt | 6547 FORSSA 400.00 | -0.1066 | -1089.1812 | 2245 | 1155.8187 | 1262.4188 | 1262.4188
results161.txt | 6548 KANGASALA 400.00 | -0.1088 | -1089.1812 | 2245 | 1155.8187 | 1264.6188 | 1264.6188
results161.txt | 6549 LAVIANVOURI 400.00 | -0.1092 | -1089.1812 | 2245 | 1155.8187 | 1265.0188 | 1265.0188
results161.txt | 6550 KOPULA 400.00 | -0.1097 | -1089.1812 | 2245 | 1155.8187 | 1265.5188 | 1265.5188
results161.txt | 6551 HIKIÄ 400.00 | -0.1093 | -1089.1812 | 2245 | 1155.8187 | 1265.1188 | 1265.1188
results161.txt | 6552 TAMMISTO 400.00 | -0.108 | -1089.1812 | 2245 | 1155.8187 | 1263.8188 | 1263.8188
results161.txt | 6553 NURMIJÄRVI 400.00 | -0.1093 | -1089.1812 | 2245 | 1155.8187 | 1265.1188 | 1265.1188
results161.txt | 6554 LÄNSISALMI 400.00 | -0.1081 | -1089.1812 | 2245 | 1155.8187 | 1263.9188 | 1263.9188
results161.txt | 6555 INKOO 400.00 | -0.1078 | -1089.1812 | 2245 | 1155.8187 | 1263.6188 | 1263.6188
results161.txt | 6556 ESPOO 400.00 | -0.1083 | -1089.1812 | 2245 | 1155.8187 | 1264.1188 | 1264.1188
results161.txt | 6567 ANTTILA 400.00 | -0.1089 | -1089.1812 | 2245 | 1155.8187 | 1264.7188 | 1264.7188
results161.txt | 6569 KORIA 400.00 | -0.1105 | -1089.1812 | 2245 | 1155.8187 | 1266.3188 | 1266.3188
results161.txt | 6570 LOVIISA 400.00 | -0.1073 | -1089.1812 | 2245 | 1155.8187 | 1263.1188 | 1263.1188
results161.txt | 6573 YLLIKKÄLÄ 400.00 | -0.1135 | -1089.1812 | 2245 | 1155.8187 | 1269.3188 | 1269.3188
results161.txt | 6615 TAHKOLUOTO 400.00 | -0.1032 | -1089.1812 | 2245 | 1155.8187 | 1259.0188 | 1259.0188
results161.txt | 6617 OLKILUOTO 400.00 | -0.1025 | -1089.1812 | 2245 | 1155.8187 | 1258.3188 | 1258.3188
results161.txt | 6618 RAUMA 400.00 | -0.1022 | -1089.1812 | 2245 | 1155.8187 | 1258.0188 | 1258.0188
results161.txt | 6619 ULVILA 400.00 | -0.1046 | -1089.1812 | 2245 | 1155.8187 | 1260.4188 | 1260.4188
results161.txt | 6621 LIETO 400.00 | -0.1055 | -1089.1812 | 2245 | 1155.8187 | 1261.3188 | 1261.3188
results161.txt | 6778 HIRVISUO 400.00 | -0.1111 | -1089.1812 | 2245 | 1155.8187 | 1266.9188 | 1266.9188
results161.txt | 6779 UUSNIVALA 400.00 | -0.1164 | -1089.1812 | 2245 | 1155.8187 | 1272.2188 | 1272.2188
results161.txt | 6780 ALAJÄRVI 400.00 | -0.1129 | -1089.1812 | 2245 | 1155.8187 | 1268.7188 | 1268.7188
results161.txt | 6781 SEINÄJOKI 400.00 | -0.1096 | -1089.1812 | 2245 | 1155.8187 | 1265.4188 | 1265.4188
results161.txt | 6783 PETÄJÄV400 400.00 | -0.1115 | -1089.1812 | 2245 | 1155.8187 | 1267.3188 | 1267.3188
results161.txt | 6782 PETÄJÄV220 220.00 | -0.1115 | -1089.1812 | 2245 | 1155.8187 | 1267.3188 | 1267.3188
results161.txt | 6784 JÄMSÄ 220.00 | -0.1131 | -1089.1812 | 2245 | 1155.8187 | 1268.9188 | 1268.9188
results161.txt | 6785 TOIVILA 400.00 | -0.1102 | -1089.1812 | 2245 | 1155.8187 | 1266.0188 | 1266.0188
results161.txt | 6786 HAAPAVESI 220.00 | -0.1078 | -1089.1812 | 2245 | 1155.8187 | 1263.6188 | 1263.6188
results161.txt | 6787 VUOLIJOKI 400.00 | -0.1146 | -1089.1812 | 2245 | 1155.8187 | 1270.4188 | 1270.4188
results161.txt | 6788 ALAPITKÄ 400.00 | -0.1151 | -1089.1812 | 2245 | 1155.8187 | 1270.9188 | 1270.9188
results161.txt | 6789 VIHTAVUORI 400.00 | -0.1136 | -1089.1812 | 2245 | 1155.8187 | 1269.4188 | 1269.4188
results161.txt | 6790 HUUTOKOSKI 400.00 | -0.1152 | -1089.1812 | 2245 | 1155.8187 | 1271.0188 | 1271.0188
results161.txt | 6809 STORNORRFORS400.00 | -0.127 | -1089.1812 | 2245 | 1155.8187 | 1282.8188 | 1282.8188
results161.txt | 6810 TUOVILA 400.00 | -0.1081 | -1089.1812 | 2245 | 1155.8187 | 1263.9188 | 1263.9188
results161.txt | 6811 KRSITINESTAD400.00 | -0.106 | -1089.1812 | 2245 | 1155.8187 | 1261.8188 | 1261.8188
results161.txt | 6903 SEITENOIKEA 220.00 | -0.1024 | -1089.1812 | 2245 | 1155.8187 | 1258.2188 | 1258.2188
results161.txt | 6907 DJUPTJÄRN 400.00 | -0.2606 | -1089.1812 | 2245 | 1155.8187 | 1416.4188 | 1416.4188
results161.txt | 6908 KEMINMAA 220.00 | -0.1166 | -1089.1812 | 2245 | 1155.8187 | 1272.4188 | 1272.4188
results161.txt | 6909 ISOHAARA 400.00 | -0.1666 | -1089.1812 | 2245 | 1155.8187 | 1322.4188 | 1322.4188
results161.txt | 6910 SUBSTATION 400.00 | -0.1667 | -1089.1812 | 2245 | 1155.8187 | 1322.5188 | 1322.5188
results161.txt | 6911 JYLKKÄ 400.00 | -0.113 | -1089.1812 | 2245 | 1155.8187 | 1268.8188 | 1268.8188
results161.txt | 6912 VALAJASKO 220.00 | -0.1186 | -1089.1812 | 2245 | 1155.8187 | 1274.4188 | 1274.4188
results161.txt | 6913 VANTTAUSKOSK220.00 | -0.1178 | -1089.1812 | 2245 | 1155.8187 | 1273.6188 | 1273.6188
results161.txt | 6915 PIRITTIK400 400.00 | -0.118 | -1089.1812 | 2245 | 1155.8187 | 1273.8188 | 1273.8188
results161.txt | 6914 PIRITTK220 220.00 | -0.1182 | -1089.1812 | 2245 | 1155.8187 | 1274.0188 | 1274.0188
results161.txt | 6916 SEITAKORVA 220.00 | -0.1172 | -1089.1812 | 2245 | 1155.8187 | 1273.0188 | 1273.0188
results161.txt | 6917 ISOKANGAS 400.00 | -0.1138 | -1089.1812 | 2245 | 1155.8187 | 1269.6188 | 1269.6188
results161.txt | 6918 PIKKARALA 400.00 | -0.1167 | -1089.1812 | 2245 | 1155.8187 | 1272.5188 | 1272.5188
results161.txt | 6920 PYHÄNSEL400 400.00 | -0.1128 | -1089.1812 | 2245 | 1155.8187 | 1268.6188 | 1268.6188
results161.txt | 6919 PYHÄNSEL220 220.00 | -0.1128 | -1089.1812 | 2245 | 1155.8187 | 1268.6188 | 1268.6188
results161.txt | 6921 PYHÄKOSI 220.00 | -0.1091 | -1089.1812 | 2245 | 1155.8187 | 1264.9188 | 1264.9188
results161.txt | 6922 UTANEN 220.00 | -0.1073 | -1089.1812 | 2245 | 1155.8187 | 1263.1188 | 1263.1188
results161.txt | 6923 NUOJA 220.00 | -0.1053 | -1089.1812 | 2245 | 1155.8187 | 1261.1188 | 1261.1188
results161.txt | 6931 SVARTBYN 400.00 | -0.324 | -1089.1812 | 2245 | 1155.8187 | 1479.8188 | 1479.8188
results161.txt | 6933 RÅBÄCKEN 400.00 | -0.2639 | -1089.1812 | 2245 | 1155.8187 | 1419.7188 | 1419.7188
results161.txt | 6990 ISONIEMI 220.00 | -0.1302 | -1089.1812 | 2245 | 1155.8187 | 1286.0188 | 1286.0188
results161.txt | 6992 IVALO 220.00 | -0.1448 | -1089.1812 | 2245 | 1155.8187 | 1300.6188 | 1300.6188
results161.txt | 6993 KUOLAJÄRVI 220.00 | -0.132 | -1089.1812 | 2245 | 1155.8187 | 1287.8188 | 1287.8188
results161.txt | 6994 VAJUKOSKI 220.00 | -0.1326 | -1089.1812 | 2245 | 1155.8187 | 1288.4188 | 1288.4188
results161.txt | 6995 KOKKOSNIVA 220.00 | -0.1294 | -1089.1812 | 2245 | 1155.8187 | 1285.2188 | 1285.2188
results161.txt | 7010 VARANGERBOT 220.00 | -0.1558 | -1089.1812 | 2245 | 1155.8187 | 1311.6188 | 1311.6188
results161.txt | 7018 UTSJOKI 220.00 | -0.1537 | -1089.1812 | 2245 | 1155.8187 | 1309.5188 | 1309.5188
results161.txt | 7054 OSSAUSKOSKI 220.00 | -0.1169 | -1089.1812 | 2245 | 1155.8187 | 1272.7188 | 1272.7188
results161.txt | 7056 PETÄJÄSKO 400.00 | -0.1184 | -1089.1812 | 2245 | 1155.8187 | 1274.2188 | 1274.2188
results161.txt | 7055 PETÄJÄSKO 220.00 | -0.1182 | -1089.1812 | 2245 | 1155.8187 | 1274.0188 | 1274.0188
results161.txt | 8579 JOINT 220.00 | -0.1074 | -1089.1812 | 2245 | 1155.8187 | 1263.2188 | 1263.2188
results161.txt | 7140 JOINT 220.00 | -0.1535 | -1089.1812 | 2245 | 1155.8187 | 1309.3188 | 1309.3188
results161.txt | 9409 TROLLTJÄRN 400.00 | -0.2202 | -1089.1812 | 2245 | 1155.8187 | 1376.0188 | 1376.0188
results161.txt | 9301 KEMIJÄRVI 220.00 | -0.1205 | -1089.1812 | 2245 | 1155.8187 | 1276.3188 | 1276.3188
results161.txt | 9304 LUMIJÄRVI 400.00 | -0.113 | -1089.1812 | 2245 | 1155.8187 | 1268.8188 | 1268.8188
results161.txt | 9303 MUSALA 400.00 | -0.1093 | -1089.1812 | 2245 | 1155.8187 | 1265.1188 | 1265.1188
results161.txt | 9305 KÄRPPIÖN 400.00 | -0.1065 | -1089.1812 | 2245 | 1155.8187 | 1262.3188 | 1262.3188
results161.txt | 9306 HONKAJOEN 400.00 | -0.1056 | -1089.1812 | 2245 | 1155.8187 | 1261.4188 | 1261.4188
results161.txt | 9307 KONTIOLAHTI 400.00 | -0.1141 | -1089.1812 | 2245 | 1155.8187 | 1269.9188 | 1269.9188
results161.txt | 9308 ORIMATTILAN 400.00 | -0.1094 | -1089.1812 | 2245 | 1155.8187 | 1265.2188 | 1265.2188
results161.txt | 9309 NAANTALINSAL400.00 | -0.1055 | -1089.1812 | 2245 | 1155.8187 | 1261.3188 | 1261.3188
results162.txt | PTI INTERACTIVE POWER SYSTEM SIMULATOR--PSS(R)E MON, MAY 29 2023 |  | 414.4633 | 1571.5 | 1157.0367
results162.txt | SENSITIVITY FACTORS ARE CALCULATED WITH AC |  | 414.4633 | 1571.5 | 1157.0367
results162.txt | SUBSYSTEM 'RESERV' IS USED FOR OPPOSING SYSTEM FOR MW POWER |  | 414.4633 | 1571.5 | 1157.0367
results162.txt | SENSITIVITY FACTORS OF BRANCH FLOW (MVA) ON 6637 MORGARDSH 400.00 TO 6639 LINDBACKA400400.00 1 MORE THAN | 0.1 | 414.4633 | 1571.5 | 1157.0367 | 1057.0367 | 1057.0367
results162.txt | <--------- BUS NAME --------> |  | 414.4633 | 1571.5 | 1157.0367
results162.txt | 6637 MORGARDSH 400.00 | 0.7525 | 414.4633 | 1571.5 | 1157.0367 | 404.5367 | 404.5367
results162.txt | 9403 TOVÅSEN 400.00 | 0.3017 | 414.4633 | 1571.5 | 1157.0367 | 855.3367 | 855.3367
results163.txt | PTI INTERACTIVE POWER SYSTEM SIMULATOR--PSS(R)E MON, MAY 29 2023 |  | -412.6075 | 1571.5 | 1158.8925
results163.txt | SENSITIVITY FACTORS ARE CALCULATED WITH AC |  | -412.6075 | 1571.5 | 1158.8925
results163.txt | SUBSYSTEM 'RESERV' IS USED FOR OPPOSING SYSTEM FOR MW POWER |  | -412.6075 | 1571.5 | 1158.8925
results163.txt | SENSITIVITY FACTORS OF BRANCH FLOW (MVA) ON 6674 HUSNES 400.00 TO 6677 BLÅFALL 400.00 1 MORE THAN | 0.1 | -412.6075 | 1571.5 | 1158.8925 | 1058.8925 | 1058.8925
results163.txt | <--------- BUS NAME --------> |  | -412.6075 | 1571.5 | 1158.8925
results163.txt | 6674 HUSNES 400.00 | -0.7531 | -412.6075 | 1571.5 | 1158.8925 | 1231.0075 | 1231.0075
results163.txt | 6749 STORD 400.00 | -0.5999 | -412.6075 | 1571.5 | 1158.8925 | 1384.2075 | 1384.2075
results163.txt | 6751 SUBSTATION 301.00 | -0.1909 | -412.6075 | 1571.5 | 1158.8925 | 1349.7925 | 1349.7925
results163.txt | 6750 HÅVIK 400.00 | -0.2644 | -412.6075 | 1571.5 | 1158.8925 | 1423.2925 | 1423.2925
results163.txt | 6752 SPANNE 400.00 | -0.4355 | -412.6075 | 1571.5 | 1158.8925 | 1548.6075 | 1548.6075
results163.txt | 6753 KÅRSTO 400.00 | -0.2649 | -412.6075 | 1571.5 | 1158.8925 | 1423.7925 | 1423.7925
results163.txt | 8611 JOINT 400.00 | -0.2648 | -412.6075 | 1571.5 | 1158.8925 | 1423.6925 | 1423.6925
results164.txt | PTI INTERACTIVE POWER SYSTEM SIMULATOR--PSS(R)E MON, MAY 29 2023 |  | -840.0019 | 2000 | 1159.9981
results164.txt | SENSITIVITY FACTORS ARE CALCULATED WITH AC |  | -840.0019 | 2000 | 1159.9981
results164.txt | SUBSYSTEM 'RESERV' IS USED FOR OPPOSING SYSTEM FOR MW POWER |  | -840.0019 | 2000 | 1159.9981
results164.txt | SENSITIVITY FACTORS OF BRANCH FLOW (MVA) ON 6827 MIDSKOG220 220.00 TO 6828 MIDSKOG400 400.00 1 MORE THAN | 0.1 | -840.0019 | 2000 | 1159.9981 | 1059.9981 | 1059.9981
results164.txt | <--------- BUS NAME --------> |  | -840.0019 | 2000 | 1159.9981
results164.txt | 6799 HJÄLTA220 220.00 | 0.1958 | -840.0019 | 2000 | 1159.9981 | 964.1981 | 964.1981
results164.txt | 6800 FORSMO 220.00 | 0.1149 | -840.0019 | 2000 | 1159.9981 | 1045.0981 | 1045.0981
results164.txt | 6801 FORSSE 220.00 | 0.1775 | -840.0019 | 2000 | 1159.9981 | 982.4981 | 982.4981
results164.txt | 6804 JARKVISSLE 220.00 | 0.1944 | -840.0019 | 2000 | 1159.9981 | 965.5981 | 965.5981
results164.txt | 6806 HALLSJO 220.00 | 0.1942 | -840.0019 | 2000 | 1159.9981 | 965.7981 | 965.7981
results164.txt | 6808 VAPLE 220.00 | 0.1932 | -840.0019 | 2000 | 1159.9981 | 966.7981 | 966.7981
results164.txt | 6816 JUVLEN 220.00 | 0.2283 | -840.0019 | 2000 | 1159.9981 | 931.6981 | 931.6981
results164.txt | 6817 STENSJÖN 220.00 | 0.2263 | -840.0019 | 2000 | 1159.9981 | 933.6981 | 933.6981
results164.txt | 6818 OLDEN 220.00 | 0.2264 | -840.0019 | 2000 | 1159.9981 | 933.5981 | 933.5981
results164.txt | 6819 JÄRPSTR220 220.00 | 0.2305 | -840.0019 | 2000 | 1159.9981 | 929.4981 | 929.4981
results164.txt | 6821 MÖRSIL 220.00 | 0.2819 | -840.0019 | 2000 | 1159.9981 | 878.0981 | 878.0981
results164.txt | 6822 SÄLLSJÖ 220.00 | 0.2814 | -840.0019 | 2000 | 1159.9981 | 878.5981 | 878.5981
results164.txt | 6823 LANGA 220.00 | 0.183 | -840.0019 | 2000 | 1159.9981 | 976.9981 | 976.9981
results164.txt | 6824 TRANGFARS 220.00 | 0.1906 | -840.0019 | 2000 | 1159.9981 | 969.3981 | 969.3981
results164.txt | 6825 NORDIASEN 220.00 | 0.1889 | -840.0019 | 2000 | 1159.9981 | 971.0981 | 971.0981
results164.txt | 6826 KATTSTRUPEF 220.00 | 0.4843 | -840.0019 | 2000 | 1159.9981 | 675.6981 | 675.6981
results164.txt | 6827 MIDSKOG220 220.00 | 0.5779 | -840.0019 | 2000 | 1159.9981 | 582.0981 | 582.0981
results164.txt | 6834 STUGUN 220.00 | 0.435 | -840.0019 | 2000 | 1159.9981 | 724.9981 | 724.9981
results164.txt | 6835 NÄVEREDE 220.00 | 0.5006 | -840.0019 | 2000 | 1159.9981 | 659.3981 | 659.3981
results164.txt | 6836 GAMMALÄNGE 220.00 | 0.3402 | -840.0019 | 2000 | 1159.9981 | 819.7981 | 819.7981
results164.txt | 6837 KRÅNGEDE 220.00 | 0.3405 | -840.0019 | 2000 | 1159.9981 | 819.4981 | 819.4981
results164.txt | 6840 SVARTHÅLSF 220.00 | 0.2963 | -840.0019 | 2000 | 1159.9981 | 863.6981 | 863.6981
results164.txt | 6841 STADSFORSEN 220.00 | 0.1958 | -840.0019 | 2000 | 1159.9981 | 964.1981 | 964.1981
results164.txt | 6842 RATANSKV220 220.00 | 0.1954 | -840.0019 | 2000 | 1159.9981 | 964.5981 | 964.5981
results164.txt | 6845 TURINGE 220.00 | 0.1949 | -840.0019 | 2000 | 1159.9981 | 965.0981 | 965.0981
results164.txt | 6846 SVEG 220.00 | 0.1898 | -840.0019 | 2000 | 1159.9981 | 970.1981 | 970.1981
results164.txt | 6847 BRACKE 220.00 | 0.3418 | -840.0019 | 2000 | 1159.9981 | 818.1981 | 818.1981
results164.txt | 6848 JARNVAGSFOR 220.00 | 0.1947 | -840.0019 | 2000 | 1159.9981 | 965.2981 | 965.2981
results164.txt | 6849 ANGE 220.00 | 0.1948 | -840.0019 | 2000 | 1159.9981 | 965.1981 | 965.1981
results164.txt | 6850 MORTTJARNB 220.00 | 0.3418 | -840.0019 | 2000 | 1159.9981 | 818.1981 | 818.1981
results164.txt | 6851 HOLLEFORSEN 220.00 | 0.1951 | -840.0019 | 2000 | 1159.9981 | 964.8981 | 964.8981
results164.txt | 6852 TORPSHAMMAR 220.00 | 0.1942 | -840.0019 | 2000 | 1159.9981 | 965.7981 | 965.7981
results164.txt | 6853 DONJE 220.00 | 0.194 | -840.0019 | 2000 | 1159.9981 | 965.9981 | 965.9981
results164.txt | 8619 JOINT 220.00 | 0.1945 | -840.0019 | 2000 | 1159.9981 | 965.4981 | 965.4981
results164.txt | 8750 JOINT 220.00 | 0.2968 | -840.0019 | 2000 | 1159.9981 | 863.1981 | 863.1981
results164.txt | 8271 JOINT 220.00 | 0.1944 | -840.0019 | 2000 | 1159.9981 | 965.5981 | 965.5981
results164.txt | 8411 JOINT 220.00 | 0.2271 | -840.0019 | 2000 | 1159.9981 | 932.8981 | 932.8981
results164.txt | 8857 JOINT 220.00 | 0.2286 | -840.0019 | 2000 | 1159.9981 | 931.3981 | 931.3981
results164.txt | 8777 JOINT 220.00 | 0.1775 | -840.0019 | 2000 | 1159.9981 | 982.4981 | 982.4981
results164.txt | 8682 JOINT 220.00 | 0.4355 | -840.0019 | 2000 | 1159.9981 | 724.4981 | 724.4981
results164.txt | 8812 JOINT 220.00 | 0.4867 | -840.0019 | 2000 | 1159.9981 | 673.2981 | 673.2981
results164.txt | 8258 JOINT 220.00 | 0.5011 | -840.0019 | 2000 | 1159.9981 | 658.8981 | 658.8981
results164.txt | 8606 JOINT 220.00 | 0.1936 | -840.0019 | 2000 | 1159.9981 | 966.3981 | 966.3981
results164.txt | 8693 JOINT 220.00 | 0.1942 | -840.0019 | 2000 | 1159.9981 | 965.7981 | 965.7981
results164.txt | 8613 JOINT 220.00 | 0.1945 | -840.0019 | 2000 | 1159.9981 | 965.4981 | 965.4981
results165.txt | PTI INTERACTIVE POWER SYSTEM SIMULATOR--PSS(R)E MON, MAY 29 2023 |  | 1083.6667 | 2245 | 1161.3333
results165.txt | SENSITIVITY FACTORS ARE CALCULATED WITH AC |  | 1083.6667 | 2245 | 1161.3333
results165.txt | SUBSYSTEM 'RESERV' IS USED FOR OPPOSING SYSTEM FOR MW POWER |  | 1083.6667 | 2245 | 1161.3333
results165.txt | SENSITIVITY FACTORS OF BRANCH FLOW (MVA) ON 6716 DAGALI 400.00 TO 6724 NORE 400.00 2 MORE THAN | 0.1 | 1083.6667 | 2245 | 1161.3333 | 1061.3333 | 1061.3333
results165.txt | <--------- BUS NAME --------> |  | 1083.6667 | 2245 | 1161.3333
results165.txt | 6657 JOSTEDAL 400.00 | 0.1003 | 1083.6667 | 2245 | 1161.3333 | 1061.0333 | 1061.0333
results165.txt | 6658 LEIRDOLA 400.00 | 0.1005 | 1083.6667 | 2245 | 1161.3333 | 1060.8333 | 1060.8333
results165.txt | 6659 ÅROY 400.00 | 0.1026 | 1083.6667 | 2245 | 1161.3333 | 1058.7333 | 1058.7333
results165.txt | 6661 FARDAL400 400.00 | 0.1027 | 1083.6667 | 2245 | 1161.3333 | 1058.6333 | 1058.6333
results165.txt | 6660 FARDAL300 400.00 | 0.1027 | 1083.6667 | 2245 | 1161.3333 | 1058.6333 | 1058.6333
results165.txt | 6663 AURLAND400 400.00 | 0.1219 | 1083.6667 | 2245 | 1161.3333 | 1039.4333 | 1039.4333
results165.txt | 6662 AURLAND200 400.00 | 0.1218 | 1083.6667 | 2245 | 1161.3333 | 1039.5333 | 1039.5333
results165.txt | 6664 AURLAND2 400.00 | 0.1219 | 1083.6667 | 2245 | 1161.3333 | 1039.4333 | 1039.4333
results165.txt | 6665 AURLAND3 400.00 | 0.1243 | 1083.6667 | 2245 | 1161.3333 | 1037.0333 | 1037.0333
results165.txt | 6668 ELDFJORD 400.00 | 0.1351 | 1083.6667 | 2245 | 1161.3333 | 1026.2333 | 1026.2333
results165.txt | 6669 HOL1 400.00 | 0.1319 | 1083.6667 | 2245 | 1161.3333 | 1029.4333 | 1029.4333
results165.txt | 6670 HOL3 400.00 | 0.1349 | 1083.6667 | 2245 | 1161.3333 | 1026.4333 | 1026.4333
results165.txt | 6673 USTA400 400.00 | 0.1352 | 1083.6667 | 2245 | 1161.3333 | 1026.1333 | 1026.1333
results165.txt | 6672 USTA300 400.00 | 0.1352 | 1083.6667 | 2245 | 1161.3333 | 1026.1333 | 1026.1333
results165.txt | 6716 DAGALI 400.00 | 0.2258 | 1083.6667 | 2245 | 1161.3333 | 935.5333 | 935.5333
results165.txt | 6724 NORE 400.00 | -0.6124 | 1083.6667 | 2245 | 1161.3333 | 1773.7333 | 1773.7333
results166.txt | PTI INTERACTIVE POWER SYSTEM SIMULATOR--PSS(R)E MON, MAY 29 2023 |  | -1078.0308 | 2245 | 1166.9694
results166.txt | SENSITIVITY FACTORS ARE CALCULATED WITH AC |  | -1078.0308 | 2245 | 1166.9694
results166.txt | SUBSYSTEM 'RESERV' IS USED FOR OPPOSING SYSTEM FOR MW POWER |  | -1078.0308 | 2245 | 1166.9694
results166.txt | SENSITIVITY FACTORS OF BRANCH FLOW (MVA) ON 6583 STACKBO400 400.00 TO 6591 FORSMARK 400.00 2 MORE THAN | 0.1 | -1078.0308 | 2245 | 1166.9694 | 1066.9692 | 1066.9692
results166.txt | <--------- BUS NAME --------> |  | -1078.0308 | 2245 | 1166.9694
results166.txt | 6589 DANNEBO 400.00 | 0.4016 | -1078.0308 | 2245 | 1166.9694 | 765.3692 | 765.3692
results166.txt | 6591 FORSMARK 400.00 | 0.4004 | -1078.0308 | 2245 | 1166.9694 | 766.5692 | 766.5692
results166.txt | 6595 BREDAKER 220.00 | 0.1113 | -1078.0308 | 2245 | 1166.9694 | 1055.6692 | 1055.6692
results166.txt | 6597 TUNA400 400.00 | 0.2673 | -1078.0308 | 2245 | 1166.9694 | 899.6692 | 899.6692
results166.txt | 6596 TUNA220 220.00 | 0.168 | -1078.0308 | 2245 | 1166.9694 | 998.9692 | 998.9692
results166.txt | 6598 BOLANDERNA 220.00 | 0.1007 | -1078.0308 | 2245 | 1166.9694 | 1066.2692 | 1066.2692
results166.txt | 6599 PLENNINGE 220.00 | 0.1005 | -1078.0308 | 2245 | 1166.9694 | 1066.4692 | 1066.4692
results166.txt | 6605 STOCKHOLM400400.00 | 0.1147 | -1078.0308 | 2245 | 1166.9694 | 1052.2692 | 1052.2692
results166.txt | 6610 GRASKA 220.00 | 0.1697 | -1078.0308 | 2245 | 1166.9694 | 997.2692 | 997.2692
results166.txt | 6611 HALLSTAVIK 220.00 | 0.1697 | -1078.0308 | 2245 | 1166.9694 | 997.2692 | 997.2692
results166.txt | 6613 MALSTA 220.00 | 0.1704 | -1078.0308 | 2245 | 1166.9694 | 996.5692 | 996.5692
results166.txt | 1051 SUBSTATION 400.00 | 0.4004 | -1078.0308 | 2245 | 1166.9694 | 766.5692 | 766.5692
results167.txt | PTI INTERACTIVE POWER SYSTEM SIMULATOR--PSS(R)E MON, MAY 29 2023 |  | 1076.9966 | 2245 | 1168.0034
results167.txt | SENSITIVITY FACTORS ARE CALCULATED WITH AC |  | 1076.9966 | 2245 | 1168.0034
results167.txt | SUBSYSTEM 'RESERV' IS USED FOR OPPOSING SYSTEM FOR MW POWER |  | 1076.9966 | 2245 | 1168.0034
results167.txt | SENSITIVITY FACTORS OF BRANCH FLOW (MVA) ON 7003 HARSPÅNGET 400.00 TO 7004 LIGGA 400.00 1 MORE THAN | 0.1 | 1076.9966 | 2245 | 1168.0034 | 1068.0034 | 1068.0034
results167.txt | <--------- BUS NAME --------> |  | 1076.9966 | 2245 | 1168.0034
results167.txt | 6356 BJERKREIM 400.00 | -0.1025 | 1076.9966 | 2245 | 1168.0034 | 1270.5034 | 1270.5034
results167.txt | 6358 TONSTAD400 400.00 | -0.1044 | 1076.9966 | 2245 | 1168.0034 | 1272.4034 | 1272.4034
results167.txt | 6357 TONSTAD300 400.00 | -0.1045 | 1076.9966 | 2245 | 1168.0034 | 1272.5034 | 1272.5034
results167.txt | 6360 KJELLAND 400.00 | -0.1028 | 1076.9966 | 2245 | 1168.0034 | 1270.8034 | 1270.8034
results167.txt | 6363 FEDA400 400.00 | -0.1023 | 1076.9966 | 2245 | 1168.0034 | 1270.3034 | 1270.3034
results167.txt | 6362 FEDA300 400.00 | -0.1023 | 1076.9966 | 2245 | 1168.0034 | 1270.3034 | 1270.3034
results167.txt | 6364 LISTAWIND 400.00 | -0.1023 | 1076.9966 | 2245 | 1168.0034 | 1270.3034 | 1270.3034
results167.txt | 6571 VISULAHTI 400.00 | -0.1608 | 1076.9966 | 2245 | 1168.0034 | 1328.8034 | 1328.8034
results167.txt | 6545 HUITTINEN 400.00 | -0.1766 | 1076.9966 | 2245 | 1168.0034 | 1344.6034 | 1344.6034
results167.txt | 6572 KYMI 400.00 | -0.1685 | 1076.9966 | 2245 | 1168.0034 | 1336.5034 | 1336.5034
results167.txt | 6546 SALO 400.00 | -0.1749 | 1076.9966 | 2245 | 1168.0034 | 1342.9034 | 1342.9034
results167.txt | 6547 FORSSA 400.00 | -0.1749 | 1076.9966 | 2245 | 1168.0034 | 1342.9034 | 1342.9034
results167.txt | 6548 KANGASALA 400.00 | -0.1712 | 1076.9966 | 2245 | 1168.0034 | 1339.2034 | 1339.2034
results167.txt | 6549 LAVIANVOURI 400.00 | -0.1705 | 1076.9966 | 2245 | 1168.0034 | 1338.5034 | 1338.5034
results167.txt | 6550 KOPULA 400.00 | -0.1695 | 1076.9966 | 2245 | 1168.0034 | 1337.5034 | 1337.5034
results167.txt | 6551 HIKIÄ 400.00 | -0.1702 | 1076.9966 | 2245 | 1168.0034 | 1338.2034 | 1338.2034
results167.txt | 6552 TAMMISTO 400.00 | -0.1725 | 1076.9966 | 2245 | 1168.0034 | 1340.5034 | 1340.5034
results167.txt | 6553 NURMIJÄRVI 400.00 | -0.1702 | 1076.9966 | 2245 | 1168.0034 | 1338.2034 | 1338.2034
results167.txt | 6554 LÄNSISALMI 400.00 | -0.1722 | 1076.9966 | 2245 | 1168.0034 | 1340.2034 | 1340.2034
results167.txt | 6555 INKOO 400.00 | -0.1727 | 1076.9966 | 2245 | 1168.0034 | 1340.7034 | 1340.7034
results167.txt | 6556 ESPOO 400.00 | -0.1719 | 1076.9966 | 2245 | 1168.0034 | 1339.9034 | 1339.9034
results167.txt | 6567 ANTTILA 400.00 | -0.1708 | 1076.9966 | 2245 | 1168.0034 | 1338.8034 | 1338.8034
results167.txt | 6569 KORIA 400.00 | -0.1681 | 1076.9966 | 2245 | 1168.0034 | 1336.1034 | 1336.1034
results167.txt | 6570 LOVIISA 400.00 | -0.1735 | 1076.9966 | 2245 | 1168.0034 | 1341.5034 | 1341.5034
results167.txt | 6573 YLLIKKÄLÄ 400.00 | -0.1627 | 1076.9966 | 2245 | 1168.0034 | 1330.7034 | 1330.7034
results167.txt | 6615 TAHKOLUOTO 400.00 | -0.1807 | 1076.9966 | 2245 | 1168.0034 | 1348.7034 | 1348.7034
results167.txt | 6617 OLKILUOTO 400.00 | -0.1819 | 1076.9966 | 2245 | 1168.0034 | 1349.9034 | 1349.9034
results167.txt | 6618 RAUMA 400.00 | -0.1823 | 1076.9966 | 2245 | 1168.0034 | 1350.3034 | 1350.3034
results167.txt | 6619 ULVILA 400.00 | -0.1784 | 1076.9966 | 2245 | 1168.0034 | 1346.4034 | 1346.4034
results167.txt | 6621 LIETO 400.00 | -0.1767 | 1076.9966 | 2245 | 1168.0034 | 1344.7034 | 1344.7034
results167.txt | 6648 HOYANGER 400.00 | -0.1001 | 1076.9966 | 2245 | 1168.0034 | 1268.1034 | 1268.1034
results167.txt | 6649 REFSDAL 400.00 | -0.1154 | 1076.9966 | 2245 | 1168.0034 | 1283.4034 | 1283.4034
results167.txt | 6650 HOVE 400.00 | -0.1143 | 1076.9966 | 2245 | 1168.0034 | 1282.3034 | 1282.3034
results167.txt | 6651 MODALEN 400.00 | -0.1166 | 1076.9966 | 2245 | 1168.0034 | 1284.6034 | 1284.6034
results167.txt | 6653 DALE 400.00 | -0.1169 | 1076.9966 | 2245 | 1168.0034 | 1284.9034 | 1284.9034
results167.txt | 6654 EVANGER 400.00 | -0.1164 | 1076.9966 | 2245 | 1168.0034 | 1284.4034 | 1284.4034
results167.txt | 6656 SAMNAGER400 400.00 | -0.1142 | 1076.9966 | 2245 | 1168.0034 | 1282.2034 | 1282.2034
results167.txt | 6655 SAMNAGER300 400.00 | -0.1143 | 1076.9966 | 2245 | 1168.0034 | 1282.3034 | 1282.3034
results167.txt | 6657 JOSTEDAL 400.00 | -0.118 | 1076.9966 | 2245 | 1168.0034 | 1286.0034 | 1286.0034
results167.txt | 6658 LEIRDOLA 400.00 | -0.1175 | 1076.9966 | 2245 | 1168.0034 | 1285.5034 | 1285.5034
results167.txt | 6659 ÅROY 400.00 | -0.1123 | 1076.9966 | 2245 | 1168.0034 | 1280.3034 | 1280.3034
results167.txt | 6661 FARDAL400 400.00 | -0.1121 | 1076.9966 | 2245 | 1168.0034 | 1280.1034 | 1280.1034
results167.txt | 6660 FARDAL300 400.00 | -0.1121 | 1076.9966 | 2245 | 1168.0034 | 1280.1034 | 1280.1034
results167.txt | 6663 AURLAND400 400.00 | -0.1095 | 1076.9966 | 2245 | 1168.0034 | 1277.5034 | 1277.5034
results167.txt | 6662 AURLAND200 400.00 | -0.1096 | 1076.9966 | 2245 | 1168.0034 | 1277.6034 | 1277.6034
results167.txt | 6664 AURLAND2 400.00 | -0.1095 | 1076.9966 | 2245 | 1168.0034 | 1277.5034 | 1277.5034
results167.txt | 6665 AURLAND3 400.00 | -0.1076 | 1076.9966 | 2245 | 1168.0034 | 1275.6034 | 1275.6034
results167.txt | 6666 SKAGEN-FOTUN400.00 | -0.1203 | 1076.9966 | 2245 | 1168.0034 | 1288.3034 | 1288.3034
results167.txt | 6668 ELDFJORD 400.00 | -0.1115 | 1076.9966 | 2245 | 1168.0034 | 1279.5034 | 1279.5034
results167.txt | 6669 HOL1 400.00 | -0.1014 | 1076.9966 | 2245 | 1168.0034 | 1269.4034 | 1269.4034
results167.txt | 6674 HUSNES 400.00 | -0.1108 | 1076.9966 | 2245 | 1168.0034 | 1278.8034 | 1278.8034
results167.txt | 6676 HYDRO PURE S400.00 | -0.1132 | 1076.9966 | 2245 | 1168.0034 | 1281.2034 | 1281.2034
results167.txt | 6675 MAURANGER 400.00 | -0.1132 | 1076.9966 | 2245 | 1168.0034 | 1281.2034 | 1281.2034
results167.txt | 6677 BLÅFALL 400.00 | -0.1112 | 1076.9966 | 2245 | 1168.0034 | 1279.2034 | 1279.2034
results167.txt | 6679 OKSLA 400.00 | -0.1147 | 1076.9966 | 2245 | 1168.0034 | 1282.7034 | 1282.7034
results167.txt | 6680 ÅSEN 400.00 | -0.1146 | 1076.9966 | 2245 | 1168.0034 | 1282.6034 | 1282.6034
results167.txt | 6682 SAUDA400 400.00 | -0.1101 | 1076.9966 | 2245 | 1168.0034 | 1278.1034 | 1278.1034
results167.txt | 6681 SAUDA300 400.00 | -0.1102 | 1076.9966 | 2245 | 1168.0034 | 1278.2034 | 1278.2034
results167.txt | 6683 HYLEN 400.00 | -0.1107 | 1076.9966 | 2245 | 1168.0034 | 1278.7034 | 1278.7034
results167.txt | 6685 RÖDAL 400.00 | -0.1132 | 1076.9966 | 2245 | 1168.0034 | 1281.2034 | 1281.2034
results167.txt | 6686 NOVLE 400.00 | -0.1133 | 1076.9966 | 2245 | 1168.0034 | 1281.3034 | 1281.3034
results167.txt | 6687 ULLA-FORRE 400.00 | -0.1112 | 1076.9966 | 2245 | 1168.0034 | 1279.2034 | 1279.2034
results167.txt | 6688 STOKKELAND 400.00 | -0.1044 | 1076.9966 | 2245 | 1168.0034 | 1272.4034 | 1272.4034
results167.txt | 6690 HOG-JAERN400400.00 | -0.1044 | 1076.9966 | 2245 | 1168.0034 | 1272.4034 | 1272.4034
results167.txt | 6689 HOG-JAERN300400.00 | -0.1044 | 1076.9966 | 2245 | 1168.0034 | 1272.4034 | 1272.4034
results167.txt | 6691 SUBSTATION 400.00 | -0.1107 | 1076.9966 | 2245 | 1168.0034 | 1278.7034 | 1278.7034
results167.txt | 6693 SATURDAL 400.00 | -0.1122 | 1076.9966 | 2245 | 1168.0034 | 1280.2034 | 1280.2034
results167.txt | 6692 HYDRO MIXED 400.00 | -0.1123 | 1076.9966 | 2245 | 1168.0034 | 1280.3034 | 1280.3034
results167.txt | 6694 FORRE 400.00 | -0.104 | 1076.9966 | 2245 | 1168.0034 | 1272.0034 | 1272.0034
results167.txt | 6695 KVILLDAL 400.00 | -0.1082 | 1076.9966 | 2245 | 1168.0034 | 1276.2034 | 1276.2034
results167.txt | 6698 LYSE400 400.00 | -0.1089 | 1076.9966 | 2245 | 1168.0034 | 1276.9034 | 1276.9034
results167.txt | 6697 LYSE300 400.00 | -0.1089 | 1076.9966 | 2245 | 1168.0034 | 1276.9034 | 1276.9034
results167.txt | 6699 DUGE 301.00 | -0.108 | 1076.9966 | 2245 | 1168.0034 | 1276.0034 | 1276.0034
results167.txt | 6700 TJORHOM 400.00 | -0.11 | 1076.9966 | 2245 | 1168.0034 | 1278.0034 | 1278.0034
results167.txt | 6701 KVANNDAL 400.00 | -0.11 | 1076.9966 | 2245 | 1168.0034 | 1278.0034 | 1278.0034
results167.txt | 6702 KJELA 400.00 | -0.1082 | 1076.9966 | 2245 | 1168.0034 | 1276.2034 | 1276.2034
results167.txt | 6703 SONGA 400.00 | -0.1053 | 1076.9966 | 2245 | 1168.0034 | 1273.3034 | 1273.3034
results167.txt | 6704 VINJE 400.00 | -0.105 | 1076.9966 | 2245 | 1168.0034 | 1273.0034 | 1273.0034
results167.txt | 6705 HOLEN 400.00 | -0.1052 | 1076.9966 | 2245 | 1168.0034 | 1273.2034 | 1273.2034
results167.txt | 6706 ROSKREPP 301.00 | -0.1078 | 1076.9966 | 2245 | 1168.0034 | 1275.8034 | 1275.8034
results167.txt | 6707 KVINEN 301.00 | -0.1075 | 1076.9966 | 2245 | 1168.0034 | 1275.5034 | 1275.5034
results167.txt | 6708 SOLHOLM300 400.00 | -0.1046 | 1076.9966 | 2245 | 1168.0034 | 1272.6034 | 1272.6034
results167.txt | 6710 HEKNI 400.00 | -0.1054 | 1076.9966 | 2245 | 1168.0034 | 1273.4034 | 1273.4034
results167.txt | 6711 TOKKE 400.00 | -0.1039 | 1076.9966 | 2245 | 1168.0034 | 1271.9034 | 1271.9034
results167.txt | 6743 KOLLSNES 400.00 | -0.1153 | 1076.9966 | 2245 | 1168.0034 | 1283.3034 | 1283.3034
results167.txt | 6745 SUBSTATION 400.00 | -0.1157 | 1076.9966 | 2245 | 1168.0034 | 1283.7034 | 1283.7034
results167.txt | 6744 LINDÅS 400.00 | -0.1157 | 1076.9966 | 2245 | 1168.0034 | 1283.7034 | 1283.7034
results167.txt | 6746 NYGARD 400.00 | -0.1153 | 1076.9966 | 2245 | 1168.0034 | 1283.3034 | 1283.3034
results167.txt | 6747 ARNA 400.00 | -0.1157 | 1076.9966 | 2245 | 1168.0034 | 1283.7034 | 1283.7034
results167.txt | 6748 BERGEN 400.00 | -0.1153 | 1076.9966 | 2245 | 1168.0034 | 1283.3034 | 1283.3034
results167.txt | 6749 STORD 400.00 | -0.11 | 1076.9966 | 2245 | 1168.0034 | 1278.0034 | 1278.0034
results167.txt | 6751 SUBSTATION 301.00 | -0.1092 | 1076.9966 | 2245 | 1168.0034 | 1277.2034 | 1277.2034
results167.txt | 6750 HÅVIK 400.00 | -0.1089 | 1076.9966 | 2245 | 1168.0034 | 1276.9034 | 1276.9034
results167.txt | 6752 SPANNE 400.00 | -0.1091 | 1076.9966 | 2245 | 1168.0034 | 1277.1034 | 1277.1034
results167.txt | 6753 KÅRSTO 400.00 | -0.1082 | 1076.9966 | 2245 | 1168.0034 | 1276.2034 | 1276.2034
results167.txt | 6754 STOLAHELA 400.00 | -0.1043 | 1076.9966 | 2245 | 1168.0034 | 1272.3034 | 1272.3034
results167.txt | 6778 HIRVISUO 400.00 | -0.168 | 1076.9966 | 2245 | 1168.0034 | 1336.0034 | 1336.0034
results167.txt | 6779 UUSNIVALA 400.00 | -0.1613 | 1076.9966 | 2245 | 1168.0034 | 1329.3034 | 1329.3034
results167.txt | 6780 ALAJÄRVI 400.00 | -0.165 | 1076.9966 | 2245 | 1168.0034 | 1333.0034 | 1333.0034
results167.txt | 6781 SEINÄJOKI 400.00 | -0.1703 | 1076.9966 | 2245 | 1168.0034 | 1338.3034 | 1338.3034
results167.txt | 6783 PETÄJÄV400 400.00 | -0.1661 | 1076.9966 | 2245 | 1168.0034 | 1334.1034 | 1334.1034
results167.txt | 6782 PETÄJÄV220 220.00 | -0.1661 | 1076.9966 | 2245 | 1168.0034 | 1334.1034 | 1334.1034
results167.txt | 6784 JÄMSÄ 220.00 | -0.1634 | 1076.9966 | 2245 | 1168.0034 | 1331.4034 | 1331.4034
results167.txt | 6785 TOIVILA 400.00 | -0.1685 | 1076.9966 | 2245 | 1168.0034 | 1336.5034 | 1336.5034
results167.txt | 6786 HAAPAVESI 220.00 | -0.1708 | 1076.9966 | 2245 | 1168.0034 | 1338.8034 | 1338.8034
results167.txt | 6787 VUOLIJOKI 400.00 | -0.1598 | 1076.9966 | 2245 | 1168.0034 | 1327.8034 | 1327.8034
results167.txt | 6788 ALAPITKÄ 400.00 | -0.1593 | 1076.9966 | 2245 | 1168.0034 | 1327.3034 | 1327.3034
results167.txt | 6789 VIHTAVUORI 400.00 | -0.1628 | 1076.9966 | 2245 | 1168.0034 | 1330.8034 | 1330.8034
results167.txt | 6790 HUUTOKOSKI 400.00 | -0.1595 | 1076.9966 | 2245 | 1168.0034 | 1327.5034 | 1327.5034
results167.txt | 6809 STORNORRFORS400.00 | -0.1062 | 1076.9966 | 2245 | 1168.0034 | 1274.2034 | 1274.2034
results167.txt | 6810 TUOVILA 400.00 | -0.1728 | 1076.9966 | 2245 | 1168.0034 | 1340.8034 | 1340.8034
results167.txt | 6811 KRSITINESTAD400.00 | -0.1762 | 1076.9966 | 2245 | 1168.0034 | 1344.2034 | 1344.2034
results167.txt | 6903 SEITENOIKEA 220.00 | -0.1799 | 1076.9966 | 2245 | 1168.0034 | 1347.9034 | 1347.9034
results167.txt | 6907 DJUPTJÄRN 400.00 | -0.1714 | 1076.9966 | 2245 | 1168.0034 | 1339.4034 | 1339.4034
results167.txt | 6908 KEMINMAA 220.00 | -0.1674 | 1076.9966 | 2245 | 1168.0034 | 1335.4034 | 1335.4034
results167.txt | 6909 ISOHAARA 400.00 | -0.1678 | 1076.9966 | 2245 | 1168.0034 | 1335.8034 | 1335.8034
results167.txt | 6910 SUBSTATION 400.00 | -0.1677 | 1076.9966 | 2245 | 1168.0034 | 1335.7034 | 1335.7034
results167.txt | 6911 JYLKKÄ 400.00 | -0.1649 | 1076.9966 | 2245 | 1168.0034 | 1332.9034 | 1332.9034
results167.txt | 6912 VALAJASKO 220.00 | -0.1639 | 1076.9966 | 2245 | 1168.0034 | 1331.9034 | 1331.9034
results167.txt | 6913 VANTTAUSKOSK220.00 | -0.1643 | 1076.9966 | 2245 | 1168.0034 | 1332.3034 | 1332.3034
results167.txt | 6915 PIRITTIK400 400.00 | -0.1638 | 1076.9966 | 2245 | 1168.0034 | 1331.8034 | 1331.8034
results167.txt | 6914 PIRITTK220 220.00 | -0.1636 | 1076.9966 | 2245 | 1168.0034 | 1331.6034 | 1331.6034
results167.txt | 6916 SEITAKORVA 220.00 | -0.1652 | 1076.9966 | 2245 | 1168.0034 | 1333.2034 | 1333.2034
results167.txt | 6917 ISOKANGAS 400.00 | -0.1636 | 1076.9966 | 2245 | 1168.0034 | 1331.6034 | 1331.6034
results167.txt | 6918 PIKKARALA 400.00 | -0.1629 | 1076.9966 | 2245 | 1168.0034 | 1330.9034 | 1330.9034
results167.txt | 6920 PYHÄNSEL400 400.00 | -0.1623 | 1076.9966 | 2245 | 1168.0034 | 1330.3034 | 1330.3034
results167.txt | 6919 PYHÄNSEL220 220.00 | -0.1623 | 1076.9966 | 2245 | 1168.0034 | 1330.3034 | 1330.3034
results167.txt | 6921 PYHÄKOSI 220.00 | -0.1685 | 1076.9966 | 2245 | 1168.0034 | 1336.5034 | 1336.5034
results167.txt | 6922 UTANEN 220.00 | -0.1716 | 1076.9966 | 2245 | 1168.0034 | 1339.6034 | 1339.6034
results167.txt | 6923 NUOJA 220.00 | -0.1749 | 1076.9966 | 2245 | 1168.0034 | 1342.9034 | 1342.9034
results167.txt | 6929 TUGGEN 400.00 | -0.2323 | 1076.9966 | 2245 | 1168.0034 | 1400.3034 | 1400.3034
results167.txt | 6930 LETSI 400.00 | -0.1516 | 1076.9966 | 2245 | 1168.0034 | 1319.6034 | 1319.6034
results167.txt | 6931 SVARTBYN 400.00 | -0.1855 | 1076.9966 | 2245 | 1168.0034 | 1353.5034 | 1353.5034
results167.txt | 6932 VAGFORS 400.00 | -0.3042 | 1076.9966 | 2245 | 1168.0034 | 1472.2034 | 1472.2034
results167.txt | 6933 RÅBÄCKEN 400.00 | -0.1646 | 1076.9966 | 2245 | 1168.0034 | 1332.6034 | 1332.6034
results167.txt | 6936 NEDRERÖS400 400.00 | 0.103 | 1076.9966 | 2245 | 1168.0034 | 1065.0034 | 1065.0034
results167.txt | 6935 NEDRERÖS300 400.00 | 0.1029 | 1076.9966 | 2245 | 1168.0034 | 1065.1034 | 1065.1034
results167.txt | 6944 RANA 400.00 | 0.1108 | 1076.9966 | 2245 | 1168.0034 | 1057.2034 | 1057.2034
results167.txt | 6990 ISONIEMI 220.00 | -0.1445 | 1076.9966 | 2245 | 1168.0034 | 1312.5034 | 1312.5034
results167.txt | 6992 IVALO 220.00 | -0.1203 | 1076.9966 | 2245 | 1168.0034 | 1288.3034 | 1288.3034
results167.txt | 6993 KUOLAJÄRVI 220.00 | -0.1414 | 1076.9966 | 2245 | 1168.0034 | 1309.4034 | 1309.4034
results167.txt | 6994 VAJUKOSKI 220.00 | -0.1403 | 1076.9966 | 2245 | 1168.0034 | 1308.3034 | 1308.3034
results167.txt | 6995 KOKKOSNIVA 220.00 | -0.1454 | 1076.9966 | 2245 | 1168.0034 | 1313.4034 | 1313.4034
results167.txt | 6996 OFOTEN 400.00 | 0.2448 | 1076.9966 | 2245 | 1168.0034 | 923.2034 | 923.2034
results167.txt | 6997 NARVIK 400.00 | 0.2494 | 1076.9966 | 2245 | 1168.0034 | 918.6034 | 918.6034
results167.txt | 7000 VITAS 400.00 | 0.3099 | 1076.9966 | 2245 | 1168.0034 | 858.1034 | 858.1034
results167.txt | 7001 SEITEVARE 400.00 | -0.4836 | 1076.9966 | 2245 | 1168.0034 | 1651.6034 | 1651.6034
results167.txt | 7002 PORJUS 400.00 | 0.3484 | 1076.9966 | 2245 | 1168.0034 | 819.6034 | 819.6034
results167.txt | 7003 HARSPÅNGET 400.00 | 0.3732 | 1076.9966 | 2245 | 1168.0034 | 794.8034 | 794.8034
results167.txt | 7004 LIGGA 400.00 | -0.4836 | 1076.9966 | 2245 | 1168.0034 | 1651.6034 | 1651.6034
results167.txt | 7005 MESSAURE 400.00 | -0.2995 | 1076.9966 | 2245 | 1168.0034 | 1467.5034 | 1467.5034
results167.txt | 7006 SVARTISEN 400.00 | 0.1296 | 1076.9966 | 2245 | 1168.0034 | 1038.4034 | 1038.4034
results167.txt | 7007 KOBBELV 400.00 | 0.1997 | 1076.9966 | 2245 | 1168.0034 | 968.3034 | 968.3034
results167.txt | 7008 SALTEN 400.00 | 0.1839 | 1076.9966 | 2245 | 1168.0034 | 984.1034 | 984.1034
results167.txt | 7010 VARANGERBOT 220.00 | -0.1021 | 1076.9966 | 2245 | 1168.0034 | 1270.1034 | 1270.1034
results167.txt | 7017 HAMMERFEST 400.00 | 0.2797 | 1076.9966 | 2245 | 1168.0034 | 888.3034 | 888.3034
results167.txt | 7018 UTSJOKI 220.00 | -0.1056 | 1076.9966 | 2245 | 1168.0034 | 1273.6034 | 1273.6034
results167.txt | 7019 BALSFJORD 400.00 | 0.2598 | 1076.9966 | 2245 | 1168.0034 | 908.2034 | 908.2034
results167.txt | 7020 BARDUFOSS 400.00 | 0.2574 | 1076.9966 | 2245 | 1168.0034 | 910.6034 | 910.6034
results167.txt | 7054 OSSAUSKOSKI 220.00 | -0.1668 | 1076.9966 | 2245 | 1168.0034 | 1334.8034 | 1334.8034
results167.txt | 7056 PETÄJÄSKO 400.00 | -0.1645 | 1076.9966 | 2245 | 1168.0034 | 1332.5034 | 1332.5034
results167.txt | 7055 PETÄJÄSKO 220.00 | -0.1647 | 1076.9966 | 2245 | 1168.0034 | 1332.7034 | 1332.7034
results167.txt | 7062 RITSEM 400.00 | 0.2981 | 1076.9966 | 2245 | 1168.0034 | 869.9034 | 869.9034
results167.txt | 8579 JOINT 220.00 | -0.1714 | 1076.9966 | 2245 | 1168.0034 | 1339.4034 | 1339.4034
results167.txt | 8448 JOINT 400.00 | -0.1081 | 1076.9966 | 2245 | 1168.0034 | 1276.1034 | 1276.1034
results167.txt | 8460 JOINT 400.00 | -0.11 | 1076.9966 | 2245 | 1168.0034 | 1278.0034 | 1278.0034
results167.txt | 7140 JOINT 220.00 | -0.1059 | 1076.9966 | 2245 | 1168.0034 | 1273.9034 | 1273.9034
results167.txt | 8256 JOINT 400.00 | -0.4836 | 1076.9966 | 2245 | 1168.0034 | 1651.6034 | 1651.6034
results167.txt | 8611 JOINT 400.00 | -0.1083 | 1076.9966 | 2245 | 1168.0034 | 1276.3034 | 1276.3034
results167.txt | 9001 SEIDAFJELL 400.00 | 0.2774 | 1076.9966 | 2245 | 1168.0034 | 890.6034 | 890.6034
results167.txt | 9002 LEBSESBY 400.00 | 0.278 | 1076.9966 | 2245 | 1168.0034 | 890.0034 | 890.0034
results167.txt | 9003 HAMMERF 400.00 | 0.2797 | 1076.9966 | 2245 | 1168.0034 | 888.3034 | 888.3034
results167.txt | 9004 ALTA 400.00 | 0.2727 | 1076.9966 | 2245 | 1168.0034 | 895.3034 | 895.3034
results167.txt | 9005 BERGHEIM 400.00 | 0.266 | 1076.9966 | 2245 | 1168.0034 | 902.0034 | 902.0034
results167.txt | 9010 HAUGSVAER 400.00 | -0.1162 | 1076.9966 | 2245 | 1168.0034 | 1284.2034 | 1284.2034
results167.txt | 9011 STEINSLAND 400.00 | -0.1166 | 1076.9966 | 2245 | 1168.0034 | 1284.6034 | 1284.6034
results167.txt | 9014 HONNA 400.00 | -0.1015 | 1076.9966 | 2245 | 1168.0034 | 1269.5034 | 1269.5034
results167.txt | 9408 HÄLLBERGET 400.00 | -0.1563 | 1076.9966 | 2245 | 1168.0034 | 1324.3034 | 1324.3034
results167.txt | 9409 TROLLTJÄRN 400.00 | -0.1471 | 1076.9966 | 2245 | 1168.0034 | 1315.1034 | 1315.1034
results167.txt | 9301 KEMIJÄRVI 220.00 | -0.1599 | 1076.9966 | 2245 | 1168.0034 | 1327.9034 | 1327.9034
results167.txt | 9302 KEMINMAA 400.00 | -0.1579 | 1076.9966 | 2245 | 1168.0034 | 1325.9034 | 1325.9034
results167.txt | 9304 LUMIJÄRVI 400.00 | -0.1645 | 1076.9966 | 2245 | 1168.0034 | 1332.5034 | 1332.5034
results167.txt | 9303 MUSALA 400.00 | -0.1709 | 1076.9966 | 2245 | 1168.0034 | 1338.9034 | 1338.9034
results167.txt | 9305 KÄRPPIÖN 400.00 | -0.1755 | 1076.9966 | 2245 | 1168.0034 | 1343.5034 | 1343.5034
results167.txt | 9306 HONKAJOEN 400.00 | -0.1769 | 1076.9966 | 2245 | 1168.0034 | 1344.9034 | 1344.9034
results167.txt | 9307 KONTIOLAHTI 400.00 | -0.1612 | 1076.9966 | 2245 | 1168.0034 | 1329.2034 | 1329.2034
results167.txt | 9308 ORIMATTILAN 400.00 | -0.17 | 1076.9966 | 2245 | 1168.0034 | 1338.0034 | 1338.0034
results167.txt | 9309 NAANTALINSAL400.00 | -0.1767 | 1076.9966 | 2245 | 1168.0034 | 1344.7034 | 1344.7034
results167.txt | 9019 SAUDA 301.00 | -0.1099 | 1076.9966 | 2245 | 1168.0034 | 1277.9034 | 1277.9034
results167.txt | 9020 LYSE 301.00 | -0.1078 | 1076.9966 | 2245 | 1168.0034 | 1275.8034 | 1275.8034
results167.txt | 9021 FJOTLAND 301.00 | -0.1057 | 1076.9966 | 2245 | 1168.0034 | 1273.7034 | 1273.7034
results168.txt | PTI INTERACTIVE POWER SYSTEM SIMULATOR--PSS(R)E MON, MAY 29 2023 |  | -1066.708 | 2245 | 1178.292
results168.txt | SENSITIVITY FACTORS ARE CALCULATED WITH AC |  | -1066.708 | 2245 | 1178.292
results168.txt | SUBSYSTEM 'RESERV' IS USED FOR OPPOSING SYSTEM FOR MW POWER |  | -1066.708 | 2245 | 1178.292
results168.txt | SENSITIVITY FACTORS OF BRANCH FLOW (MVA) ON 6859 AURA1 400.00 TO 6860 GRYTTEN 400.00 5 MORE THAN | 0.1 | -1066.708 | 2245 | 1178.292 | 1078.292 | 1078.292
results168.txt | <--------- BUS NAME --------> |  | -1066.708 | 2245 | 1178.292
results168.txt | 6647 MOSKOG 400.00 | 0.1869 | -1066.708 | 2245 | 1178.292 | 991.392 | 991.392
results168.txt | 6648 HOYANGER 400.00 | 0.1571 | -1066.708 | 2245 | 1178.292 | 1021.192 | 1021.192
results168.txt | 6812 OGNDAL 400.00 | -0.1266 | -1066.708 | 2245 | 1178.292 | 1304.892 | 1304.892
results168.txt | 6814 VERDAL400 400.00 | -0.1274 | -1066.708 | 2245 | 1178.292 | 1305.692 | 1305.692
results168.txt | 6813 VERDAL300 400.00 | -0.1274 | -1066.708 | 2245 | 1178.292 | 1305.692 | 1305.692
results168.txt | 6872 AURA2300 400.00 | -0.162 | -1066.708 | 2245 | 1178.292 | 1340.292 | 1340.292
results168.txt | 6855 FRAERNA 400.00 | 0.1615 | -1066.708 | 2245 | 1178.292 | 1016.792 | 1016.792
results168.txt | 6856 ORSKOG 400.00 | 0.4568 | -1066.708 | 2245 | 1178.292 | 721.492 | 721.492
results168.txt | 6857 ORSTA 400.00 | 0.3941 | -1066.708 | 2245 | 1178.292 | 784.192 | 784.192
results168.txt | 6858 ISTAD 400.00 | 0.1615 | -1066.708 | 2245 | 1178.292 | 1016.792 | 1016.792
results168.txt | 6859 AURA1 400.00 | -0.1699 | -1066.708 | 2245 | 1178.292 | 1348.192 | 1348.192
results168.txt | 6860 GRYTTEN 400.00 | 0.5232 | -1066.708 | 2245 | 1178.292 | 655.092 | 655.092
results168.txt | 6861 SNILLDAL 400.00 | -0.1493 | -1066.708 | 2245 | 1178.292 | 1327.592 | 1327.592
results168.txt | 6862 SURNA 400.00 | -0.1533 | -1066.708 | 2245 | 1178.292 | 1331.592 | 1331.592
results168.txt | 6863 HOFSTAD 400.00 | -0.1352 | -1066.708 | 2245 | 1178.292 | 1313.492 | 1313.492
results168.txt | 6864 ÅFJORD 400.00 | -0.1421 | -1066.708 | 2245 | 1178.292 | 1320.392 | 1320.392
results168.txt | 6866 ORKDAL400 400.00 | -0.139 | -1066.708 | 2245 | 1178.292 | 1317.292 | 1317.292
results168.txt | 6865 ORKDAL300 400.00 | -0.139 | -1066.708 | 2245 | 1178.292 | 1317.292 | 1317.292
results168.txt | 6867 STRINDA 400.00 | -0.1292 | -1066.708 | 2245 | 1178.292 | 1307.492 | 1307.492
results168.txt | 6869 KLAEBU400 400.00 | -0.1294 | -1066.708 | 2245 | 1178.292 | 1307.692 | 1307.692
results168.txt | 6868 KLAEBU300 400.00 | -0.1294 | -1066.708 | 2245 | 1178.292 | 1307.692 | 1307.692
results168.txt | 6871 EIDUM400 400.00 | -0.1288 | -1066.708 | 2245 | 1178.292 | 1307.092 | 1307.092
results168.txt | 6870 EIDUM300 400.00 | -0.1288 | -1066.708 | 2245 | 1178.292 | 1307.092 | 1307.092
results168.txt | 6874 VÅGÅMO 400.00 | -0.1059 | -1066.708 | 2245 | 1178.292 | 1284.192 | 1284.192
results168.txt | 6936 NEDRERÖS400 400.00 | -0.1074 | -1066.708 | 2245 | 1178.292 | 1285.692 | 1285.692
results168.txt | 6935 NEDRERÖS300 400.00 | -0.1075 | -1066.708 | 2245 | 1178.292 | 1285.792 | 1285.792
results168.txt | 6937 MARKA 400.00 | -0.1103 | -1066.708 | 2245 | 1178.292 | 1288.592 | 1288.592
results168.txt | 6938 NAMSOS 400.00 | -0.1248 | -1066.708 | 2245 | 1178.292 | 1303.092 | 1303.092
results168.txt | 6939 KOLSVIK 400.00 | -0.1164 | -1066.708 | 2245 | 1178.292 | 1294.692 | 1294.692
results168.txt | 6940 NAMSKOGEN 400.00 | -0.1164 | -1066.708 | 2245 | 1178.292 | 1294.692 | 1294.692
results168.txt | 6942 TUNNSJO400 400.00 | -0.1187 | -1066.708 | 2245 | 1178.292 | 1296.992 | 1296.992
results168.txt | 6941 TUNNSJO300 400.00 | -0.1187 | -1066.708 | 2245 | 1178.292 | 1296.992 | 1296.992
results168.txt | 6944 RANA 400.00 | -0.1056 | -1066.708 | 2245 | 1178.292 | 1283.892 | 1283.892
results168.txt | 7006 SVARTISEN 400.00 | -0.1021 | -1066.708 | 2245 | 1178.292 | 1280.392 | 1280.392
results168.txt | 7061 NEA 400.00 | -0.1056 | -1066.708 | 2245 | 1178.292 | 1283.892 | 1283.892
results168.txt | 9006 TROFORS 400.00 | -0.1122 | -1066.708 | 2245 | 1178.292 | 1290.492 | 1290.492
results168.txt | 9007 TJELDBERGO 400.00 | -0.1514 | -1066.708 | 2245 | 1178.292 | 1329.692 | 1329.692
results168.txt | 9008 SYLKKYVELN 400.00 | 0.4294 | -1066.708 | 2245 | 1178.292 | 748.892 | 748.892
results168.txt | 9009 ALFOTEN 400.00 | 0.2996 | -1066.708 | 2245 | 1178.292 | 878.692 | 878.692
results169.txt | PTI INTERACTIVE POWER SYSTEM SIMULATOR--PSS(R)E MON, MAY 29 2023 |  | -1060.7729 | 2245 | 1184.2271
results169.txt | SENSITIVITY FACTORS ARE CALCULATED WITH AC |  | -1060.7729 | 2245 | 1184.2271
results169.txt | SUBSYSTEM 'RESERV' IS USED FOR OPPOSING SYSTEM FOR MW POWER |  | -1060.7729 | 2245 | 1184.2271
results169.txt | SENSITIVITY FACTORS OF BRANCH FLOW (MVA) ON 7019 BALSFJORD 400.00 TO 7020 BARDUFOSS 400.00 4 MORE THAN | 0.1 | -1060.7729 | 2245 | 1184.2271 | 1084.2271 | 1084.2271
results169.txt | <--------- BUS NAME --------> |  | -1060.7729 | 2245 | 1184.2271
results169.txt | 7017 HAMMERFEST 400.00 | -0.3452 | -1060.7729 | 2245 | 1184.2271 | 1529.4271 | 1529.4271
results169.txt | 7019 BALSFJORD 400.00 | -0.3362 | -1060.7729 | 2245 | 1184.2271 | 1520.4271 | 1520.4271
results169.txt | 9001 SEIDAFJELL 400.00 | -0.3442 | -1060.7729 | 2245 | 1184.2271 | 1528.4271 | 1528.4271
results169.txt | 9002 LEBSESBY 400.00 | -0.3444 | -1060.7729 | 2245 | 1184.2271 | 1528.6271 | 1528.6271
results169.txt | 9003 HAMMERF 400.00 | -0.3452 | -1060.7729 | 2245 | 1184.2271 | 1529.4271 | 1529.4271
results169.txt | 9004 ALTA 400.00 | -0.342 | -1060.7729 | 2245 | 1184.2271 | 1526.2271 | 1526.2271
results169.txt | 9005 BERGHEIM 400.00 | -0.339 | -1060.7729 | 2245 | 1184.2271 | 1523.2271 | 1523.2271
results170.txt | PTI INTERACTIVE POWER SYSTEM SIMULATOR--PSS(R)E MON, MAY 29 2023 |  | -1060.2946 | 2245 | 1184.7056
results170.txt | SENSITIVITY FACTORS ARE CALCULATED WITH AC |  | -1060.2946 | 2245 | 1184.7056
results170.txt | SUBSYSTEM 'RESERV' IS USED FOR OPPOSING SYSTEM FOR MW POWER |  | -1060.2946 | 2245 | 1184.7056
results170.txt | SENSITIVITY FACTORS OF BRANCH FLOW (MVA) ON 7019 BALSFJORD 400.00 TO 7020 BARDUFOSS 400.00 2 MORE THAN | 0.1 | -1060.2946 | 2245 | 1184.7056 | 1084.7054 | 1084.7054
results170.txt | <--------- BUS NAME --------> |  | -1060.2946 | 2245 | 1184.7056
results170.txt | 7017 HAMMERFEST 400.00 | -0.6904 | -1060.2946 | 2245 | 1184.7056 | 1875.1054 | 1875.1054
results170.txt | 7019 BALSFJORD 400.00 | -0.6724 | -1060.2946 | 2245 | 1184.7056 | 1857.1054 | 1857.1054
results170.txt | 9001 SEIDAFJELL 400.00 | -0.6883 | -1060.2946 | 2245 | 1184.7056 | 1873.0054 | 1873.0054
results170.txt | 9002 LEBSESBY 400.00 | -0.6889 | -1060.2946 | 2245 | 1184.7056 | 1873.6054 | 1873.6054
results170.txt | 9003 HAMMERF 400.00 | -0.6904 | -1060.2946 | 2245 | 1184.7056 | 1875.1054 | 1875.1054
results170.txt | 9004 ALTA 400.00 | -0.6841 | -1060.2946 | 2245 | 1184.7056 | 1868.8054 | 1868.8054
results170.txt | 9005 BERGHEIM 400.00 | -0.6781 | -1060.2946 | 2245 | 1184.7056 | 1862.8054 | 1862.8054
results171.txt | PTI INTERACTIVE POWER SYSTEM SIMULATOR--PSS(R)E MON, MAY 29 2023 |  | -1053.6785 | 2245 | 1191.3215
results171.txt | SENSITIVITY FACTORS ARE CALCULATED WITH AC |  | -1053.6785 | 2245 | 1191.3215
results171.txt | SUBSYSTEM 'RESERV' IS USED FOR OPPOSING SYSTEM FOR MW POWER |  | -1053.6785 | 2245 | 1191.3215
results171.txt | SENSITIVITY FACTORS OF BRANCH FLOW (MVA) ON 6663 AURLAND400 400.00 TO 6668 ELDFJORD 400.00 5 MORE THAN | 0.1 | -1053.6785 | 2245 | 1191.3215 | 1091.3215 | 1091.3215
results171.txt | <--------- BUS NAME --------> |  | -1053.6785 | 2245 | 1191.3215
results171.txt | 6647 MOSKOG 400.00 | -0.1751 | -1053.6785 | 2245 | 1191.3215 | 1366.4215 | 1366.4215
results171.txt | 6648 HOYANGER 400.00 | -0.1812 | -1053.6785 | 2245 | 1191.3215 | 1372.5215 | 1372.5215
results171.txt | 6650 HOVE 400.00 | -0.1258 | -1053.6785 | 2245 | 1191.3215 | 1317.1215 | 1317.1215
results171.txt | 6657 JOSTEDAL 400.00 | -0.1967 | -1053.6785 | 2245 | 1191.3215 | 1388.0215 | 1388.0215
results171.txt | 6658 LEIRDOLA 400.00 | -0.1969 | -1053.6785 | 2245 | 1191.3215 | 1388.2215 | 1388.2215
results171.txt | 6659 ÅROY 400.00 | -0.1988 | -1053.6785 | 2245 | 1191.3215 | 1390.1215 | 1390.1215
results171.txt | 6661 FARDAL400 400.00 | -0.1989 | -1053.6785 | 2245 | 1191.3215 | 1390.2215 | 1390.2215
results171.txt | 6660 FARDAL300 400.00 | -0.1989 | -1053.6785 | 2245 | 1191.3215 | 1390.2215 | 1390.2215
results171.txt | 6663 AURLAND400 400.00 | -0.3028 | -1053.6785 | 2245 | 1191.3215 | 1494.1215 | 1494.1215
results171.txt | 6662 AURLAND200 400.00 | -0.3028 | -1053.6785 | 2245 | 1191.3215 | 1494.1215 | 1494.1215
results171.txt | 6664 AURLAND2 400.00 | -0.3028 | -1053.6785 | 2245 | 1191.3215 | 1494.1215 | 1494.1215
results171.txt | 6665 AURLAND3 400.00 | -0.273 | -1053.6785 | 2245 | 1191.3215 | 1464.3215 | 1464.3215
results171.txt | 6666 SKAGEN-FOTUN400.00 | -0.1959 | -1053.6785 | 2245 | 1191.3215 | 1387.2215 | 1387.2215
results171.txt | 6667 BORGUND 301.00 | -0.1087 | -1053.6785 | 2245 | 1191.3215 | 1300.0215 | 1300.0215
results171.txt | 6668 ELDFJORD 400.00 | 0.3113 | -1053.6785 | 2245 | 1191.3215 | 880.0215 | 880.0215
results171.txt | 6669 HOL1 400.00 | -0.1799 | -1053.6785 | 2245 | 1191.3215 | 1371.2215 | 1371.2215
results171.txt | 6670 HOL3 400.00 | -0.1398 | -1053.6785 | 2245 | 1191.3215 | 1331.1215 | 1331.1215
results171.txt | 6671 HEMSIL1 301.00 | -0.1088 | -1053.6785 | 2245 | 1191.3215 | 1300.1215 | 1300.1215
results171.txt | 6673 USTA400 400.00 | -0.1399 | -1053.6785 | 2245 | 1191.3215 | 1331.2215 | 1331.2215
results171.txt | 6672 USTA300 400.00 | -0.1399 | -1053.6785 | 2245 | 1191.3215 | 1331.2215 | 1331.2215
results171.txt | 6714 HEMSIL2 400.00 | -0.1092 | -1053.6785 | 2245 | 1191.3215 | 1300.5215 | 1300.5215
results171.txt | 6715 NESBYEN 400.00 | -0.1022 | -1053.6785 | 2245 | 1191.3215 | 1293.5215 | 1293.5215
results171.txt | 6855 FRAERNA 400.00 | -0.1029 | -1053.6785 | 2245 | 1191.3215 | 1294.2215 | 1294.2215
results171.txt | 6856 ORSKOG 400.00 | -0.1214 | -1053.6785 | 2245 | 1191.3215 | 1312.7215 | 1312.7215
results171.txt | 6857 ORSTA 400.00 | -0.1341 | -1053.6785 | 2245 | 1191.3215 | 1325.4215 | 1325.4215
results171.txt | 6858 ISTAD 400.00 | -0.1029 | -1053.6785 | 2245 | 1191.3215 | 1294.2215 | 1294.2215
results171.txt | 6860 GRYTTEN 400.00 | -0.1071 | -1053.6785 | 2245 | 1191.3215 | 1298.4215 | 1298.4215
results171.txt | 9008 SYLKKYVELN 400.00 | -0.127 | -1053.6785 | 2245 | 1191.3215 | 1318.3215 | 1318.3215
results171.txt | 9009 ALFOTEN 400.00 | -0.1528 | -1053.6785 | 2245 | 1191.3215 | 1344.1215 | 1344.1215
results171.txt | 9015 HEMSIL300 301.00 | -0.1092 | -1053.6785 | 2245 | 1191.3215 | 1300.5215 | 1300.5215
results172.txt | PTI INTERACTIVE POWER SYSTEM SIMULATOR--PSS(R)E MON, MAY 29 2023 |  | -1036.3848 | 2245 | 1208.6152
results172.txt | SENSITIVITY FACTORS ARE CALCULATED WITH AC |  | -1036.3848 | 2245 | 1208.6152
results172.txt | SUBSYSTEM 'RESERV' IS USED FOR OPPOSING SYSTEM FOR MW POWER |  | -1036.3848 | 2245 | 1208.6152
results172.txt | SENSITIVITY FACTORS OF BRANCH FLOW (MVA) ON 6712 OVREVINSTRA 400.00 TO 6718 FÅBERG 400.00 1 MORE THAN | 0.1 | -1036.3848 | 2245 | 1208.6152 | 1108.6152 | 1108.6152
results172.txt | <--------- BUS NAME --------> |  | -1036.3848 | 2245 | 1208.6152
results172.txt | 6365 KRISTIANSAND400.00 | 0.1011 | -1036.3848 | 2245 | 1208.6152 | 1107.5152 | 1107.5152
results172.txt | 6373 ARENDAL400 400.00 | 0.1032 | -1036.3848 | 2245 | 1208.6152 | 1105.4152 | 1105.4152
results172.txt | 6372 ARENDAL300 400.00 | 0.1032 | -1036.3848 | 2245 | 1208.6152 | 1105.4152 | 1105.4152
results172.txt | 6626 MINNE 400.00 | 0.1888 | -1036.3848 | 2245 | 1208.6152 | 1019.8152 | 1019.8152
results172.txt | 6667 BORGUND 301.00 | 0.11 | -1036.3848 | 2245 | 1208.6152 | 1098.6152 | 1098.6152
results172.txt | 6671 HEMSIL1 301.00 | 0.1104 | -1036.3848 | 2245 | 1208.6152 | 1098.2152 | 1098.2152
results172.txt | 6712 OVREVINSTRA 400.00 | -0.5774 | -1036.3848 | 2245 | 1208.6152 | 1786.0152 | 1786.0152
results172.txt | 6713 NEDREVINSTRA400.00 | 0.2827 | -1036.3848 | 2245 | 1208.6152 | 925.9152 | 925.9152
results172.txt | 6714 HEMSIL2 400.00 | 0.1114 | -1036.3848 | 2245 | 1208.6152 | 1097.2152 | 1097.2152
results172.txt | 6715 NESBYEN 400.00 | 0.1148 | -1036.3848 | 2245 | 1208.6152 | 1093.8152 | 1093.8152
results172.txt | 6716 DAGALI 400.00 | 0.1012 | -1036.3848 | 2245 | 1208.6152 | 1107.4152 | 1107.4152
results172.txt | 6717 NEDREVINSTRA400.00 | 0.2826 | -1036.3848 | 2245 | 1208.6152 | 926.0152 | 926.0152
results172.txt | 6718 FÅBERG 400.00 | 0.285 | -1036.3848 | 2245 | 1208.6152 | 923.6152 | 923.6152
results172.txt | 6719 ÅDAL 400.00 | 0.1205 | -1036.3848 | 2245 | 1208.6152 | 1088.1152 | 1088.1152
results172.txt | 6720 VARDAL 400.00 | 0.2418 | -1036.3848 | 2245 | 1208.6152 | 966.8152 | 966.8152
results172.txt | 6721 VANG 400.00 | 0.2345 | -1036.3848 | 2245 | 1208.6152 | 974.1152 | 974.1152
results172.txt | 6722 VEMORK 400.00 | 0.1021 | -1036.3848 | 2245 | 1208.6152 | 1106.5152 | 1106.5152
results172.txt | 6723 SÅHEIM 400.00 | 0.106 | -1036.3848 | 2245 | 1208.6152 | 1102.6152 | 1102.6152
results172.txt | 6724 NORE 400.00 | 0.1062 | -1036.3848 | 2245 | 1208.6152 | 1102.4152 | 1102.4152
results172.txt | 6725 SUNDSBARM 400.00 | 0.1047 | -1036.3848 | 2245 | 1208.6152 | 1103.9152 | 1103.9152
results172.txt | 6727 ROD400 400.00 | 0.1058 | -1036.3848 | 2245 | 1208.6152 | 1102.8152 | 1102.8152
results172.txt | 6726 ROD300 400.00 | 0.1058 | -1036.3848 | 2245 | 1208.6152 | 1102.8152 | 1102.8152
results172.txt | 6728 GRENLAND 400.00 | 0.1062 | -1036.3848 | 2245 | 1208.6152 | 1102.4152 | 1102.4152
results172.txt | 6730 BAMBLE400 400.00 | 0.1058 | -1036.3848 | 2245 | 1208.6152 | 1102.8152 | 1102.8152
results172.txt | 6729 BAMBLE300 400.00 | 0.1058 | -1036.3848 | 2245 | 1208.6152 | 1102.8152 | 1102.8152
results172.txt | 6731 RINGERIKE 400.00 | 0.119 | -1036.3848 | 2245 | 1208.6152 | 1089.6152 | 1089.6152
results172.txt | 6732 FLESAKER 400.00 | 0.1113 | -1036.3848 | 2245 | 1208.6152 | 1097.3152 | 1097.3152
results172.txt | 6734 SYLLING400 400.00 | 0.1232 | -1036.3848 | 2245 | 1208.6152 | 1085.4152 | 1085.4152
results172.txt | 6733 SYLLING300 400.00 | 0.1235 | -1036.3848 | 2245 | 1208.6152 | 1085.1152 | 1085.1152
results172.txt | 6736 OSLA400 400.00 | 0.1382 | -1036.3848 | 2245 | 1208.6152 | 1070.4152 | 1070.4152
results172.txt | 6735 OSLO300 400.00 | 0.1385 | -1036.3848 | 2245 | 1208.6152 | 1070.1152 | 1070.1152
results172.txt | 6737 FOLLO 400.00 | 0.1234 | -1036.3848 | 2245 | 1208.6152 | 1085.2152 | 1085.2152
results172.txt | 6738 TVEITEN 400.00 | 0.1091 | -1036.3848 | 2245 | 1208.6152 | 1099.5152 | 1099.5152
results172.txt | 6740 TEGNEBY400 400.00 | 0.1101 | -1036.3848 | 2245 | 1208.6152 | 1098.5152 | 1098.5152
results172.txt | 6739 TEGNEBY300 400.00 | 0.11 | -1036.3848 | 2245 | 1208.6152 | 1098.6152 | 1098.6152
results172.txt | 6742 HASLE400 400.00 | 0.1029 | -1036.3848 | 2245 | 1208.6152 | 1105.7152 | 1105.7152
results172.txt | 6741 HASLE300 400.00 | 0.1031 | -1036.3848 | 2245 | 1208.6152 | 1105.5152 | 1105.5152
results172.txt | 6812 OGNDAL 400.00 | -0.1938 | -1036.3848 | 2245 | 1208.6152 | 1402.4152 | 1402.4152
results172.txt | 6814 VERDAL400 400.00 | -0.1956 | -1036.3848 | 2245 | 1208.6152 | 1404.2152 | 1404.2152
results172.txt | 6813 VERDAL300 400.00 | -0.1956 | -1036.3848 | 2245 | 1208.6152 | 1404.2152 | 1404.2152
results172.txt | 6872 AURA2300 400.00 | -0.2794 | -1036.3848 | 2245 | 1208.6152 | 1488.0152 | 1488.0152
results172.txt | 6855 FRAERNA 400.00 | -0.261 | -1036.3848 | 2245 | 1208.6152 | 1469.6152 | 1469.6152
results172.txt | 6856 ORSKOG 400.00 | -0.201 | -1036.3848 | 2245 | 1208.6152 | 1409.6152 | 1409.6152
results172.txt | 6857 ORSTA 400.00 | -0.1592 | -1036.3848 | 2245 | 1208.6152 | 1367.8152 | 1367.8152
results172.txt | 6858 ISTAD 400.00 | -0.261 | -1036.3848 | 2245 | 1208.6152 | 1469.6152 | 1469.6152
results172.txt | 6859 AURA1 400.00 | -0.2734 | -1036.3848 | 2245 | 1208.6152 | 1482.0152 | 1482.0152
results172.txt | 6860 GRYTTEN 400.00 | -0.2463 | -1036.3848 | 2245 | 1208.6152 | 1454.9152 | 1454.9152
results172.txt | 6861 SNILLDAL 400.00 | -0.2488 | -1036.3848 | 2245 | 1208.6152 | 1457.4152 | 1457.4152
results172.txt | 6862 SURNA 400.00 | -0.2586 | -1036.3848 | 2245 | 1208.6152 | 1467.2152 | 1467.2152
results172.txt | 6863 HOFSTAD 400.00 | -0.2145 | -1036.3848 | 2245 | 1208.6152 | 1423.1152 | 1423.1152
results172.txt | 6864 ÅFJORD 400.00 | -0.2313 | -1036.3848 | 2245 | 1208.6152 | 1439.9152 | 1439.9152
results172.txt | 6866 ORKDAL400 400.00 | -0.2239 | -1036.3848 | 2245 | 1208.6152 | 1432.5152 | 1432.5152
results172.txt | 6865 ORKDAL300 400.00 | -0.2238 | -1036.3848 | 2245 | 1208.6152 | 1432.4152 | 1432.4152
results172.txt | 6867 STRINDA 400.00 | -0.2 | -1036.3848 | 2245 | 1208.6152 | 1408.6152 | 1408.6152
results172.txt | 6869 KLAEBU400 400.00 | -0.2005 | -1036.3848 | 2245 | 1208.6152 | 1409.1152 | 1409.1152
results172.txt | 6868 KLAEBU300 400.00 | -0.2005 | -1036.3848 | 2245 | 1208.6152 | 1409.1152 | 1409.1152
results172.txt | 6871 EIDUM400 400.00 | -0.199 | -1036.3848 | 2245 | 1208.6152 | 1407.6152 | 1407.6152
results172.txt | 6870 EIDUM300 400.00 | -0.199 | -1036.3848 | 2245 | 1208.6152 | 1407.6152 | 1407.6152
results172.txt | 6874 VÅGÅMO 400.00 | -0.4791 | -1036.3848 | 2245 | 1208.6152 | 1687.7152 | 1687.7152
results172.txt | 6875 RENDALEN 301.00 | 0.2402 | -1036.3848 | 2245 | 1208.6152 | 968.4152 | 968.4152
results172.txt | 6936 NEDRERÖS400 400.00 | -0.1472 | -1036.3848 | 2245 | 1208.6152 | 1355.8152 | 1355.8152
results172.txt | 6935 NEDRERÖS300 400.00 | -0.1473 | -1036.3848 | 2245 | 1208.6152 | 1355.9152 | 1355.9152
results172.txt | 6934 NEDRERÖS220 220.00 | -0.1262 | -1036.3848 | 2245 | 1208.6152 | 1334.8152 | 1334.8152
results172.txt | 6937 MARKA 400.00 | -0.1543 | -1036.3848 | 2245 | 1208.6152 | 1362.9152 | 1362.9152
results172.txt | 6938 NAMSOS 400.00 | -0.1894 | -1036.3848 | 2245 | 1208.6152 | 1398.0152 | 1398.0152
results172.txt | 6939 KOLSVIK 400.00 | -0.1689 | -1036.3848 | 2245 | 1208.6152 | 1377.5152 | 1377.5152
results172.txt | 6940 NAMSKOGEN 400.00 | -0.1691 | -1036.3848 | 2245 | 1208.6152 | 1377.7152 | 1377.7152
results172.txt | 6942 TUNNSJO400 400.00 | -0.1747 | -1036.3848 | 2245 | 1208.6152 | 1383.3152 | 1383.3152
results172.txt | 6941 TUNNSJO300 400.00 | -0.1747 | -1036.3848 | 2245 | 1208.6152 | 1383.3152 | 1383.3152
results172.txt | 6944 RANA 400.00 | -0.1428 | -1036.3848 | 2245 | 1208.6152 | 1351.4152 | 1351.4152
results172.txt | 7006 SVARTISEN 400.00 | -0.1343 | -1036.3848 | 2245 | 1208.6152 | 1342.9152 | 1342.9152
results172.txt | 7007 KOBBELV 400.00 | -0.11 | -1036.3848 | 2245 | 1208.6152 | 1318.6152 | 1318.6152
results172.txt | 7008 SALTEN 400.00 | -0.1157 | -1036.3848 | 2245 | 1208.6152 | 1324.3152 | 1324.3152
results172.txt | 7061 NEA 400.00 | -0.1428 | -1036.3848 | 2245 | 1208.6152 | 1351.4152 | 1351.4152
results172.txt | 9006 TROFORS 400.00 | -0.1588 | -1036.3848 | 2245 | 1208.6152 | 1367.4152 | 1367.4152
results172.txt | 9007 TJELDBERGO 400.00 | -0.2539 | -1036.3848 | 2245 | 1208.6152 | 1462.5152 | 1462.5152
results172.txt | 9008 SYLKKYVELN 400.00 | -0.1828 | -1036.3848 | 2245 | 1208.6152 | 1391.4152 | 1391.4152
results172.txt | 9012 BAMBLE 400.00 | 0.1064 | -1036.3848 | 2245 | 1208.6152 | 1102.2152 | 1102.2152
results172.txt | 9013 HOF 400.00 | 0.1104 | -1036.3848 | 2245 | 1208.6152 | 1098.2152 | 1098.2152
results172.txt | 9015 HEMSIL300 301.00 | 0.1114 | -1036.3848 | 2245 | 1208.6152 | 1097.2152 | 1097.2152
results172.txt | 9016 FÅBER300 301.00 | 0.2438 | -1036.3848 | 2245 | 1208.6152 | 964.8152 | 964.8152
results172.txt | 9017 OSLO301 301.00 | 0.1551 | -1036.3848 | 2245 | 1208.6152 | 1053.5152 | 1053.5152
results172.txt | 9018 TEGNEBY 301.00 | 0.1346 | -1036.3848 | 2245 | 1208.6152 | 1074.0152 | 1074.0152
results173.txt | PTI INTERACTIVE POWER SYSTEM SIMULATOR--PSS(R)E MON, MAY 29 2023 |  | -359.5151 | 1571.5 | 1211.9849
results173.txt | SENSITIVITY FACTORS ARE CALCULATED WITH AC |  | -359.5151 | 1571.5 | 1211.9849
results173.txt | SUBSYSTEM 'RESERV' IS USED FOR OPPOSING SYSTEM FOR MW POWER |  | -359.5151 | 1571.5 | 1211.9849
results173.txt | SENSITIVITY FACTORS OF BRANCH FLOW (MVA) ON 6753 KÅRSTO 400.00 TO 8611 JOINT 400.00 2 MORE THAN | 0.1 | -359.5151 | 1571.5 | 1211.9849 | 1111.9849 | 1111.9849
results173.txt | <--------- BUS NAME --------> |  | -359.5151 | 1571.5 | 1211.9849
results173.txt | 6753 KÅRSTO 400.00 | -1.0074 | -359.5151 | 1571.5 | 1211.9849 | 923.6151 | 923.6151
results174.txt | PTI INTERACTIVE POWER SYSTEM SIMULATOR--PSS(R)E MON, MAY 29 2023 |  | 352.4198 | 1571.5 | 1219.0802
results174.txt | SENSITIVITY FACTORS ARE CALCULATED WITH AC |  | 352.4198 | 1571.5 | 1219.0802
results174.txt | SUBSYSTEM 'RESERV' IS USED FOR OPPOSING SYSTEM FOR MW POWER |  | 352.4198 | 1571.5 | 1219.0802
results174.txt | SENSITIVITY FACTORS OF BRANCH FLOW (MVA) ON 6750 HÅVIK 400.00 TO 8611 JOINT 400.00 1 MORE THAN | 0.1 | 352.4198 | 1571.5 | 1219.0802 | 1119.0802 | 1119.0802
results174.txt | <--------- BUS NAME --------> |  | 352.4198 | 1571.5 | 1219.0802
results174.txt | 6753 KÅRSTO 400.00 | -1.0074 | 352.4198 | 1571.5 | 1219.0802 | 916.5198 | 916.5198
results174.txt | 8611 JOINT 400.00 | -1.0071 | 352.4198 | 1571.5 | 1219.0802 | 916.8198 | 916.8198
results175.txt | PTI INTERACTIVE POWER SYSTEM SIMULATOR--PSS(R)E MON, MAY 29 2023 |  | 1027.9639 | 2245 | 1223.6314
results175.txt | SENSITIVITY FACTORS ARE CALCULATED WITH AC |  | 1027.9639 | 2245 | 1223.6314
results175.txt | SUBSYSTEM 'RESERV' IS USED FOR OPPOSING SYSTEM FOR MW POWER |  | 1027.9639 | 2245 | 1223.6314
results175.txt | SENSITIVITY FACTORS OF BRANCH FLOW (MVA) ON 6926 GRUNDFORS400400.00 TO 7002 PORJUS 400.00 5 MORE THAN | 0.1 | 1027.9639 | 2245 | 1223.6314 | 1117.0361 | 1117.0361
results175.txt | <--------- BUS NAME --------> |  | 1027.9639 | 2245 | 1223.6314
results175.txt | 5624 HERSLEV 400.00 | 0.1317 | 1027.9639 | 2245 | 1223.6314 | 1085.3361 | 1085.3361
results175.txt | 5642 HOVEGARD 400.00 | 0.1314 | 1027.9639 | 2245 | 1223.6314 | 1085.6361 | 1085.6361
results175.txt | 5646 BJAEVERSKOV4400.00 | 0.1312 | 1027.9639 | 2245 | 1223.6314 | 1085.8361 | 1085.8361
results175.txt | 5645 BJAEVERSKOV2220.00 | 0.1307 | 1027.9639 | 2245 | 1223.6314 | 1086.3361 | 1086.3361
results175.txt | 5657 ISHOJ400 400.00 | 0.1313 | 1027.9639 | 2245 | 1223.6314 | 1085.7361 | 1085.7361
results175.txt | 5656 ISHOJ220 220.00 | 0.1318 | 1027.9639 | 2245 | 1223.6314 | 1085.2361 | 1085.2361
results175.txt | 5660 AVEDOREVERK 400.00 | 0.1315 | 1027.9639 | 2245 | 1223.6314 | 1085.5361 | 1085.5361
results175.txt | 5662 ORSTEDSVERKE400.00 | 0.1318 | 1027.9639 | 2245 | 1223.6314 | 1085.2361 | 1085.2361
results175.txt | 5671 SEGE 400.00 | 0.1271 | 1027.9639 | 2245 | 1223.6314 | 1089.9361 | 1089.9361
results175.txt | 5672 ARRIE 400.00 | 0.1271 | 1027.9639 | 2245 | 1223.6314 | 1089.9361 | 1089.9361
results175.txt | 5673 KRUSEBERG 400.00 | 0.127 | 1027.9639 | 2245 | 1223.6314 | 1090.0361 | 1090.0361
results175.txt | 5676 WIND FARM 220.00 | 0.1264 | 1027.9639 | 2245 | 1223.6314 | 1090.6361 | 1090.6361
results175.txt | 5845 ASNAESVERK 400.00 | 0.1315 | 1027.9639 | 2245 | 1223.6314 | 1085.5361 | 1085.5361
results175.txt | 6309 STENKULLEN 400.00 | 0.1007 | 1027.9639 | 2245 | 1223.6314 | 1116.3361 | 1116.3361
results175.txt | 6311 LINDOME 400.00 | 0.1031 | 1027.9639 | 2245 | 1223.6314 | 1113.9361 | 1113.9361
results175.txt | 6312 RINGHALS 400.00 | 0.1044 | 1027.9639 | 2245 | 1223.6314 | 1112.6361 | 1112.6361
results175.txt | 6313 STROMMA 400.00 | 0.1043 | 1027.9639 | 2245 | 1223.6314 | 1112.7361 | 1112.7361
results175.txt | 6314 TIMMERSDALA 400.00 | 0.1138 | 1027.9639 | 2245 | 1223.6314 | 1103.2361 | 1103.2361
results175.txt | 6315 HORRED 400.00 | 0.108 | 1027.9639 | 2245 | 1223.6314 | 1109.0361 | 1109.0361
results175.txt | 6316 UDDEBO 400.00 | 0.1133 | 1027.9639 | 2245 | 1223.6314 | 1103.7361 | 1103.7361
results175.txt | 6319 KYNDBYVERKER400.00 | 0.1312 | 1027.9639 | 2245 | 1223.6314 | 1085.8361 | 1085.8361
results175.txt | 6324 GORLOSEGARD 400.00 | 0.1302 | 1027.9639 | 2245 | 1223.6314 | 1086.8361 | 1086.8361
results175.txt | 6330 GELNTEGARD2 400.00 | 0.1326 | 1027.9639 | 2245 | 1223.6314 | 1084.4361 | 1084.4361
results175.txt | 6334 GLENTEGARD 400.00 | 0.1329 | 1027.9639 | 2245 | 1223.6314 | 1084.1361 | 1084.1361
results175.txt | 6335 SODERASEN 400.00 | 0.127 | 1027.9639 | 2245 | 1223.6314 | 1090.0361 | 1090.0361
results175.txt | 6337 BARSEBACK 400.00 | 0.1272 | 1027.9639 | 2245 | 1223.6314 | 1089.8361 | 1089.8361
results175.txt | 6338 HURVA 400.00 | 0.1278 | 1027.9639 | 2245 | 1223.6314 | 1089.2361 | 1089.2361
results175.txt | 6340 MOHOLM 220.00 | 0.1338 | 1027.9639 | 2245 | 1223.6314 | 1083.2361 | 1083.2361
results175.txt | 6341 KOLSTAD 400.00 | 0.1234 | 1027.9639 | 2245 | 1223.6314 | 1093.6361 | 1093.6361
results175.txt | 6342 TENHULT 400.00 | 0.1211 | 1027.9639 | 2245 | 1223.6314 | 1095.9361 | 1095.9361
results175.txt | 6343 BARKERYD 400.00 | 0.1235 | 1027.9639 | 2245 | 1223.6314 | 1093.5361 | 1093.5361
results175.txt | 6345 GLAN 400.00 | 0.1191 | 1027.9639 | 2245 | 1223.6314 | 1097.9361 | 1097.9361
results175.txt | 6346 KIMSTAD 400.00 | 0.1206 | 1027.9639 | 2245 | 1223.6314 | 1096.4361 | 1096.4361
results175.txt | 6348 OSKARSHAMN 400.00 | 0.124 | 1027.9639 | 2245 | 1223.6314 | 1093.0361 | 1093.0361
results175.txt | 6349 ALVESTA 400.00 | 0.1267 | 1027.9639 | 2245 | 1223.6314 | 1090.3361 | 1090.3361
results175.txt | 6350 HEMSJO 400.00 | 0.1286 | 1027.9639 | 2245 | 1223.6314 | 1088.4361 | 1088.4361
results175.txt | 6351 KARLSHAMN 400.00 | 0.1285 | 1027.9639 | 2245 | 1223.6314 | 1088.5361 | 1088.5361
results175.txt | 6354 NYBRO 400.00 | 0.129 | 1027.9639 | 2245 | 1223.6314 | 1088.0361 | 1088.0361
results175.txt | 6571 VISULAHTI 400.00 | -0.1223 | 1027.9639 | 2245 | 1223.6314 | 1339.3361 | 1339.3361
results175.txt | 6545 HUITTINEN 400.00 | -0.124 | 1027.9639 | 2245 | 1223.6314 | 1341.0361 | 1341.0361
results175.txt | 6572 KYMI 400.00 | -0.1231 | 1027.9639 | 2245 | 1223.6314 | 1340.1361 | 1340.1361
results175.txt | 6546 SALO 400.00 | -0.1238 | 1027.9639 | 2245 | 1223.6314 | 1340.8361 | 1340.8361
results175.txt | 6547 FORSSA 400.00 | -0.1238 | 1027.9639 | 2245 | 1223.6314 | 1340.8361 | 1340.8361
results175.txt | 6548 KANGASALA 400.00 | -0.1234 | 1027.9639 | 2245 | 1223.6314 | 1340.4361 | 1340.4361
results175.txt | 6549 LAVIANVOURI 400.00 | -0.1233 | 1027.9639 | 2245 | 1223.6314 | 1340.3361 | 1340.3361
results175.txt | 6550 KOPULA 400.00 | -0.1232 | 1027.9639 | 2245 | 1223.6314 | 1340.2361 | 1340.2361
results175.txt | 6551 HIKIÄ 400.00 | -0.1233 | 1027.9639 | 2245 | 1223.6314 | 1340.3361 | 1340.3361
results175.txt | 6552 TAMMISTO 400.00 | -0.1236 | 1027.9639 | 2245 | 1223.6314 | 1340.6361 | 1340.6361
results175.txt | 6553 NURMIJÄRVI 400.00 | -0.1233 | 1027.9639 | 2245 | 1223.6314 | 1340.3361 | 1340.3361
results175.txt | 6554 LÄNSISALMI 400.00 | -0.1235 | 1027.9639 | 2245 | 1223.6314 | 1340.5361 | 1340.5361
results175.txt | 6555 INKOO 400.00 | -0.1236 | 1027.9639 | 2245 | 1223.6314 | 1340.6361 | 1340.6361
results175.txt | 6556 ESPOO 400.00 | -0.1235 | 1027.9639 | 2245 | 1223.6314 | 1340.5361 | 1340.5361
results175.txt | 6567 ANTTILA 400.00 | -0.1234 | 1027.9639 | 2245 | 1223.6314 | 1340.4361 | 1340.4361
results175.txt | 6569 KORIA 400.00 | -0.1231 | 1027.9639 | 2245 | 1223.6314 | 1340.1361 | 1340.1361
results175.txt | 6570 LOVIISA 400.00 | -0.1237 | 1027.9639 | 2245 | 1223.6314 | 1340.7361 | 1340.7361
results175.txt | 6573 YLLIKKÄLÄ 400.00 | -0.1225 | 1027.9639 | 2245 | 1223.6314 | 1339.5361 | 1339.5361
results175.txt | 6580 SODERALA 220.00 | 0.1074 | 1027.9639 | 2245 | 1223.6314 | 1109.6361 | 1109.6361
results175.txt | 6583 STACKBO400 400.00 | 0.1002 | 1027.9639 | 2245 | 1223.6314 | 1116.8361 | 1116.8361
results175.txt | 6582 STACKBO220 220.00 | 0.1013 | 1027.9639 | 2245 | 1223.6314 | 1115.7361 | 1115.7361
results175.txt | 6584 VALBO 220.00 | 0.1025 | 1027.9639 | 2245 | 1223.6314 | 1114.5361 | 1114.5361
results175.txt | 6585 FINNBOLEHVDC400.00 | 0.1008 | 1027.9639 | 2245 | 1223.6314 | 1116.2361 | 1116.2361
results175.txt | 6586 FINNBOLEHVDC400.00 | 0.1014 | 1027.9639 | 2245 | 1223.6314 | 1115.6361 | 1115.6361
results175.txt | 6588 UNTRA 220.00 | 0.1041 | 1027.9639 | 2245 | 1223.6314 | 1112.9361 | 1112.9361
results175.txt | 6592 STARFORS 220.00 | 0.1114 | 1027.9639 | 2245 | 1223.6314 | 1105.6361 | 1105.6361
results175.txt | 6594 HAMRA400 400.00 | 0.1059 | 1027.9639 | 2245 | 1223.6314 | 1111.1361 | 1111.1361
results175.txt | 6593 HAMRA220 220.00 | 0.105 | 1027.9639 | 2245 | 1223.6314 | 1112.0361 | 1112.0361
results175.txt | 6595 BREDAKER 220.00 | 0.1068 | 1027.9639 | 2245 | 1223.6314 | 1110.2361 | 1110.2361
results175.txt | 6597 TUNA400 400.00 | 0.1031 | 1027.9639 | 2245 | 1223.6314 | 1113.9361 | 1113.9361
results175.txt | 6596 TUNA220 220.00 | 0.1066 | 1027.9639 | 2245 | 1223.6314 | 1110.4361 | 1110.4361
results175.txt | 6598 BOLANDERNA 220.00 | 0.1094 | 1027.9639 | 2245 | 1223.6314 | 1107.6361 | 1107.6361
results175.txt | 6599 PLENNINGE 220.00 | 0.1087 | 1027.9639 | 2245 | 1223.6314 | 1108.3361 | 1108.3361
results175.txt | 6600 AKER 400.00 | 0.112 | 1027.9639 | 2245 | 1223.6314 | 1105.0361 | 1105.0361
results175.txt | 6602 KOLBOTTEN400400.00 | 0.1058 | 1027.9639 | 2245 | 1223.6314 | 1111.2361 | 1111.2361
results175.txt | 6601 KOLBOTTEN220220.00 | 0.1051 | 1027.9639 | 2245 | 1223.6314 | 1111.9361 | 1111.9361
results175.txt | 6603 ODENSALA 400.00 | 0.1031 | 1027.9639 | 2245 | 1223.6314 | 1113.9361 | 1113.9361
results175.txt | 6605 STOCKHOLM400400.00 | 0.1035 | 1027.9639 | 2245 | 1223.6314 | 1113.5361 | 1113.5361
results175.txt | 6604 STOCKHOLM220220.00 | 0.1046 | 1027.9639 | 2245 | 1223.6314 | 1112.4361 | 1112.4361
results175.txt | 6606 HALL 400.00 | 0.1067 | 1027.9639 | 2245 | 1223.6314 | 1110.3361 | 1110.3361
results175.txt | 6608 EKUDDEN400 400.00 | 0.1066 | 1027.9639 | 2245 | 1223.6314 | 1110.4361 | 1110.4361
results175.txt | 6607 EKUDDEN220 220.00 | 0.1045 | 1027.9639 | 2245 | 1223.6314 | 1112.5361 | 1112.5361
results175.txt | 6609 SOLBERGA 220.00 | 0.1046 | 1027.9639 | 2245 | 1223.6314 | 1112.4361 | 1112.4361
results175.txt | 6610 GRASKA 220.00 | 0.1093 | 1027.9639 | 2245 | 1223.6314 | 1107.7361 | 1107.7361
results175.txt | 6611 HALLSTAVIK 220.00 | 0.1092 | 1027.9639 | 2245 | 1223.6314 | 1107.8361 | 1107.8361
results175.txt | 6613 MALSTA 220.00 | 0.1104 | 1027.9639 | 2245 | 1223.6314 | 1106.6361 | 1106.6361
results175.txt | 6614 VALLENTUNA 220.00 | 0.1064 | 1027.9639 | 2245 | 1223.6314 | 1110.6361 | 1110.6361
results175.txt | 6615 TAHKOLUOTO 400.00 | -0.1245 | 1027.9639 | 2245 | 1223.6314 | 1341.5361 | 1341.5361
results175.txt | 6617 OLKILUOTO 400.00 | -0.1246 | 1027.9639 | 2245 | 1223.6314 | 1341.6361 | 1341.6361
results175.txt | 6618 RAUMA 400.00 | -0.1246 | 1027.9639 | 2245 | 1223.6314 | 1341.6361 | 1341.6361
results175.txt | 6619 ULVILA 400.00 | -0.1242 | 1027.9639 | 2245 | 1223.6314 | 1341.2361 | 1341.2361
results175.txt | 6621 LIETO 400.00 | -0.124 | 1027.9639 | 2245 | 1223.6314 | 1341.0361 | 1341.0361
results175.txt | 6631 BASNA 400.00 | 0.1173 | 1027.9639 | 2245 | 1223.6314 | 1099.7361 | 1099.7361
results175.txt | 6632 REPBACKEN 400.00 | 0.1172 | 1027.9639 | 2245 | 1223.6314 | 1099.8361 | 1099.8361
results175.txt | 6633 DÖNJE 220.00 | 0.1109 | 1027.9639 | 2245 | 1223.6314 | 1106.1361 | 1106.1361
results175.txt | 6634 OCKELBO 220.00 | 0.1081 | 1027.9639 | 2245 | 1223.6314 | 1108.9361 | 1108.9361
results175.txt | 6635 HOFORS 220.00 | 0.1079 | 1027.9639 | 2245 | 1223.6314 | 1109.1361 | 1109.1361
results175.txt | 6636 HORNDAL 220.00 | 0.106 | 1027.9639 | 2245 | 1223.6314 | 1111.0361 | 1111.0361
results175.txt | 6637 MORGARDSH 400.00 | 0.1218 | 1027.9639 | 2245 | 1223.6314 | 1095.2361 | 1095.2361
results175.txt | 6639 LINDBACKA400400.00 | 0.121 | 1027.9639 | 2245 | 1223.6314 | 1096.0361 | 1096.0361
results175.txt | 6638 LINDBACKA220220.00 | 0.1166 | 1027.9639 | 2245 | 1223.6314 | 1100.4361 | 1100.4361
results175.txt | 6641 HALLSBERG400400.00 | 0.1207 | 1027.9639 | 2245 | 1223.6314 | 1096.3361 | 1096.3361
results175.txt | 6640 HALLSBERG220220.00 | 0.1207 | 1027.9639 | 2245 | 1223.6314 | 1096.3361 | 1096.3361
results175.txt | 6642 OSTANSJO 400.00 | 0.1213 | 1027.9639 | 2245 | 1223.6314 | 1095.7361 | 1095.7361
results175.txt | 6643 FINNSLATTEN 220.00 | 0.1105 | 1027.9639 | 2245 | 1223.6314 | 1106.5361 | 1106.5361
results175.txt | 6644 HIMMETA 220.00 | 0.1147 | 1027.9639 | 2245 | 1223.6314 | 1102.3361 | 1102.3361
results175.txt | 6645 AROSVERKET 220.00 | 0.1147 | 1027.9639 | 2245 | 1223.6314 | 1102.3361 | 1102.3361
results175.txt | 6646 HEDENLUNDA 400.00 | 0.1151 | 1027.9639 | 2245 | 1223.6314 | 1101.9361 | 1101.9361
results175.txt | 6778 HIRVISUO 400.00 | -0.123 | 1027.9639 | 2245 | 1223.6314 | 1340.0361 | 1340.0361
results175.txt | 6779 UUSNIVALA 400.00 | -0.1222 | 1027.9639 | 2245 | 1223.6314 | 1339.2361 | 1339.2361
results175.txt | 6780 ALAJÄRVI 400.00 | -0.1227 | 1027.9639 | 2245 | 1223.6314 | 1339.7361 | 1339.7361
results175.txt | 6781 SEINÄJOKI 400.00 | -0.1233 | 1027.9639 | 2245 | 1223.6314 | 1340.3361 | 1340.3361
results175.txt | 6783 PETÄJÄV400 400.00 | -0.1229 | 1027.9639 | 2245 | 1223.6314 | 1339.9361 | 1339.9361
results175.txt | 6782 PETÄJÄV220 220.00 | -0.1229 | 1027.9639 | 2245 | 1223.6314 | 1339.9361 | 1339.9361
results175.txt | 6784 JÄMSÄ 220.00 | -0.1226 | 1027.9639 | 2245 | 1223.6314 | 1339.6361 | 1339.6361
results175.txt | 6785 TOIVILA 400.00 | -0.1231 | 1027.9639 | 2245 | 1223.6314 | 1340.1361 | 1340.1361
results175.txt | 6786 HAAPAVESI 220.00 | -0.1235 | 1027.9639 | 2245 | 1223.6314 | 1340.5361 | 1340.5361
results175.txt | 6787 VUOLIJOKI 400.00 | -0.1222 | 1027.9639 | 2245 | 1223.6314 | 1339.2361 | 1339.2361
results175.txt | 6788 ALAPITKÄ 400.00 | -0.1222 | 1027.9639 | 2245 | 1223.6314 | 1339.2361 | 1339.2361
results175.txt | 6789 VIHTAVUORI 400.00 | -0.1225 | 1027.9639 | 2245 | 1223.6314 | 1339.5361 | 1339.5361
results175.txt | 6790 HUUTOKOSKI 400.00 | -0.1222 | 1027.9639 | 2245 | 1223.6314 | 1339.2361 | 1339.2361
results175.txt | 6791 TRATTBERGET 220.00 | 0.1072 | 1027.9639 | 2245 | 1223.6314 | 1109.8361 | 1109.8361
results175.txt | 6792 HÄLLBY 220.00 | 0.1072 | 1027.9639 | 2245 | 1223.6314 | 1109.8361 | 1109.8361
results175.txt | 6793 DEGERFORSEN 220.00 | 0.1118 | 1027.9639 | 2245 | 1223.6314 | 1105.2361 | 1105.2361
results175.txt | 6794 GUSELE 220.00 | 0.1079 | 1027.9639 | 2245 | 1223.6314 | 1109.1361 | 1109.1361
results175.txt | 6795 BETÅSEN220 220.00 | 0.1056 | 1027.9639 | 2245 | 1223.6314 | 1111.4361 | 1111.4361
results175.txt | 6797 NÄMFORSEN 220.00 | 0.1014 | 1027.9639 | 2245 | 1223.6314 | 1115.6361 | 1115.6361
results175.txt | 6798 MOFORSEN 220.00 | 0.101 | 1027.9639 | 2245 | 1223.6314 | 1116.0361 | 1116.0361
results175.txt | 6810 TUOVILA 400.00 | -0.1236 | 1027.9639 | 2245 | 1223.6314 | 1340.6361 | 1340.6361
results175.txt | 6811 KRSITINESTAD400.00 | -0.124 | 1027.9639 | 2245 | 1223.6314 | 1341.0361 | 1341.0361
results175.txt | 6826 KATTSTRUPEF 220.00 | 0.1018 | 1027.9639 | 2245 | 1223.6314 | 1115.2361 | 1115.2361
results175.txt | 6828 MIDSKOG400 400.00 | 0.1141 | 1027.9639 | 2245 | 1223.6314 | 1102.9361 | 1102.9361
results175.txt | 6827 MIDSKOG220 220.00 | 0.108 | 1027.9639 | 2245 | 1223.6314 | 1109.0361 | 1109.0361
results175.txt | 6829 HAVSNÄS 220.00 | 0.1076 | 1027.9639 | 2245 | 1223.6314 | 1109.4361 | 1109.4361
results175.txt | 6830 STORFINNSF 400.00 | 0.1358 | 1027.9639 | 2245 | 1223.6314 | 1081.2361 | 1081.2361
results175.txt | 6832 LÅNGBJÖRN400400.00 | 0.1175 | 1027.9639 | 2245 | 1223.6314 | 1099.5361 | 1099.5361
results175.txt | 6831 LÅNGBJÖRN220220.00 | 0.1134 | 1027.9639 | 2245 | 1223.6314 | 1103.6361 | 1103.6361
results175.txt | 6833 LASELE 220.00 | 0.1043 | 1027.9639 | 2245 | 1223.6314 | 1112.7361 | 1112.7361
results175.txt | 6834 STUGUN 220.00 | 0.1028 | 1027.9639 | 2245 | 1223.6314 | 1114.2361 | 1114.2361
results175.txt | 6835 NÄVEREDE 220.00 | 0.105 | 1027.9639 | 2245 | 1223.6314 | 1112.0361 | 1112.0361
results175.txt | 6838 RAMSELE 400.00 | 0.1318 | 1027.9639 | 2245 | 1223.6314 | 1085.2361 | 1085.2361
results175.txt | 6839 KILFORSEN 400.00 | 0.1086 | 1027.9639 | 2245 | 1223.6314 | 1108.4361 | 1108.4361
results175.txt | 6843 RATANSKV400 400.00 | 0.1026 | 1027.9639 | 2245 | 1223.6314 | 1114.4361 | 1114.4361
results175.txt | 6844 RATAN 400.00 | 0.104 | 1027.9639 | 2245 | 1223.6314 | 1113.0361 | 1113.0361
results175.txt | 6847 BRACKE 220.00 | 0.101 | 1027.9639 | 2245 | 1223.6314 | 1116.0361 | 1116.0361
results175.txt | 6850 MORTTJARNB 220.00 | 0.1009 | 1027.9639 | 2245 | 1223.6314 | 1116.1361 | 1116.1361
results175.txt | 6854 LJUSDAL 220.00 | 0.1158 | 1027.9639 | 2245 | 1223.6314 | 1101.2361 | 1101.2361
results175.txt | 6903 SEITENOIKEA 220.00 | -0.1245 | 1027.9639 | 2245 | 1223.6314 | 1341.5361 | 1341.5361
results175.txt | 6907 DJUPTJÄRN 400.00 | -0.1119 | 1027.9639 | 2245 | 1223.6314 | 1328.9361 | 1328.9361
results175.txt | 6908 KEMINMAA 220.00 | -0.1226 | 1027.9639 | 2245 | 1223.6314 | 1339.6361 | 1339.6361
results175.txt | 6909 ISOHAARA 400.00 | -0.1188 | 1027.9639 | 2245 | 1223.6314 | 1335.8361 | 1335.8361
results175.txt | 6910 SUBSTATION 400.00 | -0.1188 | 1027.9639 | 2245 | 1223.6314 | 1335.8361 | 1335.8361
results175.txt | 6911 JYLKKÄ 400.00 | -0.1227 | 1027.9639 | 2245 | 1223.6314 | 1339.7361 | 1339.7361
results175.txt | 6912 VALAJASKO 220.00 | -0.1222 | 1027.9639 | 2245 | 1223.6314 | 1339.2361 | 1339.2361
results175.txt | 6913 VANTTAUSKOSK220.00 | -0.1223 | 1027.9639 | 2245 | 1223.6314 | 1339.3361 | 1339.3361
results175.txt | 6915 PIRITTIK400 400.00 | -0.1222 | 1027.9639 | 2245 | 1223.6314 | 1339.2361 | 1339.2361
results175.txt | 6914 PIRITTK220 220.00 | -0.1222 | 1027.9639 | 2245 | 1223.6314 | 1339.2361 | 1339.2361
results175.txt | 6916 SEITAKORVA 220.00 | -0.1224 | 1027.9639 | 2245 | 1223.6314 | 1339.4361 | 1339.4361
results175.txt | 6917 ISOKANGAS 400.00 | -0.1225 | 1027.9639 | 2245 | 1223.6314 | 1339.5361 | 1339.5361
results175.txt | 6918 PIKKARALA 400.00 | -0.1223 | 1027.9639 | 2245 | 1223.6314 | 1339.3361 | 1339.3361
results175.txt | 6920 PYHÄNSEL400 400.00 | -0.1225 | 1027.9639 | 2245 | 1223.6314 | 1339.5361 | 1339.5361
results175.txt | 6919 PYHÄNSEL220 220.00 | -0.1225 | 1027.9639 | 2245 | 1223.6314 | 1339.5361 | 1339.5361
results175.txt | 6921 PYHÄKOSI 220.00 | -0.1232 | 1027.9639 | 2245 | 1223.6314 | 1340.2361 | 1340.2361
results175.txt | 6922 UTANEN 220.00 | -0.1236 | 1027.9639 | 2245 | 1223.6314 | 1340.6361 | 1340.6361
results175.txt | 6923 NUOJA 220.00 | -0.1239 | 1027.9639 | 2245 | 1223.6314 | 1340.9361 | 1340.9361
results175.txt | 6924 JUKTAN/BLAIK400.00 | 0.355 | 1027.9639 | 2245 | 1223.6314 | 862.0361 | 862.0361
results175.txt | 6926 GRUNDFORS400400.00 | 0.3557 | 1027.9639 | 2245 | 1223.6314 | 861.3361 | 861.3361
results175.txt | 6925 GRUNDFORS220220.00 | 0.3061 | 1027.9639 | 2245 | 1223.6314 | 910.9361 | 910.9361
results175.txt | 6927 STENKULLAFOR220.00 | 0.1054 | 1027.9639 | 2245 | 1223.6314 | 1111.6361 | 1111.6361
results175.txt | 6928 ÅSELE 220.00 | 0.1052 | 1027.9639 | 2245 | 1223.6314 | 1111.8361 | 1111.8361
results175.txt | 6930 LETSI 400.00 | -0.1325 | 1027.9639 | 2245 | 1223.6314 | 1349.5361 | 1349.5361
results175.txt | 6931 SVARTBYN 400.00 | -0.1081 | 1027.9639 | 2245 | 1223.6314 | 1325.1361 | 1325.1361
results175.txt | 6943 LINNVASSELV 220.00 | 0.1018 | 1027.9639 | 2245 | 1223.6314 | 1115.2361 | 1115.2361
results175.txt | 6945 GEJMÅN 220.00 | 0.1317 | 1027.9639 | 2245 | 1223.6314 | 1085.3361 | 1085.3361
results175.txt | 6946 AJAURE 220.00 | 0.1869 | 1027.9639 | 2245 | 1223.6314 | 1030.1361 | 1030.1361
results175.txt | 6947 GARDIKFORS 220.00 | 0.2249 | 1027.9639 | 2245 | 1223.6314 | 992.1361 | 992.1361
results175.txt | 6948 BLÅSJÖN 220.00 | 0.1022 | 1027.9639 | 2245 | 1223.6314 | 1114.8361 | 1114.8361
results175.txt | 6949 JUNSTERF 220.00 | 0.1026 | 1027.9639 | 2245 | 1223.6314 | 1114.4361 | 1114.4361
results175.txt | 6950 GÄDDEDE 220.00 | 0.1031 | 1027.9639 | 2245 | 1223.6314 | 1113.9361 | 1113.9361
results175.txt | 6951 KORSELBRÄNNA220.00 | 0.1021 | 1027.9639 | 2245 | 1223.6314 | 1114.9361 | 1114.9361
results175.txt | 6952 BÅGEDE 220.00 | 0.1049 | 1027.9639 | 2245 | 1223.6314 | 1112.1361 | 1112.1361
results175.txt | 6953 STALON 220.00 | 0.1004 | 1027.9639 | 2245 | 1223.6314 | 1116.6361 | 1116.6361
results175.txt | 6954 STORBÄCK 220.00 | 0.1017 | 1027.9639 | 2245 | 1223.6314 | 1115.3361 | 1115.3361
results175.txt | 6990 ISONIEMI 220.00 | -0.12 | 1027.9639 | 2245 | 1223.6314 | 1337.0361 | 1337.0361
results175.txt | 6992 IVALO 220.00 | -0.1174 | 1027.9639 | 2245 | 1223.6314 | 1334.4361 | 1334.4361
results175.txt | 6993 KUOLAJÄRVI 220.00 | -0.1197 | 1027.9639 | 2245 | 1223.6314 | 1336.7361 | 1336.7361
results175.txt | 6994 VAJUKOSKI 220.00 | -0.1196 | 1027.9639 | 2245 | 1223.6314 | 1336.6361 | 1336.6361
results175.txt | 6995 KOKKOSNIVA 220.00 | -0.1202 | 1027.9639 | 2245 | 1223.6314 | 1337.2361 | 1337.2361
results175.txt | 7000 VITAS 400.00 | -0.147 | 1027.9639 | 2245 | 1223.6314 | 1364.0361 | 1364.0361
results175.txt | 7001 SEITEVARE 400.00 | -0.1579 | 1027.9639 | 2245 | 1223.6314 | 1374.9361 | 1374.9361
results175.txt | 7002 PORJUS 400.00 | -0.2079 | 1027.9639 | 2245 | 1223.6314 | 1424.9361 | 1424.9361
results175.txt | 7003 HARSPÅNGET 400.00 | -0.1776 | 1027.9639 | 2245 | 1223.6314 | 1394.6361 | 1394.6361
results175.txt | 7004 LIGGA 400.00 | -0.1579 | 1027.9639 | 2245 | 1223.6314 | 1374.9361 | 1374.9361
results175.txt | 7005 MESSAURE 400.00 | -0.1418 | 1027.9639 | 2245 | 1223.6314 | 1358.8361 | 1358.8361
results175.txt | 7010 VARANGERBOT 220.00 | -0.1153 | 1027.9639 | 2245 | 1223.6314 | 1332.3361 | 1332.3361
results175.txt | 7018 UTSJOKI 220.00 | -0.1157 | 1027.9639 | 2245 | 1223.6314 | 1332.7361 | 1332.7361
results175.txt | 7054 OSSAUSKOSKI 220.00 | -0.1225 | 1027.9639 | 2245 | 1223.6314 | 1339.5361 | 1339.5361
results175.txt | 7056 PETÄJÄSKO 400.00 | -0.1222 | 1027.9639 | 2245 | 1223.6314 | 1339.2361 | 1339.2361
results175.txt | 7055 PETÄJÄSKO 220.00 | -0.1223 | 1027.9639 | 2245 | 1223.6314 | 1339.3361 | 1339.3361
results175.txt | 7062 RITSEM 400.00 | -0.1343 | 1027.9639 | 2245 | 1223.6314 | 1351.3361 | 1351.3361
results175.txt | 8426 JOINT 220.00 | 0.1017 | 1027.9639 | 2245 | 1223.6314 | 1115.3361 | 1115.3361
results175.txt | 8830 JOINT 220.00 | 0.1118 | 1027.9639 | 2245 | 1223.6314 | 1105.2361 | 1105.2361
results175.txt | 8424 JOINT 220.00 | 0.1031 | 1027.9639 | 2245 | 1223.6314 | 1113.9361 | 1113.9361
results175.txt | 8861 JOINT 400.00 | 0.1051 | 1027.9639 | 2245 | 1223.6314 | 1111.9361 | 1111.9361
results175.txt | 8579 JOINT 220.00 | -0.1235 | 1027.9639 | 2245 | 1223.6314 | 1340.5361 | 1340.5361
results175.txt | 8284 JOINT 220.00 | 0.101 | 1027.9639 | 2245 | 1223.6314 | 1116.0361 | 1116.0361
results175.txt | 8817 JOINT 220.00 | 0.1056 | 1027.9639 | 2245 | 1223.6314 | 1111.4361 | 1111.4361
results175.txt | 7429 JOINT 220.00 | 0.1267 | 1027.9639 | 2245 | 1223.6314 | 1090.3361 | 1090.3361
results175.txt | 8526 JOINT 220.00 | 0.1027 | 1027.9639 | 2245 | 1223.6314 | 1114.3361 | 1114.3361
results175.txt | 8799 JOINT 220.00 | 0.1025 | 1027.9639 | 2245 | 1223.6314 | 1114.5361 | 1114.5361
results175.txt | 7140 JOINT 220.00 | -0.1157 | 1027.9639 | 2245 | 1223.6314 | 1332.7361 | 1332.7361
results175.txt | 7799 JOINT 220.00 | 0.1321 | 1027.9639 | 2245 | 1223.6314 | 1084.9361 | 1084.9361
results175.txt | 8643 JOINT 220.00 | 0.2251 | 1027.9639 | 2245 | 1223.6314 | 991.9361 | 991.9361
results175.txt | 8504 JOINT 220.00 | 0.1077 | 1027.9639 | 2245 | 1223.6314 | 1109.3361 | 1109.3361
results175.txt | 8682 JOINT 220.00 | 0.1029 | 1027.9639 | 2245 | 1223.6314 | 1114.1361 | 1114.1361
results175.txt | 8256 JOINT 400.00 | -0.1579 | 1027.9639 | 2245 | 1223.6314 | 1374.9361 | 1374.9361
results175.txt | 8845 JOINT 220.00 | 0.1137 | 1027.9639 | 2245 | 1223.6314 | 1103.3361 | 1103.3361
results175.txt | 8691 JOINT 220.00 | 0.1049 | 1027.9639 | 2245 | 1223.6314 | 1112.1361 | 1112.1361
results175.txt | 8812 JOINT 220.00 | 0.1031 | 1027.9639 | 2245 | 1223.6314 | 1113.9361 | 1113.9361
results175.txt | 8258 JOINT 220.00 | 0.1051 | 1027.9639 | 2245 | 1223.6314 | 1111.9361 | 1111.9361
results175.txt | 8723 JOINT 220.00 | 0.1017 | 1027.9639 | 2245 | 1223.6314 | 1115.3361 | 1115.3361
results175.txt | 1052 BREARED 400.00 | 0.1167 | 1027.9639 | 2245 | 1223.6314 | 1100.3361 | 1100.3361
results175.txt | 1053 HÄRADSBO 400.00 | 0.1179 | 1027.9639 | 2245 | 1223.6314 | 1099.1361 | 1099.1361
results175.txt | 9401 HAGESKRUV 400.00 | 0.1251 | 1027.9639 | 2245 | 1223.6314 | 1091.9361 | 1091.9361
results175.txt | 9403 TOVÅSEN 400.00 | 0.1143 | 1027.9639 | 2245 | 1223.6314 | 1102.7361 | 1102.7361
results175.txt | 9404 GÄDDTJÄRN 400.00 | 0.1137 | 1027.9639 | 2245 | 1223.6314 | 1103.3361 | 1103.3361
results175.txt | 9405 GRÖNVIKEN 400.00 | 0.1002 | 1027.9639 | 2245 | 1223.6314 | 1116.8361 | 1116.8361
results175.txt | 9406 TANDÖ 400.00 | 0.1016 | 1027.9639 | 2245 | 1223.6314 | 1115.4361 | 1115.4361
results175.txt | 9408 HÄLLBERGET 400.00 | -0.1289 | 1027.9639 | 2245 | 1223.6314 | 1345.9361 | 1345.9361
results175.txt | 9301 KEMIJÄRVI 220.00 | -0.1218 | 1027.9639 | 2245 | 1223.6314 | 1338.8361 | 1338.8361
results175.txt | 9302 KEMINMAA 400.00 | -0.127 | 1027.9639 | 2245 | 1223.6314 | 1344.0361 | 1344.0361
results175.txt | 9304 LUMIJÄRVI 400.00 | -0.1227 | 1027.9639 | 2245 | 1223.6314 | 1339.7361 | 1339.7361
results175.txt | 9303 MUSALA 400.00 | -0.1234 | 1027.9639 | 2245 | 1223.6314 | 1340.4361 | 1340.4361
results175.txt | 9305 KÄRPPIÖN 400.00 | -0.1239 | 1027.9639 | 2245 | 1223.6314 | 1340.9361 | 1340.9361
results175.txt | 9306 HONKAJOEN 400.00 | -0.124 | 1027.9639 | 2245 | 1223.6314 | 1341.0361 | 1341.0361
results175.txt | 9307 KONTIOLAHTI 400.00 | -0.1224 | 1027.9639 | 2245 | 1223.6314 | 1339.4361 | 1339.4361
results175.txt | 9308 ORIMATTILAN 400.00 | -0.1233 | 1027.9639 | 2245 | 1223.6314 | 1340.3361 | 1340.3361
results175.txt | 9309 NAANTALINSAL400.00 | -0.124 | 1027.9639 | 2245 | 1223.6314 | 1341.0361 | 1341.0361
results175.txt | 9410 HORNDAL 400.00 | 0.1079 | 1027.9639 | 2245 | 1223.6314 | 1109.1361 | 1109.1361
results175.txt | 9411 MUNGA 400.00 | 0.1062 | 1027.9639 | 2245 | 1223.6314 | 1110.8361 | 1110.8361
results175.txt | 9412 FALLVIKEN 400.00 | 0.1081 | 1027.9639 | 2245 | 1223.6314 | 1108.9361 | 1108.9361
results176.txt | PTI INTERACTIVE POWER SYSTEM SIMULATOR--PSS(R)E MON, MAY 29 2023 |  | 343.1596 | 1571.5 | 1228.3404
results176.txt | SENSITIVITY FACTORS ARE CALCULATED WITH AC |  | 343.1596 | 1571.5 | 1228.3404
results176.txt | SUBSYSTEM 'RESERV' IS USED FOR OPPOSING SYSTEM FOR MW POWER |  | 343.1596 | 1571.5 | 1228.3404
results176.txt | SENSITIVITY FACTORS OF BRANCH FLOW (MVA) ON 6713 NEDREVINSTRA400.00 TO 6718 FÅBERG 400.00 2 MORE THAN | 0.1 | 343.1596 | 1571.5 | 1228.3404 | 1128.3404 | 1128.3404
results176.txt | <--------- BUS NAME --------> |  | 343.1596 | 1571.5 | 1228.3404
results176.txt | 6713 NEDREVINSTRA400.00 | 1.0015 | 343.1596 | 1571.5 | 1228.3404 | 226.8404 | 226.8404
results176.txt | 6717 NEDREVINSTRA400.00 | 1.0013 | 343.1596 | 1571.5 | 1228.3404 | 227.0404 | 227.0404
results177.txt | PTI INTERACTIVE POWER SYSTEM SIMULATOR--PSS(R)E MON, MAY 29 2023 |  | 340.6885 | 1571.5 | 1230.8115
results177.txt | SENSITIVITY FACTORS ARE CALCULATED WITH AC |  | 340.6885 | 1571.5 | 1230.8115
results177.txt | SUBSYSTEM 'RESERV' IS USED FOR OPPOSING SYSTEM FOR MW POWER |  | 340.6885 | 1571.5 | 1230.8115
results177.txt | SENSITIVITY FACTORS OF BRANCH FLOW (MVA) ON 5660 AVEDOREVERK 400.00 TO 5662 ORSTEDSVERKE400.00 1 MORE THAN | 0.1 | 340.6885 | 1571.5 | 1230.8115 | 1130.8115 | 1130.8115
results177.txt | <--------- BUS NAME --------> |  | 340.6885 | 1571.5 | 1230.8115
results177.txt | 5662 ORSTEDSVERKE400.00 | -1.0078 | 340.6885 | 1571.5 | 1230.8115 | 904.3885 | 904.3885
results178.txt | PTI INTERACTIVE POWER SYSTEM SIMULATOR--PSS(R)E MON, MAY 29 2023 |  | 1003.56 | 2245 | 1241.44
results178.txt | SENSITIVITY FACTORS ARE CALCULATED WITH AC |  | 1003.56 | 2245 | 1241.44
results178.txt | SUBSYSTEM 'RESERV' IS USED FOR OPPOSING SYSTEM FOR MW POWER |  | 1003.56 | 2245 | 1241.44
results178.txt | SENSITIVITY FACTORS OF BRANCH FLOW (MVA) ON 6365 KRISTIANSAND400.00 TO 6373 ARENDAL400 400.00 1 MORE THAN | 0.1 | 1003.56 | 2245 | 1241.44 | 1141.44 | 1141.44
results178.txt | <--------- BUS NAME --------> |  | 1003.56 | 2245 | 1241.44
results178.txt | 6356 BJERKREIM 400.00 | 0.1521 | 1003.56 | 2245 | 1241.44 | 1089.34 | 1089.34
results178.txt | 6358 TONSTAD400 400.00 | 0.1454 | 1003.56 | 2245 | 1241.44 | 1096.04 | 1096.04
results178.txt | 6357 TONSTAD300 400.00 | 0.1453 | 1003.56 | 2245 | 1241.44 | 1096.14 | 1096.14
results178.txt | 6360 KJELLAND 400.00 | 0.173 | 1003.56 | 2245 | 1241.44 | 1068.44 | 1068.44
results178.txt | 6363 FEDA400 400.00 | 0.1904 | 1003.56 | 2245 | 1241.44 | 1051.04 | 1051.04
results178.txt | 6362 FEDA300 400.00 | 0.1901 | 1003.56 | 2245 | 1241.44 | 1051.34 | 1051.34
results178.txt | 6364 LISTAWIND 400.00 | 0.1901 | 1003.56 | 2245 | 1241.44 | 1051.34 | 1051.34
results178.txt | 6365 KRISTIANSAND400.00 | 0.4281 | 1003.56 | 2245 | 1241.44 | 813.34 | 813.34
results178.txt | 6373 ARENDAL400 400.00 | -0.2411 | 1003.56 | 2245 | 1241.44 | 1482.54 | 1482.54
results178.txt | 6372 ARENDAL300 400.00 | -0.2411 | 1003.56 | 2245 | 1241.44 | 1482.54 | 1482.54
results178.txt | 6688 STOKKELAND 400.00 | 0.129 | 1003.56 | 2245 | 1241.44 | 1112.44 | 1112.44
results178.txt | 6690 HOG-JAERN400400.00 | 0.1286 | 1003.56 | 2245 | 1241.44 | 1112.84 | 1112.84
results178.txt | 6689 HOG-JAERN300400.00 | 0.129 | 1003.56 | 2245 | 1241.44 | 1112.44 | 1112.44
results178.txt | 6710 HEKNI 400.00 | 0.2162 | 1003.56 | 2245 | 1241.44 | 1025.24 | 1025.24
results178.txt | 6728 GRENLAND 400.00 | -0.1016 | 1003.56 | 2245 | 1241.44 | 1343.04 | 1343.04
results178.txt | 6730 BAMBLE400 400.00 | -0.1287 | 1003.56 | 2245 | 1241.44 | 1370.14 | 1370.14
results178.txt | 6729 BAMBLE300 400.00 | -0.1287 | 1003.56 | 2245 | 1241.44 | 1370.14 | 1370.14
results178.txt | 6754 STOLAHELA 400.00 | 0.129 | 1003.56 | 2245 | 1241.44 | 1112.44 | 1112.44
results178.txt | 9012 BAMBLE 400.00 | -0.1074 | 1003.56 | 2245 | 1241.44 | 1348.84 | 1348.84
results179.txt | PTI INTERACTIVE POWER SYSTEM SIMULATOR--PSS(R)E MON, MAY 29 2023 |  | 1003.4743 | 2245 | 1241.5257
results179.txt | SENSITIVITY FACTORS ARE CALCULATED WITH AC |  | 1003.4743 | 2245 | 1241.5257
results179.txt | SUBSYSTEM 'RESERV' IS USED FOR OPPOSING SYSTEM FOR MW POWER |  | 1003.4743 | 2245 | 1241.5257
results179.txt | SENSITIVITY FACTORS OF BRANCH FLOW (MVA) ON 6997 NARVIK 400.00 TO 7020 BARDUFOSS 400.00 5 MORE THAN | 0.1 | 1003.4743 | 2245 | 1241.5257 | 1141.5257 | 1141.5257
results179.txt | <--------- BUS NAME --------> |  | 1003.4743 | 2245 | 1241.5257
results179.txt | 7017 HAMMERFEST 400.00 | -0.3463 | 1003.4743 | 2245 | 1241.5257 | 1587.8257 | 1587.8257
results179.txt | 7019 BALSFJORD 400.00 | -0.3373 | 1003.4743 | 2245 | 1241.5257 | 1578.8257 | 1578.8257
results179.txt | 7020 BARDUFOSS 400.00 | -0.3362 | 1003.4743 | 2245 | 1241.5257 | 1577.7257 | 1577.7257
results179.txt | 9001 SEIDAFJELL 400.00 | -0.3453 | 1003.4743 | 2245 | 1241.5257 | 1586.8257 | 1586.8257
results179.txt | 9002 LEBSESBY 400.00 | -0.3455 | 1003.4743 | 2245 | 1241.5257 | 1587.0257 | 1587.0257
results179.txt | 9003 HAMMERF 400.00 | -0.3463 | 1003.4743 | 2245 | 1241.5257 | 1587.8257 | 1587.8257
results179.txt | 9004 ALTA 400.00 | -0.3431 | 1003.4743 | 2245 | 1241.5257 | 1584.6257 | 1584.6257
results179.txt | 9005 BERGHEIM 400.00 | -0.3401 | 1003.4743 | 2245 | 1241.5257 | 1581.6257 | 1581.6257
results180.txt | PTI INTERACTIVE POWER SYSTEM SIMULATOR--PSS(R)E MON, MAY 29 2023 |  | 1001.803 | 2245 | 1243.197
results180.txt | SENSITIVITY FACTORS ARE CALCULATED WITH AC |  | 1001.803 | 2245 | 1243.197
results180.txt | SUBSYSTEM 'RESERV' IS USED FOR OPPOSING SYSTEM FOR MW POWER |  | 1001.803 | 2245 | 1243.197
results180.txt | SENSITIVITY FACTORS OF BRANCH FLOW (MVA) ON 6997 NARVIK 400.00 TO 7020 BARDUFOSS 400.00 3 MORE THAN | 0.1 | 1001.803 | 2245 | 1243.197 | 1143.197 | 1143.197
results180.txt | <--------- BUS NAME --------> |  | 1001.803 | 2245 | 1243.197
results180.txt | 7017 HAMMERFEST 400.00 | -0.6926 | 1001.803 | 2245 | 1243.197 | 1935.797 | 1935.797
results180.txt | 7019 BALSFJORD 400.00 | -0.6745 | 1001.803 | 2245 | 1243.197 | 1917.697 | 1917.697
results180.txt | 7020 BARDUFOSS 400.00 | -0.6724 | 1001.803 | 2245 | 1243.197 | 1915.597 | 1915.597
results180.txt | 9001 SEIDAFJELL 400.00 | -0.6905 | 1001.803 | 2245 | 1243.197 | 1933.697 | 1933.697
results180.txt | 9002 LEBSESBY 400.00 | -0.6911 | 1001.803 | 2245 | 1243.197 | 1934.297 | 1934.297
results180.txt | 9003 HAMMERF 400.00 | -0.6926 | 1001.803 | 2245 | 1243.197 | 1935.797 | 1935.797
results180.txt | 9004 ALTA 400.00 | -0.6862 | 1001.803 | 2245 | 1243.197 | 1929.397 | 1929.397
results180.txt | 9005 BERGHEIM 400.00 | -0.6802 | 1001.803 | 2245 | 1243.197 | 1923.397 | 1923.397
results181.txt | PTI INTERACTIVE POWER SYSTEM SIMULATOR--PSS(R)E MON, MAY 29 2023 |  | 324.7951 | 1571.5 | 1246.705
results181.txt | SENSITIVITY FACTORS ARE CALCULATED WITH AC |  | 324.7951 | 1571.5 | 1246.705
results181.txt | SUBSYSTEM 'RESERV' IS USED FOR OPPOSING SYSTEM FOR MW POWER |  | 324.7951 | 1571.5 | 1246.705
results181.txt | SENSITIVITY FACTORS OF BRANCH FLOW (MVA) ON 6349 ALVESTA 400.00 TO 6350 HEMSJO 400.00 4 MORE THAN | 0.1 | 324.7951 | 1571.5 | 1246.705 | 1146.7049 | 1146.7049
results181.txt | <--------- BUS NAME --------> |  | 324.7951 | 1571.5 | 1246.705
results181.txt | 6348 OSKARSHAMN 400.00 | -0.1028 | 324.7951 | 1571.5 | 1246.705 | 1349.5049 | 1349.5049
results181.txt | 6349 ALVESTA 400.00 | 0.2485 | 324.7951 | 1571.5 | 1246.705 | 998.2049 | 998.2049
results181.txt | 6350 HEMSJO 400.00 | -0.3815 | 324.7951 | 1571.5 | 1246.705 | 1514.7951 | 1514.7951
results181.txt | 6351 KARLSHAMN 400.00 | -0.3814 | 324.7951 | 1571.5 | 1246.705 | 1514.8951 | 1514.8951
results181.txt | 6354 NYBRO 400.00 | -0.2849 | 324.7951 | 1571.5 | 1246.705 | 1531.6049 | 1531.6049
results182.txt | PTI INTERACTIVE POWER SYSTEM SIMULATOR--PSS(R)E MON, MAY 29 2023 |  | 324.6724 | 1571.5 | 1246.8276
results182.txt | SENSITIVITY FACTORS ARE CALCULATED WITH AC |  | 324.6724 | 1571.5 | 1246.8276
results182.txt | SUBSYSTEM 'RESERV' IS USED FOR OPPOSING SYSTEM FOR MW POWER |  | 324.6724 | 1571.5 | 1246.8276
results182.txt | SENSITIVITY FACTORS OF BRANCH FLOW (MVA) ON 6796 BETÅSEN400 400.00 TO 9404 GÄDDTJÄRN 400.00 4 MORE THAN | 0.1 | 324.6724 | 1571.5 | 1246.8276 | 1146.8276 | 1146.8276
results182.txt | <--------- BUS NAME --------> |  | 324.6724 | 1571.5 | 1246.8276
results182.txt | 6631 BASNA 400.00 | -0.2589 | 324.6724 | 1571.5 | 1246.8276 | 1505.7276 | 1505.7276
results182.txt | 6632 REPBACKEN 400.00 | -0.2589 | 324.6724 | 1571.5 | 1246.8276 | 1505.7276 | 1505.7276
results182.txt | 9404 GÄDDTJÄRN 400.00 | -0.3863 | 324.6724 | 1571.5 | 1246.8276 | 1509.8724 | 1509.8724
results183.txt | PTI INTERACTIVE POWER SYSTEM SIMULATOR--PSS(R)E MON, MAY 29 2023 |  | 323.42 | 1571.5 | 1248.08
results183.txt | SENSITIVITY FACTORS ARE CALCULATED WITH AC |  | 323.42 | 1571.5 | 1248.08
results183.txt | SUBSYSTEM 'RESERV' IS USED FOR OPPOSING SYSTEM FOR MW POWER |  | 323.42 | 1571.5 | 1248.08
results183.txt | SENSITIVITY FACTORS OF BRANCH FLOW (MVA) ON 6548 KANGASALA 400.00 TO 6785 TOIVILA 400.00 5 MORE THAN | 0.1 | 323.42 | 1571.5 | 1248.08 | 1148.08 | 1148.08
results183.txt | <--------- BUS NAME --------> |  | 323.42 | 1571.5 | 1248.08
results183.txt | 6545 HUITTINEN 400.00 | 0.1781 | 323.42 | 1571.5 | 1248.08 | 1069.98 | 1069.98
results183.txt | 6546 SALO 400.00 | 0.1403 | 323.42 | 1571.5 | 1248.08 | 1107.78 | 1107.78
results183.txt | 6547 FORSSA 400.00 | 0.1463 | 323.42 | 1571.5 | 1248.08 | 1101.78 | 1101.78
results183.txt | 6548 KANGASALA 400.00 | 0.2918 | 323.42 | 1571.5 | 1248.08 | 956.28 | 956.28
results183.txt | 6549 LAVIANVOURI 400.00 | 0.2315 | 323.42 | 1571.5 | 1248.08 | 1016.58 | 1016.58
results183.txt | 6550 KOPULA 400.00 | 0.1052 | 323.42 | 1571.5 | 1248.08 | 1142.88 | 1142.88
results183.txt | 6552 TAMMISTO 400.00 | 0.1115 | 323.42 | 1571.5 | 1248.08 | 1136.58 | 1136.58
results183.txt | 6554 LÄNSISALMI 400.00 | 0.1047 | 323.42 | 1571.5 | 1248.08 | 1143.38 | 1143.38
results183.txt | 6555 INKOO 400.00 | 0.1252 | 323.42 | 1571.5 | 1248.08 | 1122.88 | 1122.88
results183.txt | 6556 ESPOO 400.00 | 0.1129 | 323.42 | 1571.5 | 1248.08 | 1135.18 | 1135.18
results183.txt | 6615 TAHKOLUOTO 400.00 | 0.1746 | 323.42 | 1571.5 | 1248.08 | 1073.48 | 1073.48
results183.txt | 6617 OLKILUOTO 400.00 | 0.1702 | 323.42 | 1571.5 | 1248.08 | 1077.88 | 1077.88
results183.txt | 6618 RAUMA 400.00 | 0.1684 | 323.42 | 1571.5 | 1248.08 | 1079.68 | 1079.68
results183.txt | 6619 ULVILA 400.00 | 0.176 | 323.42 | 1571.5 | 1248.08 | 1072.08 | 1072.08
results183.txt | 6621 LIETO 400.00 | 0.1473 | 323.42 | 1571.5 | 1248.08 | 1100.78 | 1100.78
results183.txt | 6781 SEINÄJOKI 400.00 | 0.1124 | 323.42 | 1571.5 | 1248.08 | 1135.68 | 1135.68
results183.txt | 6783 PETÄJÄV400 400.00 | -0.1948 | 323.42 | 1571.5 | 1248.08 | 1442.88 | 1442.88
results183.txt | 6782 PETÄJÄV220 220.00 | -0.1948 | 323.42 | 1571.5 | 1248.08 | 1442.88 | 1442.88
results183.txt | 6784 JÄMSÄ 220.00 | -0.1964 | 323.42 | 1571.5 | 1248.08 | 1444.48 | 1444.48
results183.txt | 6785 TOIVILA 400.00 | -0.3053 | 323.42 | 1571.5 | 1248.08 | 1553.38 | 1553.38
results183.txt | 6810 TUOVILA 400.00 | 0.11 | 323.42 | 1571.5 | 1248.08 | 1138.08 | 1138.08
results183.txt | 6811 KRSITINESTAD400.00 | 0.1456 | 323.42 | 1571.5 | 1248.08 | 1102.48 | 1102.48
results183.txt | 9305 KÄRPPIÖN 400.00 | 0.1344 | 323.42 | 1571.5 | 1248.08 | 1113.68 | 1113.68
results183.txt | 9306 HONKAJOEN 400.00 | 0.1633 | 323.42 | 1571.5 | 1248.08 | 1084.78 | 1084.78
results183.txt | 9309 NAANTALINSAL400.00 | 0.1473 | 323.42 | 1571.5 | 1248.08 | 1100.78 | 1100.78
results184.txt | PTI INTERACTIVE POWER SYSTEM SIMULATOR--PSS(R)E MON, MAY 29 2023 |  | -750.3136 | 2000 | 1249.6864
results184.txt | SENSITIVITY FACTORS ARE CALCULATED WITH AC |  | -750.3136 | 2000 | 1249.6864
results184.txt | SUBSYSTEM 'RESERV' IS USED FOR OPPOSING SYSTEM FOR MW POWER |  | -750.3136 | 2000 | 1249.6864
results184.txt | SENSITIVITY FACTORS OF BRANCH FLOW (MVA) ON 6831 LÅNGBJÖRN220220.00 TO 6832 LÅNGBJÖRN400400.00 1 MORE THAN | 0.1 | -750.3136 | 2000 | 1249.6864 | 1149.6864 | 1149.6864
results184.txt | <--------- BUS NAME --------> |  | -750.3136 | 2000 | 1249.6864
results184.txt | 6791 TRATTBERGET 220.00 | 0.5279 | -750.3136 | 2000 | 1249.6864 | 721.7864 | 721.7864
results184.txt | 6792 HÄLLBY 220.00 | 0.5279 | -750.3136 | 2000 | 1249.6864 | 721.7864 | 721.7864
results184.txt | 6793 DEGERFORSEN 220.00 | 0.6546 | -750.3136 | 2000 | 1249.6864 | 595.0864 | 595.0864
results184.txt | 6794 GUSELE 220.00 | 0.5293 | -750.3136 | 2000 | 1249.6864 | 720.3864 | 720.3864
results184.txt | 6795 BETÅSEN220 220.00 | 0.2082 | -750.3136 | 2000 | 1249.6864 | 1041.4864 | 1041.4864
results184.txt | 6797 NÄMFORSEN 220.00 | 0.2054 | -750.3136 | 2000 | 1249.6864 | 1044.2864 | 1044.2864
results184.txt | 6798 MOFORSEN 220.00 | 0.1928 | -750.3136 | 2000 | 1249.6864 | 1056.8864 | 1056.8864
results184.txt | 6800 FORSMO 220.00 | 0.1669 | -750.3136 | 2000 | 1249.6864 | 1082.7864 | 1082.7864
results184.txt | 6829 HAVSNÄS 220.00 | 0.6929 | -750.3136 | 2000 | 1249.6864 | 556.7864 | 556.7864
results184.txt | 6831 LÅNGBJÖRN220220.00 | 0.7083 | -750.3136 | 2000 | 1249.6864 | 541.3864 | 541.3864
results184.txt | 6833 LASELE 220.00 | 0.2381 | -750.3136 | 2000 | 1249.6864 | 1011.5864 | 1011.5864
results184.txt | 6927 STENKULLAFOR220.00 | 0.5242 | -750.3136 | 2000 | 1249.6864 | 725.4864 | 725.4864
results184.txt | 6928 ÅSELE 220.00 | 0.5238 | -750.3136 | 2000 | 1249.6864 | 725.8864 | 725.8864
results184.txt | 6943 LINNVASSELV 220.00 | 0.6779 | -750.3136 | 2000 | 1249.6864 | 571.7864 | 571.7864
results184.txt | 6948 BLÅSJÖN 220.00 | 0.6788 | -750.3136 | 2000 | 1249.6864 | 570.8864 | 570.8864
results184.txt | 6949 JUNSTERF 220.00 | 0.68 | -750.3136 | 2000 | 1249.6864 | 569.6864 | 569.6864
results184.txt | 6950 GÄDDEDE 220.00 | 0.6811 | -750.3136 | 2000 | 1249.6864 | 568.5864 | 568.5864
results184.txt | 6951 KORSELBRÄNNA220.00 | 0.6786 | -750.3136 | 2000 | 1249.6864 | 571.0864 | 571.0864
results184.txt | 6952 BÅGEDE 220.00 | 0.6859 | -750.3136 | 2000 | 1249.6864 | 563.7864 | 563.7864
results184.txt | 6953 STALON 220.00 | 0.6742 | -750.3136 | 2000 | 1249.6864 | 575.4864 | 575.4864
results184.txt | 6954 STORBÄCK 220.00 | 0.6775 | -750.3136 | 2000 | 1249.6864 | 572.1864 | 572.1864
results184.txt | 8426 JOINT 220.00 | 0.2058 | -750.3136 | 2000 | 1249.6864 | 1043.8864 | 1043.8864
results184.txt | 8830 JOINT 220.00 | 0.6546 | -750.3136 | 2000 | 1249.6864 | 595.0864 | 595.0864
results184.txt | 8424 JOINT 220.00 | 0.6813 | -750.3136 | 2000 | 1249.6864 | 568.3864 | 568.3864
results184.txt | 8284 JOINT 220.00 | 0.1928 | -750.3136 | 2000 | 1249.6864 | 1056.8864 | 1056.8864
results184.txt | 8817 JOINT 220.00 | 0.5246 | -750.3136 | 2000 | 1249.6864 | 725.0864 | 725.0864
results184.txt | 8526 JOINT 220.00 | 0.6802 | -750.3136 | 2000 | 1249.6864 | 569.4864 | 569.4864
results184.txt | 8799 JOINT 220.00 | 0.6797 | -750.3136 | 2000 | 1249.6864 | 569.9864 | 569.9864
results184.txt | 8504 JOINT 220.00 | 0.6934 | -750.3136 | 2000 | 1249.6864 | 556.2864 | 556.2864
results184.txt | 8691 JOINT 220.00 | 0.686 | -750.3136 | 2000 | 1249.6864 | 563.6864 | 563.6864
results184.txt | 8723 JOINT 220.00 | 0.6775 | -750.3136 | 2000 | 1249.6864 | 572.1864 | 572.1864
results185.txt | PTI INTERACTIVE POWER SYSTEM SIMULATOR--PSS(R)E MON, MAY 29 2023 |  | 993.4684 | 2245 | 1251.5316
results185.txt | SENSITIVITY FACTORS ARE CALCULATED WITH AC |  | 993.4684 | 2245 | 1251.5316
results185.txt | SUBSYSTEM 'RESERV' IS USED FOR OPPOSING SYSTEM FOR MW POWER |  | 993.4684 | 2245 | 1251.5316
results185.txt | SENSITIVITY FACTORS OF BRANCH FLOW (MVA) ON 6830 STORFINNSF 400.00 TO 6832 LÅNGBJÖRN400400.00 7 MORE THAN | 0.1 | 993.4684 | 2245 | 1251.5316 | 1151.5316 | 1151.5316
results185.txt | <--------- BUS NAME --------> |  | 993.4684 | 2245 | 1251.5316
results185.txt | 6791 TRATTBERGET 220.00 | -0.2253 | 993.4684 | 2245 | 1251.5316 | 1476.8316 | 1476.8316
results185.txt | 6792 HÄLLBY 220.00 | -0.2253 | 993.4684 | 2245 | 1251.5316 | 1476.8316 | 1476.8316
results185.txt | 6793 DEGERFORSEN 220.00 | -0.2675 | 993.4684 | 2245 | 1251.5316 | 1519.0316 | 1519.0316
results185.txt | 6794 GUSELE 220.00 | -0.2258 | 993.4684 | 2245 | 1251.5316 | 1477.3316 | 1477.3316
results185.txt | 6796 BETÅSEN400 400.00 | -0.1096 | 993.4684 | 2245 | 1251.5316 | 1361.1316 | 1361.1316
results185.txt | 6795 BETÅSEN220 220.00 | -0.1277 | 993.4684 | 2245 | 1251.5316 | 1379.2316 | 1379.2316
results185.txt | 6797 NÄMFORSEN 220.00 | -0.1015 | 993.4684 | 2245 | 1251.5316 | 1353.0316 | 1353.0316
results185.txt | 6829 HAVSNÄS 220.00 | -0.2797 | 993.4684 | 2245 | 1251.5316 | 1531.2316 | 1531.2316
results185.txt | 6830 STORFINNSF 400.00 | 0.1882 | 993.4684 | 2245 | 1251.5316 | 1063.3316 | 1063.3316
results185.txt | 6832 LÅNGBJÖRN400400.00 | -0.3781 | 993.4684 | 2245 | 1251.5316 | 1629.6316 | 1629.6316
results185.txt | 6831 LÅNGBJÖRN220220.00 | -0.2854 | 993.4684 | 2245 | 1251.5316 | 1536.9316 | 1536.9316
results185.txt | 6833 LASELE 220.00 | -0.1294 | 993.4684 | 2245 | 1251.5316 | 1380.9316 | 1380.9316
results185.txt | 6839 KILFORSEN 400.00 | -0.1189 | 993.4684 | 2245 | 1251.5316 | 1370.4316 | 1370.4316
results185.txt | 6927 STENKULLAFOR220.00 | -0.2238 | 993.4684 | 2245 | 1251.5316 | 1475.3316 | 1475.3316
results185.txt | 6928 ÅSELE 220.00 | -0.2237 | 993.4684 | 2245 | 1251.5316 | 1475.2316 | 1475.2316
results185.txt | 6943 LINNVASSELV 220.00 | -0.2741 | 993.4684 | 2245 | 1251.5316 | 1525.6316 | 1525.6316
results185.txt | 6948 BLÅSJÖN 220.00 | -0.2744 | 993.4684 | 2245 | 1251.5316 | 1525.9316 | 1525.9316
results185.txt | 6949 JUNSTERF 220.00 | -0.2749 | 993.4684 | 2245 | 1251.5316 | 1526.4316 | 1526.4316
results185.txt | 6950 GÄDDEDE 220.00 | -0.2753 | 993.4684 | 2245 | 1251.5316 | 1526.8316 | 1526.8316
results185.txt | 6951 KORSELBRÄNNA220.00 | -0.2743 | 993.4684 | 2245 | 1251.5316 | 1525.8316 | 1525.8316
results185.txt | 6952 BÅGEDE 220.00 | -0.2771 | 993.4684 | 2245 | 1251.5316 | 1528.6316 | 1528.6316
results185.txt | 6953 STALON 220.00 | -0.2727 | 993.4684 | 2245 | 1251.5316 | 1524.2316 | 1524.2316
results185.txt | 6954 STORBÄCK 220.00 | -0.2739 | 993.4684 | 2245 | 1251.5316 | 1525.4316 | 1525.4316
results185.txt | 8426 JOINT 220.00 | -0.1017 | 993.4684 | 2245 | 1251.5316 | 1353.2316 | 1353.2316
results185.txt | 8830 JOINT 220.00 | -0.2675 | 993.4684 | 2245 | 1251.5316 | 1519.0316 | 1519.0316
results185.txt | 8424 JOINT 220.00 | -0.2753 | 993.4684 | 2245 | 1251.5316 | 1526.8316 | 1526.8316
results185.txt | 8817 JOINT 220.00 | -0.224 | 993.4684 | 2245 | 1251.5316 | 1475.5316 | 1475.5316
results185.txt | 8526 JOINT 220.00 | -0.2749 | 993.4684 | 2245 | 1251.5316 | 1526.4316 | 1526.4316
results185.txt | 8799 JOINT 220.00 | -0.2747 | 993.4684 | 2245 | 1251.5316 | 1526.2316 | 1526.2316
results185.txt | 8504 JOINT 220.00 | -0.2798 | 993.4684 | 2245 | 1251.5316 | 1531.3316 | 1531.3316
results185.txt | 8691 JOINT 220.00 | -0.2771 | 993.4684 | 2245 | 1251.5316 | 1528.6316 | 1528.6316
results185.txt | 8723 JOINT 220.00 | -0.2739 | 993.4684 | 2245 | 1251.5316 | 1525.4316 | 1525.4316
results186.txt | PTI INTERACTIVE POWER SYSTEM SIMULATOR--PSS(R)E MON, MAY 29 2023 |  | -311.1591 | 1571.5 | 1260.3409
results186.txt | SENSITIVITY FACTORS ARE CALCULATED WITH AC |  | -311.1591 | 1571.5 | 1260.3409
results186.txt | SUBSYSTEM 'RESERV' IS USED FOR OPPOSING SYSTEM FOR MW POWER |  | -311.1591 | 1571.5 | 1260.3409
results186.txt | SENSITIVITY FACTORS OF BRANCH FLOW (MVA) ON 6307 KILANDA 400.00 TO 6308 HISINGEN 400.00 1 MORE THAN | 0.1 | -311.1591 | 1571.5 | 1260.3409 | 1160.3409 | 1160.3409
results186.txt | <--------- BUS NAME --------> |  | -311.1591 | 1571.5 | 1260.3409
results186.txt | 6308 HISINGEN 400.00 | 1.0046 | -311.1591 | 1571.5 | 1260.3409 | 255.7409 | 255.7409
results187.txt | PTI INTERACTIVE POWER SYSTEM SIMULATOR--PSS(R)E MON, MAY 29 2023 |  | -984.5107 | 2245 | 1260.4893
results187.txt | SENSITIVITY FACTORS ARE CALCULATED WITH AC |  | -984.5107 | 2245 | 1260.4893
results187.txt | SUBSYSTEM 'RESERV' IS USED FOR OPPOSING SYSTEM FOR MW POWER |  | -984.5107 | 2245 | 1260.4893
results187.txt | SENSITIVITY FACTORS OF BRANCH FLOW (MVA) ON 6858 ISTAD 400.00 TO 6860 GRYTTEN 400.00 3 MORE THAN | 0.1 | -984.5107 | 2245 | 1260.4893 | 1160.4893 | 1160.4893
results187.txt | <--------- BUS NAME --------> |  | -984.5107 | 2245 | 1260.4893
results187.txt | 6855 FRAERNA 400.00 | -0.4177 | -984.5107 | 2245 | 1260.4893 | 1678.1893 | 1678.1893
results187.txt | 6856 ORSKOG 400.00 | 0.1743 | -984.5107 | 2245 | 1260.4893 | 1086.1893 | 1086.1893
results187.txt | 6857 ORSTA 400.00 | 0.1504 | -984.5107 | 2245 | 1260.4893 | 1110.0893 | 1110.0893
results187.txt | 6858 ISTAD 400.00 | -0.4176 | -984.5107 | 2245 | 1260.4893 | 1678.0893 | 1678.0893
results187.txt | 6860 GRYTTEN 400.00 | 0.1997 | -984.5107 | 2245 | 1260.4893 | 1060.7893 | 1060.7893
results187.txt | 9008 SYLKKYVELN 400.00 | 0.1639 | -984.5107 | 2245 | 1260.4893 | 1096.5893 | 1096.5893
results187.txt | 9009 ALFOTEN 400.00 | 0.1143 | -984.5107 | 2245 | 1260.4893 | 1146.1893 | 1146.1893
results188.txt | PTI INTERACTIVE POWER SYSTEM SIMULATOR--PSS(R)E MON, MAY 29 2023 |  | -984.0759 | 2245 | 1260.9241
results188.txt | SENSITIVITY FACTORS ARE CALCULATED WITH AC |  | -984.0759 | 2245 | 1260.9241
results188.txt | SUBSYSTEM 'RESERV' IS USED FOR OPPOSING SYSTEM FOR MW POWER |  | -984.0759 | 2245 | 1260.9241
results188.txt | SENSITIVITY FACTORS OF BRANCH FLOW (MVA) ON 6863 HOFSTAD 400.00 TO 6864 ÅFJORD 400.00 1 MORE THAN | 0.1 | -984.0759 | 2245 | 1260.9241 | 1160.9241 | 1160.9241
results188.txt | <--------- BUS NAME --------> |  | -984.0759 | 2245 | 1260.9241
results188.txt | 6812 OGNDAL 400.00 | -0.1794 | -984.0759 | 2245 | 1260.9241 | 1440.3241 | 1440.3241
results188.txt | 6814 VERDAL400 400.00 | -0.1301 | -984.0759 | 2245 | 1260.9241 | 1391.0241 | 1391.0241
results188.txt | 6813 VERDAL300 400.00 | -0.1301 | -984.0759 | 2245 | 1260.9241 | 1391.0241 | 1391.0241
results188.txt | 6872 AURA2300 400.00 | 0.1535 | -984.0759 | 2245 | 1260.9241 | 1107.4241 | 1107.4241
results188.txt | 6855 FRAERNA 400.00 | 0.148 | -984.0759 | 2245 | 1260.9241 | 1112.9241 | 1112.9241
results188.txt | 6856 ORSKOG 400.00 | 0.1283 | -984.0759 | 2245 | 1260.9241 | 1132.6241 | 1132.6241
results188.txt | 6857 ORSTA 400.00 | 0.1142 | -984.0759 | 2245 | 1260.9241 | 1146.7241 | 1146.7241
results188.txt | 6858 ISTAD 400.00 | 0.148 | -984.0759 | 2245 | 1260.9241 | 1112.9241 | 1112.9241
results188.txt | 6859 AURA1 400.00 | 0.1518 | -984.0759 | 2245 | 1260.9241 | 1109.1241 | 1109.1241
results188.txt | 6860 GRYTTEN 400.00 | 0.1428 | -984.0759 | 2245 | 1260.9241 | 1118.1241 | 1118.1241
results188.txt | 6861 SNILLDAL 400.00 | 0.2426 | -984.0759 | 2245 | 1260.9241 | 1018.3241 | 1018.3241
results188.txt | 6862 SURNA 400.00 | 0.1659 | -984.0759 | 2245 | 1260.9241 | 1095.0241 | 1095.0241
results188.txt | 6863 HOFSTAD 400.00 | -0.4937 | -984.0759 | 2245 | 1260.9241 | 1754.6241 | 1754.6241
results188.txt | 6864 ÅFJORD 400.00 | 0.3802 | -984.0759 | 2245 | 1260.9241 | 880.7241 | 880.7241
results188.txt | 6874 VÅGÅMO 400.00 | 0.1148 | -984.0759 | 2245 | 1260.9241 | 1146.1241 | 1146.1241
results188.txt | 6936 NEDRERÖS400 400.00 | -0.2389 | -984.0759 | 2245 | 1260.9241 | 1499.8241 | 1499.8241
results188.txt | 6935 NEDRERÖS300 400.00 | -0.239 | -984.0759 | 2245 | 1260.9241 | 1499.9241 | 1499.9241
results188.txt | 6934 NEDRERÖS220 220.00 | -0.2091 | -984.0759 | 2245 | 1260.9241 | 1470.0241 | 1470.0241
results188.txt | 6937 MARKA 400.00 | -0.2489 | -984.0759 | 2245 | 1260.9241 | 1509.8241 | 1509.8241
results188.txt | 6938 NAMSOS 400.00 | -0.2984 | -984.0759 | 2245 | 1260.9241 | 1559.3241 | 1559.3241
results188.txt | 6939 KOLSVIK 400.00 | -0.2694 | -984.0759 | 2245 | 1260.9241 | 1530.3241 | 1530.3241
results188.txt | 6940 NAMSKOGEN 400.00 | -0.2697 | -984.0759 | 2245 | 1260.9241 | 1530.6241 | 1530.6241
results188.txt | 6942 TUNNSJO400 400.00 | -0.2776 | -984.0759 | 2245 | 1260.9241 | 1538.5241 | 1538.5241
results188.txt | 6941 TUNNSJO300 400.00 | -0.2776 | -984.0759 | 2245 | 1260.9241 | 1538.5241 | 1538.5241
results188.txt | 6944 RANA 400.00 | -0.2327 | -984.0759 | 2245 | 1260.9241 | 1493.6241 | 1493.6241
results188.txt | 6945 GEJMÅN 220.00 | -0.1627 | -984.0759 | 2245 | 1260.9241 | 1423.6241 | 1423.6241
results188.txt | 6946 AJAURE 220.00 | -0.1331 | -984.0759 | 2245 | 1260.9241 | 1394.0241 | 1394.0241
results188.txt | 6947 GARDIKFORS 220.00 | -0.1138 | -984.0759 | 2245 | 1260.9241 | 1374.7241 | 1374.7241
results188.txt | 6996 OFOTEN 400.00 | -0.1667 | -984.0759 | 2245 | 1260.9241 | 1427.6241 | 1427.6241
results188.txt | 6997 NARVIK 400.00 | -0.1674 | -984.0759 | 2245 | 1260.9241 | 1428.3241 | 1428.3241
results188.txt | 7000 VITAS 400.00 | -0.1213 | -984.0759 | 2245 | 1260.9241 | 1382.2241 | 1382.2241
results188.txt | 7006 SVARTISEN 400.00 | -0.2207 | -984.0759 | 2245 | 1260.9241 | 1481.6241 | 1481.6241
results188.txt | 7007 KOBBELV 400.00 | -0.1865 | -984.0759 | 2245 | 1260.9241 | 1447.4241 | 1447.4241
results188.txt | 7008 SALTEN 400.00 | -0.1946 | -984.0759 | 2245 | 1260.9241 | 1455.5241 | 1455.5241
results188.txt | 7017 HAMMERFEST 400.00 | -0.1718 | -984.0759 | 2245 | 1260.9241 | 1432.7241 | 1432.7241
results188.txt | 7019 BALSFJORD 400.00 | -0.1689 | -984.0759 | 2245 | 1260.9241 | 1429.8241 | 1429.8241
results188.txt | 7020 BARDUFOSS 400.00 | -0.1685 | -984.0759 | 2245 | 1260.9241 | 1429.4241 | 1429.4241
results188.txt | 7062 RITSEM 400.00 | -0.132 | -984.0759 | 2245 | 1260.9241 | 1392.9241 | 1392.9241
results188.txt | 7799 JOINT 220.00 | -0.1627 | -984.0759 | 2245 | 1260.9241 | 1423.6241 | 1423.6241
results188.txt | 8643 JOINT 220.00 | -0.1138 | -984.0759 | 2245 | 1260.9241 | 1374.7241 | 1374.7241
results188.txt | 9001 SEIDAFJELL 400.00 | -0.1714 | -984.0759 | 2245 | 1260.9241 | 1432.3241 | 1432.3241
results188.txt | 9002 LEBSESBY 400.00 | -0.1715 | -984.0759 | 2245 | 1260.9241 | 1432.4241 | 1432.4241
results188.txt | 9003 HAMMERF 400.00 | -0.1718 | -984.0759 | 2245 | 1260.9241 | 1432.7241 | 1432.7241
results188.txt | 9004 ALTA 400.00 | -0.1708 | -984.0759 | 2245 | 1260.9241 | 1431.7241 | 1431.7241
results188.txt | 9005 BERGHEIM 400.00 | -0.1698 | -984.0759 | 2245 | 1260.9241 | 1430.7241 | 1430.7241
results188.txt | 9006 TROFORS 400.00 | -0.2552 | -984.0759 | 2245 | 1260.9241 | 1516.1241 | 1516.1241
results188.txt | 9007 TJELDBERGO 400.00 | 0.2045 | -984.0759 | 2245 | 1260.9241 | 1056.4241 | 1056.4241
results188.txt | 9008 SYLKKYVELN 400.00 | 0.1222 | -984.0759 | 2245 | 1260.9241 | 1138.7241 | 1138.7241
results189.txt | PTI INTERACTIVE POWER SYSTEM SIMULATOR--PSS(R)E MON, MAY 29 2023 |  | -294.797 | 1571.5 | 1276.703
results189.txt | SENSITIVITY FACTORS ARE CALCULATED WITH AC |  | -294.797 | 1571.5 | 1276.703
results189.txt | SUBSYSTEM 'RESERV' IS USED FOR OPPOSING SYSTEM FOR MW POWER |  | -294.797 | 1571.5 | 1276.703
results189.txt | SENSITIVITY FACTORS OF BRANCH FLOW (MVA) ON 6631 BASNA 400.00 TO 9404 GÄDDTJÄRN 400.00 9 MORE THAN | 0.1 | -294.797 | 1571.5 | 1276.703 | 1176.703 | 1176.703
results189.txt | <--------- BUS NAME --------> |  | -294.797 | 1571.5 | 1276.703
results189.txt | 6340 MOHOLM 220.00 | -0.103 | -294.797 | 1571.5 | 1276.703 | 1379.703 | 1379.703
results189.txt | 6631 BASNA 400.00 | -0.2683 | -294.797 | 1571.5 | 1276.703 | 1545.003 | 1545.003
results189.txt | 6632 REPBACKEN 400.00 | -0.2683 | -294.797 | 1571.5 | 1276.703 | 1545.003 | 1545.003
results189.txt | 9404 GÄDDTJÄRN 400.00 | 0.6019 | -294.797 | 1571.5 | 1276.703 | 674.803 | 674.803
results190.txt | PTI INTERACTIVE POWER SYSTEM SIMULATOR--PSS(R)E MON, MAY 29 2023 |  | 962.2461 | 2245 | 1282.7538
results190.txt | SENSITIVITY FACTORS ARE CALCULATED WITH AC |  | 962.2461 | 2245 | 1282.7538
results190.txt | SUBSYSTEM 'RESERV' IS USED FOR OPPOSING SYSTEM FOR MW POWER |  | 962.2461 | 2245 | 1282.7538
results190.txt | SENSITIVITY FACTORS OF BRANCH FLOW (MVA) ON 6703 SONGA 400.00 TO 6704 VINJE 400.00 1 MORE THAN | 0.1 | 962.2461 | 2245 | 1282.7538 | 1182.7539 | 1182.7539
results190.txt | <--------- BUS NAME --------> |  | 962.2461 | 2245 | 1282.7538
results190.txt | 6656 SAMNAGER400 400.00 | 0.1026 | 962.2461 | 2245 | 1282.7538 | 1180.1539 | 1180.1539
results190.txt | 6655 SAMNAGER300 400.00 | 0.1029 | 962.2461 | 2245 | 1282.7538 | 1179.8539 | 1179.8539
results190.txt | 6674 HUSNES 400.00 | 0.1709 | 962.2461 | 2245 | 1282.7538 | 1111.8539 | 1111.8539
results190.txt | 6676 HYDRO PURE S400.00 | 0.1428 | 962.2461 | 2245 | 1282.7538 | 1139.9539 | 1139.9539
results190.txt | 6675 MAURANGER 400.00 | 0.1428 | 962.2461 | 2245 | 1282.7538 | 1139.9539 | 1139.9539
results190.txt | 6677 BLÅFALL 400.00 | 0.1703 | 962.2461 | 2245 | 1282.7538 | 1112.4539 | 1112.4539
results190.txt | 6679 OKSLA 400.00 | 0.2853 | 962.2461 | 2245 | 1282.7538 | 997.4539 | 997.4539
results190.txt | 6680 ÅSEN 400.00 | 0.2853 | 962.2461 | 2245 | 1282.7538 | 997.4539 | 997.4539
results190.txt | 6682 SAUDA400 400.00 | 0.1918 | 962.2461 | 2245 | 1282.7538 | 1090.9539 | 1090.9539
results190.txt | 6681 SAUDA300 400.00 | 0.1931 | 962.2461 | 2245 | 1282.7538 | 1089.6539 | 1089.6539
results190.txt | 6683 HYLEN 400.00 | 0.1929 | 962.2461 | 2245 | 1282.7538 | 1089.8539 | 1089.8539
results190.txt | 6685 RÖDAL 400.00 | 0.2864 | 962.2461 | 2245 | 1282.7538 | 996.3539 | 996.3539
results190.txt | 6686 NOVLE 400.00 | 0.2863 | 962.2461 | 2245 | 1282.7538 | 996.4539 | 996.4539
results190.txt | 6687 ULLA-FORRE 400.00 | 0.2879 | 962.2461 | 2245 | 1282.7538 | 994.8539 | 994.8539
results190.txt | 6691 SUBSTATION 400.00 | 0.1929 | 962.2461 | 2245 | 1282.7538 | 1089.8539 | 1089.8539
results190.txt | 6694 FORRE 400.00 | -0.1119 | 962.2461 | 2245 | 1282.7538 | 1394.6539 | 1394.6539
results190.txt | 6695 KVILLDAL 400.00 | -0.1143 | 962.2461 | 2245 | 1282.7538 | 1397.0539 | 1397.0539
results190.txt | 6701 KVANNDAL 400.00 | 0.3255 | 962.2461 | 2245 | 1282.7538 | 957.2539 | 957.2539
results190.txt | 6702 KJELA 400.00 | 0.3861 | 962.2461 | 2245 | 1282.7538 | 896.6539 | 896.6539
results190.txt | 6703 SONGA 400.00 | 0.4703 | 962.2461 | 2245 | 1282.7538 | 812.4539 | 812.4539
results190.txt | 6704 VINJE 400.00 | -0.4185 | 962.2461 | 2245 | 1282.7538 | 1701.2539 | 1701.2539
results190.txt | 6705 HOLEN 400.00 | -0.1654 | 962.2461 | 2245 | 1282.7538 | 1448.1539 | 1448.1539
results190.txt | 6710 HEKNI 400.00 | -0.1299 | 962.2461 | 2245 | 1282.7538 | 1412.6539 | 1412.6539
results190.txt | 6711 TOKKE 400.00 | -0.2798 | 962.2461 | 2245 | 1282.7538 | 1562.5539 | 1562.5539
results190.txt | 6722 VEMORK 400.00 | 0.3131 | 962.2461 | 2245 | 1282.7538 | 969.6539 | 969.6539
results190.txt | 6725 SUNDSBARM 400.00 | -0.1176 | 962.2461 | 2245 | 1282.7538 | 1400.3539 | 1400.3539
results190.txt | 6749 STORD 400.00 | 0.1729 | 962.2461 | 2245 | 1282.7538 | 1109.8539 | 1109.8539
results190.txt | 6751 SUBSTATION 301.00 | 0.1815 | 962.2461 | 2245 | 1282.7538 | 1101.2539 | 1101.2539
results190.txt | 6750 HÅVIK 400.00 | 0.177 | 962.2461 | 2245 | 1282.7538 | 1105.7539 | 1105.7539
results190.txt | 6752 SPANNE 400.00 | 0.1751 | 962.2461 | 2245 | 1282.7538 | 1107.6539 | 1107.6539
results190.txt | 6753 KÅRSTO 400.00 | 0.1774 | 962.2461 | 2245 | 1282.7538 | 1105.3539 | 1105.3539
results190.txt | 8448 JOINT 400.00 | 0.3861 | 962.2461 | 2245 | 1282.7538 | 896.6539 | 896.6539
results190.txt | 8460 JOINT 400.00 | 0.3255 | 962.2461 | 2245 | 1282.7538 | 957.2539 | 957.2539
results190.txt | 8611 JOINT 400.00 | 0.1773 | 962.2461 | 2245 | 1282.7538 | 1105.4539 | 1105.4539
results190.txt | 9019 SAUDA 301.00 | 0.1873 | 962.2461 | 2245 | 1282.7538 | 1095.4539 | 1095.4539
results191.txt | PTI INTERACTIVE POWER SYSTEM SIMULATOR--PSS(R)E MON, MAY 29 2023 |  | 286.035 | 1571.5 | 1285.465
results191.txt | SENSITIVITY FACTORS ARE CALCULATED WITH AC |  | 286.035 | 1571.5 | 1285.465
results191.txt | SUBSYSTEM 'RESERV' IS USED FOR OPPOSING SYSTEM FOR MW POWER |  | 286.035 | 1571.5 | 1285.465
results191.txt | SENSITIVITY FACTORS OF BRANCH FLOW (MVA) ON 6330 GELNTEGARD2 400.00 TO 6334 GLENTEGARD 400.00 1 MORE THAN | 0.1 | 286.035 | 1571.5 | 1285.465 | 1185.465 | 1185.465
results191.txt | <--------- BUS NAME --------> |  | 286.035 | 1571.5 | 1285.465
results191.txt | 6334 GLENTEGARD 400.00 | -1.0078 | 286.035 | 1571.5 | 1285.465 | 849.735 | 849.735
results192.txt | PTI INTERACTIVE POWER SYSTEM SIMULATOR--PSS(R)E MON, MAY 29 2023 |  | 280.3801 | 1571.5 | 1291.1199
results192.txt | SENSITIVITY FACTORS ARE CALCULATED WITH AC |  | 280.3801 | 1571.5 | 1291.1199
results192.txt | SUBSYSTEM 'RESERV' IS USED FOR OPPOSING SYSTEM FOR MW POWER |  | 280.3801 | 1571.5 | 1291.1199
results192.txt | SENSITIVITY FACTORS OF BRANCH FLOW (MVA) ON 6546 SALO 400.00 TO 6555 INKOO 400.00 1 MORE THAN | 0.1 | 280.3801 | 1571.5 | 1291.1199 | 1191.1199 | 1191.1199
results192.txt | <--------- BUS NAME --------> |  | 280.3801 | 1571.5 | 1291.1199
results192.txt | 6546 SALO 400.00 | 0.3448 | 280.3801 | 1571.5 | 1291.1199 | 946.3199 | 946.3199
results192.txt | 6550 KOPULA 400.00 | -0.1463 | 280.3801 | 1571.5 | 1291.1199 | 1437.4199 | 1437.4199
results192.txt | 6552 TAMMISTO 400.00 | -0.1343 | 280.3801 | 1571.5 | 1291.1199 | 1425.4199 | 1425.4199
results192.txt | 6554 LÄNSISALMI 400.00 | -0.1173 | 280.3801 | 1571.5 | 1291.1199 | 1408.4199 | 1408.4199
results192.txt | 6555 INKOO 400.00 | -0.401 | 280.3801 | 1571.5 | 1291.1199 | 1450.8801 | 1450.8801
results192.txt | 6556 ESPOO 400.00 | -0.1978 | 280.3801 | 1571.5 | 1291.1199 | 1488.9199 | 1488.9199
results192.txt | 6621 LIETO 400.00 | 0.2183 | 280.3801 | 1571.5 | 1291.1199 | 1072.8199 | 1072.8199
results192.txt | 9309 NAANTALINSAL400.00 | 0.2183 | 280.3801 | 1571.5 | 1291.1199 | 1072.8199 | 1072.8199
results193.txt | PTI INTERACTIVE POWER SYSTEM SIMULATOR--PSS(R)E MON, MAY 29 2023 |  | 280.1513 | 1571.5 | 1291.3487
results193.txt | SENSITIVITY FACTORS ARE CALCULATED WITH AC |  | 280.1513 | 1571.5 | 1291.3487
results193.txt | SUBSYSTEM 'RESERV' IS USED FOR OPPOSING SYSTEM FOR MW POWER |  | 280.1513 | 1571.5 | 1291.3487
results193.txt | SENSITIVITY FACTORS OF BRANCH FLOW (MVA) ON 6657 JOSTEDAL 400.00 TO 6658 LEIRDOLA 400.00 1 MORE THAN | 0.1 | 280.1513 | 1571.5 | 1291.3487 | 1191.3487 | 1191.3487
results193.txt | <--------- BUS NAME --------> |  | 280.1513 | 1571.5 | 1291.3487
results193.txt | 6657 JOSTEDAL 400.00 | 1.0064 | 280.1513 | 1571.5 | 1291.3487 | 284.9487 | 284.9487
results194.txt | PTI INTERACTIVE POWER SYSTEM SIMULATOR--PSS(R)E MON, MAY 29 2023 |  | 952.1064 | 2245 | 1292.8936
results194.txt | SENSITIVITY FACTORS ARE CALCULATED WITH AC |  | 952.1064 | 2245 | 1292.8936
results194.txt | SUBSYSTEM 'RESERV' IS USED FOR OPPOSING SYSTEM FOR MW POWER |  | 952.1064 | 2245 | 1292.8936
results194.txt | SENSITIVITY FACTORS OF BRANCH FLOW (MVA) ON 6602 KOLBOTTEN400400.00 TO 6606 HALL 400.00 1 MORE THAN | 0.1 | 952.1064 | 2245 | 1292.8936 | 1192.8936 | 1192.8936
results194.txt | <--------- BUS NAME --------> |  | 952.1064 | 2245 | 1292.8936
results194.txt | 5624 HERSLEV 400.00 | -0.1279 | 952.1064 | 2245 | 1292.8936 | 1420.7936 | 1420.7936
results194.txt | 5642 HOVEGARD 400.00 | -0.1277 | 952.1064 | 2245 | 1292.8936 | 1420.5936 | 1420.5936
results194.txt | 5646 BJAEVERSKOV4400.00 | -0.1277 | 952.1064 | 2245 | 1292.8936 | 1420.5936 | 1420.5936
results194.txt | 5645 BJAEVERSKOV2220.00 | -0.1274 | 952.1064 | 2245 | 1292.8936 | 1420.2936 | 1420.2936
results194.txt | 5657 ISHOJ400 400.00 | -0.1277 | 952.1064 | 2245 | 1292.8936 | 1420.5936 | 1420.5936
results194.txt | 5656 ISHOJ220 220.00 | -0.128 | 952.1064 | 2245 | 1292.8936 | 1420.8936 | 1420.8936
results194.txt | 5660 AVEDOREVERK 400.00 | -0.1278 | 952.1064 | 2245 | 1292.8936 | 1420.6936 | 1420.6936
results194.txt | 5662 ORSTEDSVERKE400.00 | -0.128 | 952.1064 | 2245 | 1292.8936 | 1420.8936 | 1420.8936
results194.txt | 5671 SEGE 400.00 | -0.1395 | 952.1064 | 2245 | 1292.8936 | 1432.3936 | 1432.3936
results194.txt | 5672 ARRIE 400.00 | -0.1395 | 952.1064 | 2245 | 1292.8936 | 1432.3936 | 1432.3936
results194.txt | 5673 KRUSEBERG 400.00 | -0.1395 | 952.1064 | 2245 | 1292.8936 | 1432.3936 | 1432.3936
results194.txt | 5676 WIND FARM 220.00 | -0.1252 | 952.1064 | 2245 | 1292.8936 | 1418.0936 | 1418.0936
results194.txt | 5845 ASNAESVERK 400.00 | -0.1278 | 952.1064 | 2245 | 1292.8936 | 1420.6936 | 1420.6936
results194.txt | 6316 UDDEBO 400.00 | -0.1086 | 952.1064 | 2245 | 1292.8936 | 1401.4936 | 1401.4936
results194.txt | 6319 KYNDBYVERKER400.00 | -0.1277 | 952.1064 | 2245 | 1292.8936 | 1420.5936 | 1420.5936
results194.txt | 6324 GORLOSEGARD 400.00 | -0.1272 | 952.1064 | 2245 | 1292.8936 | 1420.0936 | 1420.0936
results194.txt | 6330 GELNTEGARD2 400.00 | -0.1284 | 952.1064 | 2245 | 1292.8936 | 1421.2936 | 1421.2936
results194.txt | 6334 GLENTEGARD 400.00 | -0.1285 | 952.1064 | 2245 | 1292.8936 | 1421.3936 | 1421.3936
results194.txt | 6335 SODERASEN 400.00 | -0.1255 | 952.1064 | 2245 | 1292.8936 | 1418.3936 | 1418.3936
results194.txt | 6337 BARSEBACK 400.00 | -0.1377 | 952.1064 | 2245 | 1292.8936 | 1430.5936 | 1430.5936
results194.txt | 6338 HURVA 400.00 | -0.1442 | 952.1064 | 2245 | 1292.8936 | 1437.0936 | 1437.0936
results194.txt | 6341 KOLSTAD 400.00 | -0.1843 | 952.1064 | 2245 | 1292.8936 | 1477.1936 | 1477.1936
results194.txt | 6342 TENHULT 400.00 | -0.1328 | 952.1064 | 2245 | 1292.8936 | 1425.6936 | 1425.6936
results194.txt | 6343 BARKERYD 400.00 | -0.1414 | 952.1064 | 2245 | 1292.8936 | 1434.2936 | 1434.2936
results194.txt | 6345 GLAN 400.00 | -0.2405 | 952.1064 | 2245 | 1292.8936 | 1533.3936 | 1533.3936
results194.txt | 6346 KIMSTAD 400.00 | -0.1983 | 952.1064 | 2245 | 1292.8936 | 1491.1936 | 1491.1936
results194.txt | 6348 OSKARSHAMN 400.00 | -0.1844 | 952.1064 | 2245 | 1292.8936 | 1477.2936 | 1477.2936
results194.txt | 6349 ALVESTA 400.00 | -0.1554 | 952.1064 | 2245 | 1292.8936 | 1448.2936 | 1448.2936
results194.txt | 6350 HEMSJO 400.00 | -0.1622 | 952.1064 | 2245 | 1292.8936 | 1455.0936 | 1455.0936
results194.txt | 6351 KARLSHAMN 400.00 | -0.1621 | 952.1064 | 2245 | 1292.8936 | 1454.9936 | 1454.9936
results194.txt | 6354 NYBRO 400.00 | -0.1713 | 952.1064 | 2245 | 1292.8936 | 1464.1936 | 1464.1936
results194.txt | 6600 AKER 400.00 | -0.1483 | 952.1064 | 2245 | 1292.8936 | 1441.1936 | 1441.1936
results194.txt | 6602 KOLBOTTEN400400.00 | 0.1814 | 952.1064 | 2245 | 1292.8936 | 1111.4936 | 1111.4936
results194.txt | 6603 ODENSALA 400.00 | 0.1102 | 952.1064 | 2245 | 1292.8936 | 1182.6936 | 1182.6936
results194.txt | 6606 HALL 400.00 | -0.7519 | 952.1064 | 2245 | 1292.8936 | 2044.7936 | 2044.7936
results194.txt | 6608 EKUDDEN400 400.00 | -0.7109 | 952.1064 | 2245 | 1292.8936 | 2003.7936 | 2003.7936
results194.txt | 6607 EKUDDEN220 220.00 | -0.1557 | 952.1064 | 2245 | 1292.8936 | 1448.5936 | 1448.5936
results194.txt | 6609 SOLBERGA 220.00 | -0.1557 | 952.1064 | 2245 | 1292.8936 | 1448.5936 | 1448.5936
results194.txt | 6646 HEDENLUNDA 400.00 | -0.2991 | 952.1064 | 2245 | 1292.8936 | 1591.9936 | 1591.9936
results194.txt | 8861 JOINT 400.00 | 0.1357 | 952.1064 | 2245 | 1292.8936 | 1157.1936 | 1157.1936
results194.txt | 7429 JOINT 220.00 | -0.1254 | 952.1064 | 2245 | 1292.8936 | 1418.2936 | 1418.2936
results194.txt | 1052 BREARED 400.00 | -0.1063 | 952.1064 | 2245 | 1292.8936 | 1399.1936 | 1399.1936
results194.txt | 1053 HÄRADSBO 400.00 | -0.111 | 952.1064 | 2245 | 1292.8936 | 1403.8936 | 1403.8936
results194.txt | 9401 HAGESKRUV 400.00 | -0.1697 | 952.1064 | 2245 | 1292.8936 | 1462.5936 | 1462.5936
results195.txt | PTI INTERACTIVE POWER SYSTEM SIMULATOR--PSS(R)E MON, MAY 29 2023 |  | -934.2635 | 2245 | 1310.7365
results195.txt | SENSITIVITY FACTORS ARE CALCULATED WITH AC |  | -934.2635 | 2245 | 1310.7365
results195.txt | SUBSYSTEM 'RESERV' IS USED FOR OPPOSING SYSTEM FOR MW POWER |  | -934.2635 | 2245 | 1310.7365
results195.txt | SENSITIVITY FACTORS OF BRANCH FLOW (MVA) ON 6690 HOG-JAERN400400.00 TO 6698 LYSE400 400.00 1 MORE THAN | 0.1 | -934.2635 | 2245 | 1310.7365 | 1210.7365 | 1210.7365
results195.txt | <--------- BUS NAME --------> |  | -934.2635 | 2245 | 1310.7365
results195.txt | 6356 BJERKREIM 400.00 | -0.4684 | -934.2635 | 2245 | 1310.7365 | 1779.1365 | 1779.1365
results195.txt | 6358 TONSTAD400 400.00 | -0.3537 | -934.2635 | 2245 | 1310.7365 | 1664.4365 | 1664.4365
results195.txt | 6357 TONSTAD300 400.00 | -0.3536 | -934.2635 | 2245 | 1310.7365 | 1664.3365 | 1664.3365
results195.txt | 6360 KJELLAND 400.00 | -0.402 | -934.2635 | 2245 | 1310.7365 | 1712.7365 | 1712.7365
results195.txt | 6363 FEDA400 400.00 | -0.3487 | -934.2635 | 2245 | 1310.7365 | 1659.4365 | 1659.4365
results195.txt | 6362 FEDA300 400.00 | -0.3496 | -934.2635 | 2245 | 1310.7365 | 1660.3365 | 1660.3365
results195.txt | 6364 LISTAWIND 400.00 | -0.3496 | -934.2635 | 2245 | 1310.7365 | 1660.3365 | 1660.3365
results195.txt | 6365 KRISTIANSAND400.00 | -0.1991 | -934.2635 | 2245 | 1310.7365 | 1509.8365 | 1509.8365
results195.txt | 6373 ARENDAL400 400.00 | -0.1532 | -934.2635 | 2245 | 1310.7365 | 1463.9365 | 1463.9365
results195.txt | 6372 ARENDAL300 400.00 | -0.1532 | -934.2635 | 2245 | 1310.7365 | 1463.9365 | 1463.9365
results195.txt | 6688 STOKKELAND 400.00 | -0.5359 | -934.2635 | 2245 | 1310.7365 | 1846.6365 | 1846.6365
results195.txt | 6690 HOG-JAERN400400.00 | -0.5381 | -934.2635 | 2245 | 1310.7365 | 1848.8365 | 1848.8365
results195.txt | 6689 HOG-JAERN300400.00 | -0.5358 | -934.2635 | 2245 | 1310.7365 | 1846.5365 | 1846.5365
results195.txt | 6694 FORRE 400.00 | 0.1347 | -934.2635 | 2245 | 1310.7365 | 1176.0365 | 1176.0365
results195.txt | 6698 LYSE400 400.00 | 0.1883 | -934.2635 | 2245 | 1310.7365 | 1122.4365 | 1122.4365
results195.txt | 6697 LYSE300 400.00 | 0.1875 | -934.2635 | 2245 | 1310.7365 | 1123.2365 | 1123.2365
results195.txt | 6700 TJORHOM 400.00 | 0.1869 | -934.2635 | 2245 | 1310.7365 | 1123.8365 | 1123.8365
results195.txt | 6708 SOLHOLM300 400.00 | -0.2816 | -934.2635 | 2245 | 1310.7365 | 1592.3365 | 1592.3365
results195.txt | 6754 STOLAHELA 400.00 | -0.5359 | -934.2635 | 2245 | 1310.7365 | 1846.6365 | 1846.6365
results195.txt | 9014 HONNA 400.00 | -0.245 | -934.2635 | 2245 | 1310.7365 | 1555.7365 | 1555.7365
results196.txt | PTI INTERACTIVE POWER SYSTEM SIMULATOR--PSS(R)E MON, MAY 29 2023 |  | 933.8453 | 2245 | 1311.1547
results196.txt | SENSITIVITY FACTORS ARE CALCULATED WITH AC |  | 933.8453 | 2245 | 1311.1547
results196.txt | SUBSYSTEM 'RESERV' IS USED FOR OPPOSING SYSTEM FOR MW POWER |  | 933.8453 | 2245 | 1311.1547
results196.txt | SENSITIVITY FACTORS OF BRANCH FLOW (MVA) ON 6617 OLKILUOTO 400.00 TO 6619 ULVILA 400.00 7 MORE THAN | 0.1 | 933.8453 | 2245 | 1311.1547 | 1211.1547 | 1211.1547
results196.txt | <--------- BUS NAME --------> |  | 933.8453 | 2245 | 1311.1547
results196.txt | 6545 HUITTINEN 400.00 | 0.1039 | 933.8453 | 2245 | 1311.1547 | 1207.2547 | 1207.2547
results196.txt | 6546 SALO 400.00 | 0.1542 | 933.8453 | 2245 | 1311.1547 | 1156.9547 | 1156.9547
results196.txt | 6547 FORSSA 400.00 | 0.1098 | 933.8453 | 2245 | 1311.1547 | 1201.3547 | 1201.3547
results196.txt | 6555 INKOO 400.00 | 0.1257 | 933.8453 | 2245 | 1311.1547 | 1185.4547 | 1185.4547
results196.txt | 6556 ESPOO 400.00 | 0.1027 | 933.8453 | 2245 | 1311.1547 | 1208.4547 | 1208.4547
results196.txt | 6615 TAHKOLUOTO 400.00 | -0.1159 | 933.8453 | 2245 | 1311.1547 | 1427.0547 | 1427.0547
results196.txt | 6617 OLKILUOTO 400.00 | 0.2817 | 933.8453 | 2245 | 1311.1547 | 1029.4547 | 1029.4547
results196.txt | 6618 RAUMA 400.00 | 0.2739 | 933.8453 | 2245 | 1311.1547 | 1037.2547 | 1037.2547
results196.txt | 6619 ULVILA 400.00 | -0.1168 | 933.8453 | 2245 | 1311.1547 | 1427.9547 | 1427.9547
results196.txt | 6621 LIETO 400.00 | 0.1675 | 933.8453 | 2245 | 1311.1547 | 1143.6547 | 1143.6547
results196.txt | 9306 HONKAJOEN 400.00 | -0.1046 | 933.8453 | 2245 | 1311.1547 | 1415.7547 | 1415.7547
results196.txt | 9309 NAANTALINSAL400.00 | 0.1675 | 933.8453 | 2245 | 1311.1547 | 1143.6547 | 1143.6547
results197.txt | PTI INTERACTIVE POWER SYSTEM SIMULATOR--PSS(R)E MON, MAY 29 2023 |  | -929.4142 | 2245 | 1315.5858
results197.txt | SENSITIVITY FACTORS ARE CALCULATED WITH AC |  | -929.4142 | 2245 | 1315.5858
results197.txt | SUBSYSTEM 'RESERV' IS USED FOR OPPOSING SYSTEM FOR MW POWER |  | -929.4142 | 2245 | 1315.5858
results197.txt | SENSITIVITY FACTORS OF BRANCH FLOW (MVA) ON 6648 HOYANGER 400.00 TO 6660 FARDAL300 400.00 5 MORE THAN | 0.1 | -929.4142 | 2245 | 1315.5858 | 1215.5858 | 1215.5858
results197.txt | <--------- BUS NAME --------> |  | -929.4142 | 2245 | 1315.5858
results197.txt | 6647 MOSKOG 400.00 | -0.671 | -929.4142 | 2245 | 1315.5858 | 1986.5858 | 1986.5858
results197.txt | 6648 HOYANGER 400.00 | -0.7082 | -929.4142 | 2245 | 1315.5858 | 2023.7858 | 2023.7858
results197.txt | 6649 REFSDAL 400.00 | 0.1616 | -929.4142 | 2245 | 1315.5858 | 1153.9858 | 1153.9858
results197.txt | 6650 HOVE 400.00 | 0.1695 | -929.4142 | 2245 | 1315.5858 | 1146.0858 | 1146.0858
results197.txt | 6651 MODALEN 400.00 | 0.141 | -929.4142 | 2245 | 1315.5858 | 1174.5858 | 1174.5858
results197.txt | 6653 DALE 400.00 | 0.1327 | -929.4142 | 2245 | 1315.5858 | 1182.8858 | 1182.8858
results197.txt | 6654 EVANGER 400.00 | 0.1336 | -929.4142 | 2245 | 1315.5858 | 1181.9858 | 1181.9858
results197.txt | 6656 SAMNAGER400 400.00 | 0.1283 | -929.4142 | 2245 | 1315.5858 | 1187.2858 | 1187.2858
results197.txt | 6655 SAMNAGER300 400.00 | 0.1283 | -929.4142 | 2245 | 1315.5858 | 1187.2858 | 1187.2858
results197.txt | 6657 JOSTEDAL 400.00 | 0.181 | -929.4142 | 2245 | 1315.5858 | 1134.5858 | 1134.5858
results197.txt | 6658 LEIRDOLA 400.00 | 0.1813 | -929.4142 | 2245 | 1315.5858 | 1134.2858 | 1134.2858
results197.txt | 6659 ÅROY 400.00 | 0.1843 | -929.4142 | 2245 | 1315.5858 | 1131.2858 | 1131.2858
results197.txt | 6661 FARDAL400 400.00 | 0.1844 | -929.4142 | 2245 | 1315.5858 | 1131.1858 | 1131.1858
results197.txt | 6660 FARDAL300 400.00 | 0.1844 | -929.4142 | 2245 | 1315.5858 | 1131.1858 | 1131.1858
results197.txt | 6663 AURLAND400 400.00 | 0.1408 | -929.4142 | 2245 | 1315.5858 | 1174.7858 | 1174.7858
results197.txt | 6662 AURLAND200 400.00 | 0.1407 | -929.4142 | 2245 | 1315.5858 | 1174.8858 | 1174.8858
results197.txt | 6664 AURLAND2 400.00 | 0.1408 | -929.4142 | 2245 | 1315.5858 | 1174.7858 | 1174.7858
results197.txt | 6665 AURLAND3 400.00 | 0.1352 | -929.4142 | 2245 | 1315.5858 | 1180.3858 | 1180.3858
results197.txt | 6666 SKAGEN-FOTUN400.00 | 0.1797 | -929.4142 | 2245 | 1315.5858 | 1135.8858 | 1135.8858
results197.txt | 6668 ELDFJORD 400.00 | 0.125 | -929.4142 | 2245 | 1315.5858 | 1190.5858 | 1190.5858
results197.txt | 6669 HOL1 400.00 | 0.1179 | -929.4142 | 2245 | 1315.5858 | 1197.6858 | 1197.6858
results197.txt | 6670 HOL3 400.00 | 0.1103 | -929.4142 | 2245 | 1315.5858 | 1205.2858 | 1205.2858
results197.txt | 6673 USTA400 400.00 | 0.1106 | -929.4142 | 2245 | 1315.5858 | 1204.9858 | 1204.9858
results197.txt | 6672 USTA300 400.00 | 0.1106 | -929.4142 | 2245 | 1315.5858 | 1204.9858 | 1204.9858
results197.txt | 6676 HYDRO PURE S400.00 | 0.1105 | -929.4142 | 2245 | 1315.5858 | 1205.0858 | 1205.0858
results197.txt | 6675 MAURANGER 400.00 | 0.1105 | -929.4142 | 2245 | 1315.5858 | 1205.0858 | 1205.0858
results197.txt | 6716 DAGALI 400.00 | 0.1015 | -929.4142 | 2245 | 1315.5858 | 1214.0858 | 1214.0858
results197.txt | 6743 KOLLSNES 400.00 | 0.1332 | -929.4142 | 2245 | 1315.5858 | 1182.3858 | 1182.3858
results197.txt | 6745 SUBSTATION 400.00 | 0.1357 | -929.4142 | 2245 | 1315.5858 | 1179.8858 | 1179.8858
results197.txt | 6744 LINDÅS 400.00 | 0.1357 | -929.4142 | 2245 | 1315.5858 | 1179.8858 | 1179.8858
results197.txt | 6746 NYGARD 400.00 | 0.1321 | -929.4142 | 2245 | 1315.5858 | 1183.4858 | 1183.4858
results197.txt | 6747 ARNA 400.00 | 0.1317 | -929.4142 | 2245 | 1315.5858 | 1183.8858 | 1183.8858
results197.txt | 6748 BERGEN 400.00 | 0.1315 | -929.4142 | 2245 | 1315.5858 | 1184.0858 | 1184.0858
results197.txt | 6812 OGNDAL 400.00 | -0.1408 | -929.4142 | 2245 | 1315.5858 | 1456.3858 | 1456.3858
results197.txt | 6814 VERDAL400 400.00 | -0.142 | -929.4142 | 2245 | 1315.5858 | 1457.5858 | 1457.5858
results197.txt | 6813 VERDAL300 400.00 | -0.142 | -929.4142 | 2245 | 1315.5858 | 1457.5858 | 1457.5858
results197.txt | 6872 AURA2300 400.00 | -0.1966 | -929.4142 | 2245 | 1315.5858 | 1512.1858 | 1512.1858
results197.txt | 6855 FRAERNA 400.00 | -0.2337 | -929.4142 | 2245 | 1315.5858 | 1549.2858 | 1549.2858
results197.txt | 6856 ORSKOG 400.00 | -0.3461 | -929.4142 | 2245 | 1315.5858 | 1661.6858 | 1661.6858
results197.txt | 6857 ORSTA 400.00 | -0.4225 | -929.4142 | 2245 | 1315.5858 | 1738.0858 | 1738.0858
results197.txt | 6858 ISTAD 400.00 | -0.2337 | -929.4142 | 2245 | 1315.5858 | 1549.2858 | 1549.2858
results197.txt | 6859 AURA1 400.00 | -0.2092 | -929.4142 | 2245 | 1315.5858 | 1524.7858 | 1524.7858
results197.txt | 6860 GRYTTEN 400.00 | -0.2595 | -929.4142 | 2245 | 1315.5858 | 1575.0858 | 1575.0858
results197.txt | 6861 SNILLDAL 400.00 | -0.1767 | -929.4142 | 2245 | 1315.5858 | 1492.2858 | 1492.2858
results197.txt | 6862 SURNA 400.00 | -0.183 | -929.4142 | 2245 | 1315.5858 | 1498.5858 | 1498.5858
results197.txt | 6863 HOFSTAD 400.00 | -0.1543 | -929.4142 | 2245 | 1315.5858 | 1469.8858 | 1469.8858
results197.txt | 6864 ÅFJORD 400.00 | -0.1653 | -929.4142 | 2245 | 1315.5858 | 1480.8858 | 1480.8858
results197.txt | 6866 ORKDAL400 400.00 | -0.1604 | -929.4142 | 2245 | 1315.5858 | 1475.9858 | 1475.9858
results197.txt | 6865 ORKDAL300 400.00 | -0.1604 | -929.4142 | 2245 | 1315.5858 | 1475.9858 | 1475.9858
results197.txt | 6867 STRINDA 400.00 | -0.1449 | -929.4142 | 2245 | 1315.5858 | 1460.4858 | 1460.4858
results197.txt | 6869 KLAEBU400 400.00 | -0.1452 | -929.4142 | 2245 | 1315.5858 | 1460.7858 | 1460.7858
results197.txt | 6868 KLAEBU300 400.00 | -0.1452 | -929.4142 | 2245 | 1315.5858 | 1460.7858 | 1460.7858
results197.txt | 6871 EIDUM400 400.00 | -0.1442 | -929.4142 | 2245 | 1315.5858 | 1459.7858 | 1459.7858
results197.txt | 6870 EIDUM300 400.00 | -0.1442 | -929.4142 | 2245 | 1315.5858 | 1459.7858 | 1459.7858
results197.txt | 6874 VÅGÅMO 400.00 | -0.108 | -929.4142 | 2245 | 1315.5858 | 1423.5858 | 1423.5858
results197.txt | 6936 NEDRERÖS400 400.00 | -0.1105 | -929.4142 | 2245 | 1315.5858 | 1426.0858 | 1426.0858
results197.txt | 6935 NEDRERÖS300 400.00 | -0.1105 | -929.4142 | 2245 | 1315.5858 | 1426.0858 | 1426.0858
results197.txt | 6937 MARKA 400.00 | -0.1151 | -929.4142 | 2245 | 1315.5858 | 1430.6858 | 1430.6858
results197.txt | 6938 NAMSOS 400.00 | -0.138 | -929.4142 | 2245 | 1315.5858 | 1453.5858 | 1453.5858
results197.txt | 6939 KOLSVIK 400.00 | -0.1246 | -929.4142 | 2245 | 1315.5858 | 1440.1858 | 1440.1858
results197.txt | 6940 NAMSKOGEN 400.00 | -0.1247 | -929.4142 | 2245 | 1315.5858 | 1440.2858 | 1440.2858
results197.txt | 6942 TUNNSJO400 400.00 | -0.1284 | -929.4142 | 2245 | 1315.5858 | 1443.9858 | 1443.9858
results197.txt | 6941 TUNNSJO300 400.00 | -0.1284 | -929.4142 | 2245 | 1315.5858 | 1443.9858 | 1443.9858
results197.txt | 6944 RANA 400.00 | -0.1076 | -929.4142 | 2245 | 1315.5858 | 1423.1858 | 1423.1858
results197.txt | 7006 SVARTISEN 400.00 | -0.1021 | -929.4142 | 2245 | 1315.5858 | 1417.6858 | 1417.6858
results197.txt | 7061 NEA 400.00 | -0.1076 | -929.4142 | 2245 | 1315.5858 | 1423.1858 | 1423.1858
results197.txt | 9006 TROFORS 400.00 | -0.118 | -929.4142 | 2245 | 1315.5858 | 1433.5858 | 1433.5858
results197.txt | 9007 TJELDBERGO 400.00 | -0.18 | -929.4142 | 2245 | 1315.5858 | 1495.5858 | 1495.5858
results197.txt | 9008 SYLKKYVELN 400.00 | -0.3795 | -929.4142 | 2245 | 1315.5858 | 1695.0858 | 1695.0858
results197.txt | 9009 ALFOTEN 400.00 | -0.5361 | -929.4142 | 2245 | 1315.5858 | 1851.6858 | 1851.6858
results197.txt | 9010 HAUGSVAER 400.00 | 0.1383 | -929.4142 | 2245 | 1315.5858 | 1177.2858 | 1177.2858
results197.txt | 9011 STEINSLAND 400.00 | 0.1404 | -929.4142 | 2245 | 1315.5858 | 1175.1858 | 1175.1858
results198.txt | PTI INTERACTIVE POWER SYSTEM SIMULATOR--PSS(R)E MON, MAY 29 2023 |  | 923.6856 | 2245 | 1321.3143
results198.txt | SENSITIVITY FACTORS ARE CALCULATED WITH AC |  | 923.6856 | 2245 | 1321.3143
results198.txt | SUBSYSTEM 'RESERV' IS USED FOR OPPOSING SYSTEM FOR MW POWER |  | 923.6856 | 2245 | 1321.3143
results198.txt | SENSITIVITY FACTORS OF BRANCH FLOW (MVA) ON 6358 TONSTAD400 400.00 TO 6363 FEDA400 400.00 1 MORE THAN | 0.1 | 923.6856 | 2245 | 1321.3143 | 1221.3144 | 1221.3144
results198.txt | <--------- BUS NAME --------> |  | 923.6856 | 2245 | 1321.3143
results198.txt | 6358 TONSTAD400 400.00 | 0.2925 | 923.6856 | 2245 | 1321.3143 | 1028.8144 | 1028.8144
results198.txt | 6357 TONSTAD300 400.00 | 0.2925 | 923.6856 | 2245 | 1321.3143 | 1028.8144 | 1028.8144
results198.txt | 6360 KJELLAND 400.00 | -0.1924 | 923.6856 | 2245 | 1321.3143 | 1513.7144 | 1513.7144
results198.txt | 6363 FEDA400 400.00 | -0.2894 | 923.6856 | 2245 | 1321.3143 | 1610.7144 | 1610.7144
results198.txt | 6362 FEDA300 400.00 | -0.2877 | 923.6856 | 2245 | 1321.3143 | 1609.0144 | 1609.0144
results198.txt | 6364 LISTAWIND 400.00 | -0.2876 | 923.6856 | 2245 | 1321.3143 | 1608.9144 | 1608.9144
results198.txt | 6365 KRISTIANSAND400.00 | -0.1119 | 923.6856 | 2245 | 1321.3143 | 1433.2144 | 1433.2144
results198.txt | 6699 DUGE 301.00 | 0.116 | 923.6856 | 2245 | 1321.3143 | 1205.3144 | 1205.3144
results198.txt | 6706 ROSKREPP 301.00 | 0.1213 | 923.6856 | 2245 | 1321.3143 | 1200.0144 | 1200.0144
results198.txt | 6707 KVINEN 301.00 | 0.1262 | 923.6856 | 2245 | 1321.3143 | 1195.1144 | 1195.1144
results198.txt | 6708 SOLHOLM300 400.00 | 0.2155 | 923.6856 | 2245 | 1321.3143 | 1105.8144 | 1105.8144
results198.txt | 9014 HONNA 400.00 | 0.1546 | 923.6856 | 2245 | 1321.3143 | 1166.7144 | 1166.7144
results198.txt | 9020 LYSE 301.00 | 0.1028 | 923.6856 | 2245 | 1321.3143 | 1218.5144 | 1218.5144
results198.txt | 9021 FJOTLAND 301.00 | 0.1445 | 923.6856 | 2245 | 1321.3143 | 1176.8144 | 1176.8144
results199.txt | PTI INTERACTIVE POWER SYSTEM SIMULATOR--PSS(R)E MON, MAY 29 2023 |  | 921.928 | 2245 | 1323.072
results199.txt | SENSITIVITY FACTORS ARE CALCULATED WITH AC |  | 921.928 | 2245 | 1323.072
results199.txt | SUBSYSTEM 'RESERV' IS USED FOR OPPOSING SYSTEM FOR MW POWER |  | 921.928 | 2245 | 1323.072
results199.txt | SENSITIVITY FACTORS OF BRANCH FLOW (MVA) ON 6675 MAURANGER 400.00 TO 6677 BLÅFALL 400.00 2 MORE THAN | 0.1 | 921.928 | 2245 | 1323.072 | 1223.072 | 1223.072
results199.txt | <--------- BUS NAME --------> |  | 921.928 | 2245 | 1323.072
results199.txt | 6356 BJERKREIM 400.00 | -0.1874 | 921.928 | 2245 | 1323.072 | 1510.472 | 1510.472
results199.txt | 6358 TONSTAD400 400.00 | -0.1753 | 921.928 | 2245 | 1323.072 | 1498.372 | 1498.372
results199.txt | 6357 TONSTAD300 400.00 | -0.1753 | 921.928 | 2245 | 1323.072 | 1498.372 | 1498.372
results199.txt | 6360 KJELLAND 400.00 | -0.1803 | 921.928 | 2245 | 1323.072 | 1503.372 | 1503.372
results199.txt | 6363 FEDA400 400.00 | -0.1748 | 921.928 | 2245 | 1323.072 | 1497.872 | 1497.872
results199.txt | 6362 FEDA300 400.00 | -0.1749 | 921.928 | 2245 | 1323.072 | 1497.972 | 1497.972
results199.txt | 6364 LISTAWIND 400.00 | -0.1749 | 921.928 | 2245 | 1323.072 | 1497.972 | 1497.972
results199.txt | 6365 KRISTIANSAND400.00 | -0.1573 | 921.928 | 2245 | 1323.072 | 1480.372 | 1480.372
results199.txt | 6373 ARENDAL400 400.00 | -0.1402 | 921.928 | 2245 | 1323.072 | 1463.272 | 1463.272
results199.txt | 6372 ARENDAL300 400.00 | -0.1402 | 921.928 | 2245 | 1323.072 | 1463.272 | 1463.272
results199.txt | 6647 MOSKOG 400.00 | 0.1389 | 921.928 | 2245 | 1323.072 | 1184.172 | 1184.172
results199.txt | 6648 HOYANGER 400.00 | 0.1476 | 921.928 | 2245 | 1323.072 | 1175.472 | 1175.472
results199.txt | 6649 REFSDAL 400.00 | 0.2284 | 921.928 | 2245 | 1323.072 | 1094.672 | 1094.672
results199.txt | 6650 HOVE 400.00 | 0.209 | 921.928 | 2245 | 1323.072 | 1114.072 | 1114.072
results199.txt | 6651 MODALEN 400.00 | 0.2826 | 921.928 | 2245 | 1323.072 | 1040.472 | 1040.472
results199.txt | 6653 DALE 400.00 | 0.3047 | 921.928 | 2245 | 1323.072 | 1018.372 | 1018.372
results199.txt | 6654 EVANGER 400.00 | 0.3035 | 921.928 | 2245 | 1323.072 | 1019.572 | 1019.572
results199.txt | 6656 SAMNAGER400 400.00 | 0.3215 | 921.928 | 2245 | 1323.072 | 1001.572 | 1001.572
results199.txt | 6655 SAMNAGER300 400.00 | 0.3225 | 921.928 | 2245 | 1323.072 | 1000.572 | 1000.572
results199.txt | 6657 JOSTEDAL 400.00 | 0.1696 | 921.928 | 2245 | 1323.072 | 1153.472 | 1153.472
results199.txt | 6658 LEIRDOLA 400.00 | 0.1698 | 921.928 | 2245 | 1323.072 | 1153.272 | 1153.272
results199.txt | 6659 ÅROY 400.00 | 0.1726 | 921.928 | 2245 | 1323.072 | 1150.472 | 1150.472
results199.txt | 6661 FARDAL400 400.00 | 0.1727 | 921.928 | 2245 | 1323.072 | 1150.372 | 1150.372
results199.txt | 6660 FARDAL300 400.00 | 0.1727 | 921.928 | 2245 | 1323.072 | 1150.372 | 1150.372
results199.txt | 6663 AURLAND400 400.00 | 0.1439 | 921.928 | 2245 | 1323.072 | 1179.172 | 1179.172
results199.txt | 6662 AURLAND200 400.00 | 0.1438 | 921.928 | 2245 | 1323.072 | 1179.272 | 1179.272
results199.txt | 6664 AURLAND2 400.00 | 0.1439 | 921.928 | 2245 | 1323.072 | 1179.172 | 1179.172
results199.txt | 6665 AURLAND3 400.00 | 0.1338 | 921.928 | 2245 | 1323.072 | 1189.272 | 1189.272
results199.txt | 6666 SKAGEN-FOTUN400.00 | 0.1683 | 921.928 | 2245 | 1323.072 | 1154.772 | 1154.772
results199.txt | 6668 ELDFJORD 400.00 | 0.1838 | 921.928 | 2245 | 1323.072 | 1139.272 | 1139.272
results199.txt | 6669 HOL1 400.00 | 0.1025 | 921.928 | 2245 | 1323.072 | 1220.572 | 1220.572
results199.txt | 6674 HUSNES 400.00 | -0.4259 | 921.928 | 2245 | 1323.072 | 1748.972 | 1748.972
results199.txt | 6676 HYDRO PURE S400.00 | 0.4774 | 921.928 | 2245 | 1323.072 | 845.672 | 845.672
results199.txt | 6675 MAURANGER 400.00 | 0.4774 | 921.928 | 2245 | 1323.072 | 845.672 | 845.672
results199.txt | 6677 BLÅFALL 400.00 | -0.4268 | 921.928 | 2245 | 1323.072 | 1749.872 | 1749.872
results199.txt | 6679 OKSLA 400.00 | -0.2894 | 921.928 | 2245 | 1323.072 | 1612.472 | 1612.472
results199.txt | 6680 ÅSEN 400.00 | -0.2894 | 921.928 | 2245 | 1323.072 | 1612.472 | 1612.472
results199.txt | 6682 SAUDA400 400.00 | -0.3427 | 921.928 | 2245 | 1323.072 | 1665.772 | 1665.772
results199.txt | 6681 SAUDA300 400.00 | -0.3434 | 921.928 | 2245 | 1323.072 | 1666.472 | 1666.472
results199.txt | 6683 HYLEN 400.00 | -0.3429 | 921.928 | 2245 | 1323.072 | 1665.972 | 1665.972
results199.txt | 6685 RÖDAL 400.00 | -0.2905 | 921.928 | 2245 | 1323.072 | 1613.572 | 1613.572
results199.txt | 6686 NOVLE 400.00 | -0.2904 | 921.928 | 2245 | 1323.072 | 1613.472 | 1613.472
results199.txt | 6687 ULLA-FORRE 400.00 | -0.2919 | 921.928 | 2245 | 1323.072 | 1614.972 | 1614.972
results199.txt | 6688 STOKKELAND 400.00 | -0.194 | 921.928 | 2245 | 1323.072 | 1517.072 | 1517.072
results199.txt | 6690 HOG-JAERN400400.00 | -0.1942 | 921.928 | 2245 | 1323.072 | 1517.272 | 1517.272
results199.txt | 6689 HOG-JAERN300400.00 | -0.194 | 921.928 | 2245 | 1323.072 | 1517.072 | 1517.072
results199.txt | 6691 SUBSTATION 400.00 | -0.3429 | 921.928 | 2245 | 1323.072 | 1665.972 | 1665.972
results199.txt | 6693 SATURDAL 400.00 | -0.1809 | 921.928 | 2245 | 1323.072 | 1503.972 | 1503.972
results199.txt | 6692 HYDRO MIXED 400.00 | -0.1808 | 921.928 | 2245 | 1323.072 | 1503.872 | 1503.872
results199.txt | 6694 FORRE 400.00 | -0.2049 | 921.928 | 2245 | 1323.072 | 1527.972 | 1527.972
results199.txt | 6695 KVILLDAL 400.00 | -0.1678 | 921.928 | 2245 | 1323.072 | 1490.872 | 1490.872
results199.txt | 6698 LYSE400 400.00 | -0.2213 | 921.928 | 2245 | 1323.072 | 1544.372 | 1544.372
results199.txt | 6697 LYSE300 400.00 | -0.2211 | 921.928 | 2245 | 1323.072 | 1544.172 | 1544.172
results199.txt | 6699 DUGE 301.00 | -0.1968 | 921.928 | 2245 | 1323.072 | 1519.872 | 1519.872
results199.txt | 6700 TJORHOM 400.00 | -0.2205 | 921.928 | 2245 | 1323.072 | 1543.572 | 1543.572
results199.txt | 6701 KVANNDAL 400.00 | -0.2731 | 921.928 | 2245 | 1323.072 | 1596.172 | 1596.172
results199.txt | 6702 KJELA 400.00 | -0.243 | 921.928 | 2245 | 1323.072 | 1566.072 | 1566.072
results199.txt | 6703 SONGA 400.00 | -0.2015 | 921.928 | 2245 | 1323.072 | 1524.572 | 1524.572
results199.txt | 6704 VINJE 400.00 | -0.1867 | 921.928 | 2245 | 1323.072 | 1509.772 | 1509.772
results199.txt | 6705 HOLEN 400.00 | -0.1616 | 921.928 | 2245 | 1323.072 | 1484.672 | 1484.672
results199.txt | 6706 ROSKREPP 301.00 | -0.1953 | 921.928 | 2245 | 1323.072 | 1518.372 | 1518.372
results199.txt | 6707 KVINEN 301.00 | -0.194 | 921.928 | 2245 | 1323.072 | 1517.072 | 1517.072
results199.txt | 6708 SOLHOLM300 400.00 | -0.1692 | 921.928 | 2245 | 1323.072 | 1492.272 | 1492.272
results199.txt | 6710 HEKNI 400.00 | -0.1588 | 921.928 | 2245 | 1323.072 | 1481.872 | 1481.872
results199.txt | 6711 TOKKE 400.00 | -0.1694 | 921.928 | 2245 | 1323.072 | 1492.472 | 1492.472
results199.txt | 6722 VEMORK 400.00 | -0.1587 | 921.928 | 2245 | 1323.072 | 1481.772 | 1481.772
results199.txt | 6723 SÅHEIM 400.00 | -0.1058 | 921.928 | 2245 | 1323.072 | 1428.872 | 1428.872
results199.txt | 6725 SUNDSBARM 400.00 | -0.12 | 921.928 | 2245 | 1323.072 | 1443.072 | 1443.072
results199.txt | 6727 ROD400 400.00 | -0.1093 | 921.928 | 2245 | 1323.072 | 1432.372 | 1432.372
results199.txt | 6726 ROD300 400.00 | -0.1093 | 921.928 | 2245 | 1323.072 | 1432.372 | 1432.372
results199.txt | 6728 GRENLAND 400.00 | -0.1144 | 921.928 | 2245 | 1323.072 | 1437.472 | 1437.472
results199.txt | 6730 BAMBLE400 400.00 | -0.1187 | 921.928 | 2245 | 1323.072 | 1441.772 | 1441.772
results199.txt | 6729 BAMBLE300 400.00 | -0.1187 | 921.928 | 2245 | 1323.072 | 1441.772 | 1441.772
results199.txt | 6743 KOLLSNES 400.00 | 0.3068 | 921.928 | 2245 | 1323.072 | 1016.272 | 1016.272
results199.txt | 6745 SUBSTATION 400.00 | 0.2992 | 921.928 | 2245 | 1323.072 | 1023.872 | 1023.872
results199.txt | 6744 LINDÅS 400.00 | 0.2992 | 921.928 | 2245 | 1323.072 | 1023.872 | 1023.872
results199.txt | 6746 NYGARD 400.00 | 0.3098 | 921.928 | 2245 | 1323.072 | 1013.272 | 1013.272
results199.txt | 6747 ARNA 400.00 | 0.3099 | 921.928 | 2245 | 1323.072 | 1013.172 | 1013.172
results199.txt | 6748 BERGEN 400.00 | 0.3113 | 921.928 | 2245 | 1323.072 | 1011.772 | 1011.772
results199.txt | 6749 STORD 400.00 | -0.4204 | 921.928 | 2245 | 1323.072 | 1743.472 | 1743.472
results199.txt | 6751 SUBSTATION 301.00 | -0.3882 | 921.928 | 2245 | 1323.072 | 1711.272 | 1711.272
results199.txt | 6750 HÅVIK 400.00 | -0.4074 | 921.928 | 2245 | 1323.072 | 1730.472 | 1730.472
results199.txt | 6752 SPANNE 400.00 | -0.4144 | 921.928 | 2245 | 1323.072 | 1737.472 | 1737.472
results199.txt | 6753 KÅRSTO 400.00 | -0.4082 | 921.928 | 2245 | 1323.072 | 1731.272 | 1731.272
results199.txt | 6754 STOLAHELA 400.00 | -0.194 | 921.928 | 2245 | 1323.072 | 1517.072 | 1517.072
results199.txt | 8448 JOINT 400.00 | -0.243 | 921.928 | 2245 | 1323.072 | 1566.072 | 1566.072
results199.txt | 8460 JOINT 400.00 | -0.2731 | 921.928 | 2245 | 1323.072 | 1596.172 | 1596.172
results199.txt | 8611 JOINT 400.00 | -0.4081 | 921.928 | 2245 | 1323.072 | 1731.172 | 1731.172
results199.txt | 9009 ALFOTEN 400.00 | 0.1073 | 921.928 | 2245 | 1323.072 | 1215.772 | 1215.772
results199.txt | 9010 HAUGSVAER 400.00 | 0.2908 | 921.928 | 2245 | 1323.072 | 1032.272 | 1032.272
results199.txt | 9011 STEINSLAND 400.00 | 0.2842 | 921.928 | 2245 | 1323.072 | 1038.872 | 1038.872
results199.txt | 9012 BAMBLE 400.00 | -0.1136 | 921.928 | 2245 | 1323.072 | 1436.672 | 1436.672
results199.txt | 9014 HONNA 400.00 | -0.1609 | 921.928 | 2245 | 1323.072 | 1483.972 | 1483.972
results199.txt | 9019 SAUDA 301.00 | -0.362 | 921.928 | 2245 | 1323.072 | 1685.072 | 1685.072
results199.txt | 9020 LYSE 301.00 | -0.2008 | 921.928 | 2245 | 1323.072 | 1523.872 | 1523.872
results199.txt | 9021 FJOTLAND 301.00 | -0.1896 | 921.928 | 2245 | 1323.072 | 1512.672 | 1512.672
results200.txt | PTI INTERACTIVE POWER SYSTEM SIMULATOR--PSS(R)E MON, MAY 29 2023 |  | 245.5432 | 1571.5 | 1325.9568
results200.txt | SENSITIVITY FACTORS ARE CALCULATED WITH AC |  | 245.5432 | 1571.5 | 1325.9568
results200.txt | SUBSYSTEM 'RESERV' IS USED FOR OPPOSING SYSTEM FOR MW POWER |  | 245.5432 | 1571.5 | 1325.9568
results200.txt | SENSITIVITY FACTORS OF BRANCH FLOW (MVA) ON 6802 HJÄLTA 400.00 TO 6809 STORNORRFORS400.00 1 MORE THAN | 0.1 | 245.5432 | 1571.5 | 1325.9568 | 1225.9568 | 1225.9568
results200.txt | <--------- BUS NAME --------> |  | 245.5432 | 1571.5 | 1325.9568
results200.txt | 6802 HJÄLTA 400.00 | 0.1349 | 245.5432 | 1571.5 | 1325.9568 | 1191.0568 | 1191.0568
results200.txt | 6803 MOLIDEN 400.00 | -0.2206 | 245.5432 | 1571.5 | 1325.9568 | 1546.5568 | 1546.5568
results200.txt | 6805 NYSATER 400.00 | 0.1345 | 245.5432 | 1571.5 | 1325.9568 | 1191.4568 | 1191.4568
results200.txt | 6807 BANDSJO 400.00 | 0.1344 | 245.5432 | 1571.5 | 1325.9568 | 1191.5568 | 1191.5568
results200.txt | 6809 STORNORRFORS400.00 | -0.3654 | 245.5432 | 1571.5 | 1325.9568 | 1451.6432 | 1451.6432
results200.txt | 6933 RÅBÄCKEN 400.00 | -0.1659 | 245.5432 | 1571.5 | 1325.9568 | 1491.8568 | 1491.8568
results200.txt | 9409 TROLLTJÄRN 400.00 | -0.2281 | 245.5432 | 1571.5 | 1325.9568 | 1554.0568 | 1554.0568
results201.txt | PTI INTERACTIVE POWER SYSTEM SIMULATOR--PSS(R)E MON, MAY 29 2023 |  | 916.2226 | 2245 | 1328.7773
results201.txt | SENSITIVITY FACTORS ARE CALCULATED WITH AC |  | 916.2226 | 2245 | 1328.7773
results201.txt | SUBSYSTEM 'RESERV' IS USED FOR OPPOSING SYSTEM FOR MW POWER |  | 916.2226 | 2245 | 1328.7773
results201.txt | SENSITIVITY FACTORS OF BRANCH FLOW (MVA) ON 6820 JÄRPSTR400 400.00 TO 6828 MIDSKOG400 400.00 2 MORE THAN | 0.1 | 916.2226 | 2245 | 1328.7773 | 1228.7774 | 1228.7774
results201.txt | <--------- BUS NAME --------> |  | 916.2226 | 2245 | 1328.7773
results201.txt | 6340 MOHOLM 220.00 | -0.1142 | 916.2226 | 2245 | 1328.7773 | 1442.9774 | 1442.9774
results201.txt | 6341 KOLSTAD 400.00 | -0.1056 | 916.2226 | 2245 | 1328.7773 | 1434.3774 | 1434.3774
results201.txt | 6343 BARKERYD 400.00 | -0.1031 | 916.2226 | 2245 | 1328.7773 | 1431.8774 | 1431.8774
results201.txt | 6345 GLAN 400.00 | -0.1086 | 916.2226 | 2245 | 1328.7773 | 1437.3774 | 1437.3774
results201.txt | 6346 KIMSTAD 400.00 | -0.1088 | 916.2226 | 2245 | 1328.7773 | 1437.5774 | 1437.5774
results201.txt | 6348 OSKARSHAMN 400.00 | -0.1042 | 916.2226 | 2245 | 1328.7773 | 1432.9774 | 1432.9774
results201.txt | 6349 ALVESTA 400.00 | -0.1006 | 916.2226 | 2245 | 1328.7773 | 1429.3774 | 1429.3774
results201.txt | 6350 HEMSJO 400.00 | -0.1012 | 916.2226 | 2245 | 1328.7773 | 1429.9774 | 1429.9774
results201.txt | 6351 KARLSHAMN 400.00 | -0.1012 | 916.2226 | 2245 | 1328.7773 | 1429.9774 | 1429.9774
results201.txt | 6354 NYBRO 400.00 | -0.1025 | 916.2226 | 2245 | 1328.7773 | 1431.2774 | 1431.2774
results201.txt | 6580 SODERALA 220.00 | -0.113 | 916.2226 | 2245 | 1328.7773 | 1441.7774 | 1441.7774
results201.txt | 6581 ANGSBERG 400.00 | -0.1116 | 916.2226 | 2245 | 1328.7773 | 1440.3774 | 1440.3774
results201.txt | 6583 STACKBO400 400.00 | -0.1119 | 916.2226 | 2245 | 1328.7773 | 1440.6774 | 1440.6774
results201.txt | 6582 STACKBO220 220.00 | -0.112 | 916.2226 | 2245 | 1328.7773 | 1440.7774 | 1440.7774
results201.txt | 6584 VALBO 220.00 | -0.1122 | 916.2226 | 2245 | 1328.7773 | 1440.9774 | 1440.9774
results201.txt | 6585 FINNBOLEHVDC400.00 | -0.1119 | 916.2226 | 2245 | 1328.7773 | 1440.6774 | 1440.6774
results201.txt | 6586 FINNBOLEHVDC400.00 | -0.112 | 916.2226 | 2245 | 1328.7773 | 1440.7774 | 1440.7774
results201.txt | 6588 UNTRA 220.00 | -0.1125 | 916.2226 | 2245 | 1328.7773 | 1441.2774 | 1441.2774
results201.txt | 6589 DANNEBO 400.00 | -0.1114 | 916.2226 | 2245 | 1328.7773 | 1440.1774 | 1440.1774
results201.txt | 6591 FORSMARK 400.00 | -0.1113 | 916.2226 | 2245 | 1328.7773 | 1440.0774 | 1440.0774
results201.txt | 6592 STARFORS 220.00 | -0.114 | 916.2226 | 2245 | 1328.7773 | 1442.7774 | 1442.7774
results201.txt | 6594 HAMRA400 400.00 | -0.1124 | 916.2226 | 2245 | 1328.7773 | 1441.1774 | 1441.1774
results201.txt | 6593 HAMRA220 220.00 | -0.1121 | 916.2226 | 2245 | 1328.7773 | 1440.8774 | 1440.8774
results201.txt | 6595 BREDAKER 220.00 | -0.1127 | 916.2226 | 2245 | 1328.7773 | 1441.4774 | 1441.4774
results201.txt | 6597 TUNA400 400.00 | -0.112 | 916.2226 | 2245 | 1328.7773 | 1440.7774 | 1440.7774
results201.txt | 6596 TUNA220 220.00 | -0.1126 | 916.2226 | 2245 | 1328.7773 | 1441.3774 | 1441.3774
results201.txt | 6598 BOLANDERNA 220.00 | -0.113 | 916.2226 | 2245 | 1328.7773 | 1441.7774 | 1441.7774
results201.txt | 6599 PLENNINGE 220.00 | -0.1129 | 916.2226 | 2245 | 1328.7773 | 1441.6774 | 1441.6774
results201.txt | 6600 AKER 400.00 | -0.1111 | 916.2226 | 2245 | 1328.7773 | 1439.8774 | 1439.8774
results201.txt | 6602 KOLBOTTEN400400.00 | -0.1119 | 916.2226 | 2245 | 1328.7773 | 1440.6774 | 1440.6774
results201.txt | 6601 KOLBOTTEN220220.00 | -0.112 | 916.2226 | 2245 | 1328.7773 | 1440.7774 | 1440.7774
results201.txt | 6603 ODENSALA 400.00 | -0.1119 | 916.2226 | 2245 | 1328.7773 | 1440.6774 | 1440.6774
results201.txt | 6605 STOCKHOLM400400.00 | -0.112 | 916.2226 | 2245 | 1328.7773 | 1440.7774 | 1440.7774
results201.txt | 6604 STOCKHOLM220220.00 | -0.1119 | 916.2226 | 2245 | 1328.7773 | 1440.6774 | 1440.6774
results201.txt | 6606 HALL 400.00 | -0.1118 | 916.2226 | 2245 | 1328.7773 | 1440.5774 | 1440.5774
results201.txt | 6608 EKUDDEN400 400.00 | -0.1118 | 916.2226 | 2245 | 1328.7773 | 1440.5774 | 1440.5774
results201.txt | 6607 EKUDDEN220 220.00 | -0.1119 | 916.2226 | 2245 | 1328.7773 | 1440.6774 | 1440.6774
results201.txt | 6609 SOLBERGA 220.00 | -0.1119 | 916.2226 | 2245 | 1328.7773 | 1440.6774 | 1440.6774
results201.txt | 6610 GRASKA 220.00 | -0.1131 | 916.2226 | 2245 | 1328.7773 | 1441.8774 | 1441.8774
results201.txt | 6611 HALLSTAVIK 220.00 | -0.1131 | 916.2226 | 2245 | 1328.7773 | 1441.8774 | 1441.8774
results201.txt | 6613 MALSTA 220.00 | -0.1132 | 916.2226 | 2245 | 1328.7773 | 1441.9774 | 1441.9774
results201.txt | 6614 VALLENTUNA 220.00 | -0.1122 | 916.2226 | 2245 | 1328.7773 | 1440.9774 | 1440.9774
results201.txt | 6631 BASNA 400.00 | -0.1136 | 916.2226 | 2245 | 1328.7773 | 1442.3774 | 1442.3774
results201.txt | 6632 REPBACKEN 400.00 | -0.1136 | 916.2226 | 2245 | 1328.7773 | 1442.3774 | 1442.3774
results201.txt | 6633 DÖNJE 220.00 | -0.1136 | 916.2226 | 2245 | 1328.7773 | 1442.3774 | 1442.3774
results201.txt | 6634 OCKELBO 220.00 | -0.1134 | 916.2226 | 2245 | 1328.7773 | 1442.1774 | 1442.1774
results201.txt | 6635 HOFORS 220.00 | -0.1137 | 916.2226 | 2245 | 1328.7773 | 1442.4774 | 1442.4774
results201.txt | 6636 HORNDAL 220.00 | -0.1131 | 916.2226 | 2245 | 1328.7773 | 1441.8774 | 1441.8774
results201.txt | 6637 MORGARDSH 400.00 | -0.1215 | 916.2226 | 2245 | 1328.7773 | 1450.2774 | 1450.2774
results201.txt | 6639 LINDBACKA400400.00 | -0.114 | 916.2226 | 2245 | 1328.7773 | 1442.7774 | 1442.7774
results201.txt | 6638 LINDBACKA220220.00 | -0.1136 | 916.2226 | 2245 | 1328.7773 | 1442.3774 | 1442.3774
results201.txt | 6641 HALLSBERG400400.00 | -0.1122 | 916.2226 | 2245 | 1328.7773 | 1440.9774 | 1440.9774
results201.txt | 6640 HALLSBERG220220.00 | -0.1122 | 916.2226 | 2245 | 1328.7773 | 1440.9774 | 1440.9774
results201.txt | 6642 OSTANSJO 400.00 | -0.1121 | 916.2226 | 2245 | 1328.7773 | 1440.8774 | 1440.8774
results201.txt | 6643 FINNSLATTEN 220.00 | -0.1132 | 916.2226 | 2245 | 1328.7773 | 1441.9774 | 1441.9774
results201.txt | 6644 HIMMETA 220.00 | -0.1137 | 916.2226 | 2245 | 1328.7773 | 1442.4774 | 1442.4774
results201.txt | 6645 AROSVERKET 220.00 | -0.1137 | 916.2226 | 2245 | 1328.7773 | 1442.4774 | 1442.4774
results201.txt | 6646 HEDENLUNDA 400.00 | -0.11 | 916.2226 | 2245 | 1328.7773 | 1438.7774 | 1438.7774
results201.txt | 6791 TRATTBERGET 220.00 | -0.11 | 916.2226 | 2245 | 1328.7773 | 1438.7774 | 1438.7774
results201.txt | 6792 HÄLLBY 220.00 | -0.11 | 916.2226 | 2245 | 1328.7773 | 1438.7774 | 1438.7774
results201.txt | 6793 DEGERFORSEN 220.00 | -0.1127 | 916.2226 | 2245 | 1328.7773 | 1441.4774 | 1441.4774
results201.txt | 6794 GUSELE 220.00 | -0.1101 | 916.2226 | 2245 | 1328.7773 | 1438.8774 | 1438.8774
results201.txt | 6796 BETÅSEN400 400.00 | -0.1138 | 916.2226 | 2245 | 1328.7773 | 1442.5774 | 1442.5774
results201.txt | 6795 BETÅSEN220 220.00 | -0.1061 | 916.2226 | 2245 | 1328.7773 | 1434.8774 | 1434.8774
results201.txt | 6802 HJÄLTA 400.00 | -0.1107 | 916.2226 | 2245 | 1328.7773 | 1439.4774 | 1439.4774
results201.txt | 6803 MOLIDEN 400.00 | -0.1042 | 916.2226 | 2245 | 1328.7773 | 1432.9774 | 1432.9774
results201.txt | 6805 NYSATER 400.00 | -0.1106 | 916.2226 | 2245 | 1328.7773 | 1439.3774 | 1439.3774
results201.txt | 6807 BANDSJO 400.00 | -0.1106 | 916.2226 | 2245 | 1328.7773 | 1439.3774 | 1439.3774
results201.txt | 6809 STORNORRFORS400.00 | -0.1002 | 916.2226 | 2245 | 1328.7773 | 1428.9774 | 1428.9774
results201.txt | 6812 OGNDAL 400.00 | 0.213 | 916.2226 | 2245 | 1328.7773 | 1115.7774 | 1115.7774
results201.txt | 6814 VERDAL400 400.00 | 0.2272 | 916.2226 | 2245 | 1328.7773 | 1101.5774 | 1101.5774
results201.txt | 6813 VERDAL300 400.00 | 0.2272 | 916.2226 | 2245 | 1328.7773 | 1101.5774 | 1101.5774
results201.txt | 6815 HÖGÅSEN 400.00 | 0.5064 | 916.2226 | 2245 | 1328.7773 | 822.3774 | 822.3774
results201.txt | 6816 JUVLEN 220.00 | 0.3831 | 916.2226 | 2245 | 1328.7773 | 945.6774 | 945.6774
results201.txt | 6817 STENSJÖN 220.00 | 0.3792 | 916.2226 | 2245 | 1328.7773 | 949.5774 | 949.5774
results201.txt | 6818 OLDEN 220.00 | 0.3793 | 916.2226 | 2245 | 1328.7773 | 949.4774 | 949.4774
results201.txt | 6820 JÄRPSTR400 400.00 | 0.5874 | 916.2226 | 2245 | 1328.7773 | 741.3774 | 741.3774
results201.txt | 6819 JÄRPSTR220 220.00 | 0.3873 | 916.2226 | 2245 | 1328.7773 | 941.4774 | 941.4774
results201.txt | 6821 MÖRSIL 220.00 | 0.3271 | 916.2226 | 2245 | 1328.7773 | 1001.6774 | 1001.6774
results201.txt | 6822 SÄLLSJÖ 220.00 | 0.3264 | 916.2226 | 2245 | 1328.7773 | 1002.3774 | 1002.3774
results201.txt | 6828 MIDSKOG400 400.00 | -0.1496 | 916.2226 | 2245 | 1328.7773 | 1478.3774 | 1478.3774
results201.txt | 6829 HAVSNÄS 220.00 | -0.1129 | 916.2226 | 2245 | 1328.7773 | 1441.6774 | 1441.6774
results201.txt | 6830 STORFINNSF 400.00 | -0.125 | 916.2226 | 2245 | 1328.7773 | 1453.7774 | 1453.7774
results201.txt | 6832 LÅNGBJÖRN400400.00 | -0.1193 | 916.2226 | 2245 | 1328.7773 | 1448.0774 | 1448.0774
results201.txt | 6831 LÅNGBJÖRN220220.00 | -0.1139 | 916.2226 | 2245 | 1328.7773 | 1442.6774 | 1442.6774
results201.txt | 6833 LASELE 220.00 | -0.1045 | 916.2226 | 2245 | 1328.7773 | 1433.2774 | 1433.2774
results201.txt | 6872 AURA2300 400.00 | 0.1646 | 916.2226 | 2245 | 1328.7773 | 1164.1774 | 1164.1774
results201.txt | 6838 RAMSELE 400.00 | -0.1233 | 916.2226 | 2245 | 1328.7773 | 1452.0774 | 1452.0774
results201.txt | 6839 KILFORSEN 400.00 | -0.1169 | 916.2226 | 2245 | 1328.7773 | 1445.6774 | 1445.6774
results201.txt | 6843 RATANSKV400 400.00 | -0.1172 | 916.2226 | 2245 | 1328.7773 | 1445.9774 | 1445.9774
results201.txt | 6844 RATAN 400.00 | -0.1197 | 916.2226 | 2245 | 1328.7773 | 1448.4774 | 1448.4774
results201.txt | 6854 LJUSDAL 220.00 | -0.1144 | 916.2226 | 2245 | 1328.7773 | 1443.1774 | 1443.1774
results201.txt | 6855 FRAERNA 400.00 | 0.1554 | 916.2226 | 2245 | 1328.7773 | 1173.3774 | 1173.3774
results201.txt | 6856 ORSKOG 400.00 | 0.1242 | 916.2226 | 2245 | 1328.7773 | 1204.5774 | 1204.5774
results201.txt | 6857 ORSTA 400.00 | 0.1021 | 916.2226 | 2245 | 1328.7773 | 1226.6774 | 1226.6774
results201.txt | 6858 ISTAD 400.00 | 0.1554 | 916.2226 | 2245 | 1328.7773 | 1173.3774 | 1173.3774
results201.txt | 6859 AURA1 400.00 | 0.1617 | 916.2226 | 2245 | 1328.7773 | 1167.0774 | 1167.0774
results201.txt | 6860 GRYTTEN 400.00 | 0.1474 | 916.2226 | 2245 | 1328.7773 | 1181.3774 | 1181.3774
results201.txt | 6861 SNILLDAL 400.00 | 0.184 | 916.2226 | 2245 | 1328.7773 | 1144.7774 | 1144.7774
results201.txt | 6862 SURNA 400.00 | 0.1852 | 916.2226 | 2245 | 1328.7773 | 1143.5774 | 1143.5774
results201.txt | 6863 HOFSTAD 400.00 | 0.1803 | 916.2226 | 2245 | 1328.7773 | 1148.4774 | 1148.4774
results201.txt | 6864 ÅFJORD 400.00 | 0.1819 | 916.2226 | 2245 | 1328.7773 | 1146.8774 | 1146.8774
results201.txt | 6866 ORKDAL400 400.00 | 0.2359 | 916.2226 | 2245 | 1328.7773 | 1092.8774 | 1092.8774
results201.txt | 6865 ORKDAL300 400.00 | 0.2359 | 916.2226 | 2245 | 1328.7773 | 1092.8774 | 1092.8774
results201.txt | 6867 STRINDA 400.00 | 0.2643 | 916.2226 | 2245 | 1328.7773 | 1064.4774 | 1064.4774
results201.txt | 6869 KLAEBU400 400.00 | 0.2684 | 916.2226 | 2245 | 1328.7773 | 1060.3774 | 1060.3774
results201.txt | 6868 KLAEBU300 400.00 | 0.2684 | 916.2226 | 2245 | 1328.7773 | 1060.3774 | 1060.3774
results201.txt | 6871 EIDUM400 400.00 | 0.2557 | 916.2226 | 2245 | 1328.7773 | 1073.0774 | 1073.0774
results201.txt | 6870 EIDUM300 400.00 | 0.2557 | 916.2226 | 2245 | 1328.7773 | 1073.0774 | 1073.0774
results201.txt | 6927 STENKULLAFOR220.00 | -0.1097 | 916.2226 | 2245 | 1328.7773 | 1438.4774 | 1438.4774
results201.txt | 6928 ÅSELE 220.00 | -0.1096 | 916.2226 | 2245 | 1328.7773 | 1438.3774 | 1438.3774
results201.txt | 6936 NEDRERÖS400 400.00 | 0.1162 | 916.2226 | 2245 | 1328.7773 | 1212.5774 | 1212.5774
results201.txt | 6935 NEDRERÖS300 400.00 | 0.1163 | 916.2226 | 2245 | 1328.7773 | 1212.4774 | 1212.4774
results201.txt | 6937 MARKA 400.00 | 0.1267 | 916.2226 | 2245 | 1328.7773 | 1202.0774 | 1202.0774
results201.txt | 6938 NAMSOS 400.00 | 0.1786 | 916.2226 | 2245 | 1328.7773 | 1150.1774 | 1150.1774
results201.txt | 6939 KOLSVIK 400.00 | 0.1483 | 916.2226 | 2245 | 1328.7773 | 1180.4774 | 1180.4774
results201.txt | 6940 NAMSKOGEN 400.00 | 0.1486 | 916.2226 | 2245 | 1328.7773 | 1180.1774 | 1180.1774
results201.txt | 6942 TUNNSJO400 400.00 | 0.1568 | 916.2226 | 2245 | 1328.7773 | 1171.9774 | 1171.9774
results201.txt | 6941 TUNNSJO300 400.00 | 0.1568 | 916.2226 | 2245 | 1328.7773 | 1171.9774 | 1171.9774
results201.txt | 6943 LINNVASSELV 220.00 | -0.112 | 916.2226 | 2245 | 1328.7773 | 1440.7774 | 1440.7774
results201.txt | 6944 RANA 400.00 | 0.1097 | 916.2226 | 2245 | 1328.7773 | 1219.0774 | 1219.0774
results201.txt | 6948 BLÅSJÖN 220.00 | -0.112 | 916.2226 | 2245 | 1328.7773 | 1440.7774 | 1440.7774
results201.txt | 6949 JUNSTERF 220.00 | -0.1121 | 916.2226 | 2245 | 1328.7773 | 1440.8774 | 1440.8774
results201.txt | 6950 GÄDDEDE 220.00 | -0.1122 | 916.2226 | 2245 | 1328.7773 | 1440.9774 | 1440.9774
results201.txt | 6951 KORSELBRÄNNA220.00 | -0.112 | 916.2226 | 2245 | 1328.7773 | 1440.7774 | 1440.7774
results201.txt | 6952 BÅGEDE 220.00 | -0.1125 | 916.2226 | 2245 | 1328.7773 | 1441.2774 | 1441.2774
results201.txt | 6953 STALON 220.00 | -0.1118 | 916.2226 | 2245 | 1328.7773 | 1440.5774 | 1440.5774
results201.txt | 6954 STORBÄCK 220.00 | -0.112 | 916.2226 | 2245 | 1328.7773 | 1440.7774 | 1440.7774
results201.txt | 7061 NEA 400.00 | 0.3981 | 916.2226 | 2245 | 1328.7773 | 930.6774 | 930.6774
results201.txt | 8830 JOINT 220.00 | -0.1127 | 916.2226 | 2245 | 1328.7773 | 1441.4774 | 1441.4774
results201.txt | 8424 JOINT 220.00 | -0.1122 | 916.2226 | 2245 | 1328.7773 | 1440.9774 | 1440.9774
results201.txt | 8861 JOINT 400.00 | -0.112 | 916.2226 | 2245 | 1328.7773 | 1440.7774 | 1440.7774
results201.txt | 8817 JOINT 220.00 | -0.1097 | 916.2226 | 2245 | 1328.7773 | 1438.4774 | 1438.4774
results201.txt | 8411 JOINT 220.00 | 0.3807 | 916.2226 | 2245 | 1328.7773 | 948.0774 | 948.0774
results201.txt | 8526 JOINT 220.00 | -0.1121 | 916.2226 | 2245 | 1328.7773 | 1440.8774 | 1440.8774
results201.txt | 8799 JOINT 220.00 | -0.1121 | 916.2226 | 2245 | 1328.7773 | 1440.8774 | 1440.8774
results201.txt | 8857 JOINT 220.00 | 0.3835 | 916.2226 | 2245 | 1328.7773 | 945.2774 | 945.2774
results201.txt | 8504 JOINT 220.00 | -0.1129 | 916.2226 | 2245 | 1328.7773 | 1441.6774 | 1441.6774
results201.txt | 8845 JOINT 220.00 | -0.1136 | 916.2226 | 2245 | 1328.7773 | 1442.3774 | 1442.3774
results201.txt | 8691 JOINT 220.00 | -0.1125 | 916.2226 | 2245 | 1328.7773 | 1441.2774 | 1441.2774
results201.txt | 8723 JOINT 220.00 | -0.112 | 916.2226 | 2245 | 1328.7773 | 1440.7774 | 1440.7774
results201.txt | 1051 SUBSTATION 400.00 | -0.1113 | 916.2226 | 2245 | 1328.7773 | 1440.0774 | 1440.0774
results201.txt | 9006 TROFORS 400.00 | 0.1333 | 916.2226 | 2245 | 1328.7773 | 1195.4774 | 1195.4774
results201.txt | 9007 TJELDBERGO 400.00 | 0.1849 | 916.2226 | 2245 | 1328.7773 | 1143.8774 | 1143.8774
results201.txt | 9008 SYLKKYVELN 400.00 | 0.1145 | 916.2226 | 2245 | 1328.7773 | 1214.2774 | 1214.2774
results201.txt | 9401 HAGESKRUV 400.00 | -0.1024 | 916.2226 | 2245 | 1328.7773 | 1431.1774 | 1431.1774
results201.txt | 9403 TOVÅSEN 400.00 | -0.1389 | 916.2226 | 2245 | 1328.7773 | 1467.6774 | 1467.6774
results201.txt | 9404 GÄDDTJÄRN 400.00 | -0.1138 | 916.2226 | 2245 | 1328.7773 | 1442.5774 | 1442.5774
results201.txt | 9405 GRÖNVIKEN 400.00 | -0.112 | 916.2226 | 2245 | 1328.7773 | 1440.7774 | 1440.7774
results201.txt | 9406 TANDÖ 400.00 | -0.1182 | 916.2226 | 2245 | 1328.7773 | 1446.9774 | 1446.9774
results201.txt | 9407 HAGFORS 400.00 | -0.1014 | 916.2226 | 2245 | 1328.7773 | 1430.1774 | 1430.1774
results201.txt | 9410 HORNDAL 400.00 | -0.1137 | 916.2226 | 2245 | 1328.7773 | 1442.4774 | 1442.4774
results201.txt | 9411 MUNGA 400.00 | -0.1128 | 916.2226 | 2245 | 1328.7773 | 1441.5774 | 1441.5774
results201.txt | 9412 FALLVIKEN 400.00 | -0.1141 | 916.2226 | 2245 | 1328.7773 | 1442.8774 | 1442.8774
results202.txt | PTI INTERACTIVE POWER SYSTEM SIMULATOR--PSS(R)E MON, MAY 29 2023 |  | -909.783 | 2245 | 1335.2169
results202.txt | SENSITIVITY FACTORS ARE CALCULATED WITH AC |  | -909.783 | 2245 | 1335.2169
results202.txt | SUBSYSTEM 'RESERV' IS USED FOR OPPOSING SYSTEM FOR MW POWER |  | -909.783 | 2245 | 1335.2169
results202.txt | SENSITIVITY FACTORS OF BRANCH FLOW (MVA) ON 6796 BETÅSEN400 400.00 TO 6839 KILFORSEN 400.00 1 MORE THAN | 0.1 | -909.783 | 2245 | 1335.2169 | 1235.217 | 1235.217
results202.txt | <--------- BUS NAME --------> |  | -909.783 | 2245 | 1335.2169
results202.txt | 6571 VISULAHTI 400.00 | -0.1491 | -909.783 | 2245 | 1335.2169 | 1484.317 | 1484.317
results202.txt | 6545 HUITTINEN 400.00 | -0.1479 | -909.783 | 2245 | 1335.2169 | 1483.117 | 1483.117
results202.txt | 6572 KYMI 400.00 | -0.1485 | -909.783 | 2245 | 1335.2169 | 1483.717 | 1483.717
results202.txt | 6546 SALO 400.00 | -0.148 | -909.783 | 2245 | 1335.2169 | 1483.217 | 1483.217
results202.txt | 6547 FORSSA 400.00 | -0.148 | -909.783 | 2245 | 1335.2169 | 1483.217 | 1483.217
results202.txt | 6548 KANGASALA 400.00 | -0.1483 | -909.783 | 2245 | 1335.2169 | 1483.517 | 1483.517
results202.txt | 6549 LAVIANVOURI 400.00 | -0.1483 | -909.783 | 2245 | 1335.2169 | 1483.517 | 1483.517
results202.txt | 6550 KOPULA 400.00 | -0.1484 | -909.783 | 2245 | 1335.2169 | 1483.617 | 1483.617
results202.txt | 6551 HIKIÄ 400.00 | -0.1484 | -909.783 | 2245 | 1335.2169 | 1483.617 | 1483.617
results202.txt | 6552 TAMMISTO 400.00 | -0.1482 | -909.783 | 2245 | 1335.2169 | 1483.417 | 1483.417
results202.txt | 6553 NURMIJÄRVI 400.00 | -0.1484 | -909.783 | 2245 | 1335.2169 | 1483.617 | 1483.617
results202.txt | 6554 LÄNSISALMI 400.00 | -0.1482 | -909.783 | 2245 | 1335.2169 | 1483.417 | 1483.417
results202.txt | 6555 INKOO 400.00 | -0.1482 | -909.783 | 2245 | 1335.2169 | 1483.417 | 1483.417
results202.txt | 6556 ESPOO 400.00 | -0.1482 | -909.783 | 2245 | 1335.2169 | 1483.417 | 1483.417
results202.txt | 6567 ANTTILA 400.00 | -0.1483 | -909.783 | 2245 | 1335.2169 | 1483.517 | 1483.517
results202.txt | 6569 KORIA 400.00 | -0.1485 | -909.783 | 2245 | 1335.2169 | 1483.717 | 1483.717
results202.txt | 6570 LOVIISA 400.00 | -0.1481 | -909.783 | 2245 | 1335.2169 | 1483.317 | 1483.317
results202.txt | 6573 YLLIKKÄLÄ 400.00 | -0.1489 | -909.783 | 2245 | 1335.2169 | 1484.117 | 1484.117
results202.txt | 6580 SODERALA 220.00 | 0.1115 | -909.783 | 2245 | 1335.2169 | 1223.717 | 1223.717
results202.txt | 6581 ANGSBERG 400.00 | 0.1031 | -909.783 | 2245 | 1335.2169 | 1232.117 | 1232.117
results202.txt | 6583 STACKBO400 400.00 | 0.1047 | -909.783 | 2245 | 1335.2169 | 1230.517 | 1230.517
results202.txt | 6582 STACKBO220 220.00 | 0.106 | -909.783 | 2245 | 1335.2169 | 1229.217 | 1229.217
results202.txt | 6584 VALBO 220.00 | 0.1072 | -909.783 | 2245 | 1335.2169 | 1228.017 | 1228.017
results202.txt | 6585 FINNBOLEHVDC400.00 | 0.1045 | -909.783 | 2245 | 1335.2169 | 1230.717 | 1230.717
results202.txt | 6586 FINNBOLEHVDC400.00 | 0.1049 | -909.783 | 2245 | 1335.2169 | 1230.317 | 1230.317
results202.txt | 6588 UNTRA 220.00 | 0.1088 | -909.783 | 2245 | 1335.2169 | 1226.417 | 1226.417
results202.txt | 6589 DANNEBO 400.00 | 0.101 | -909.783 | 2245 | 1335.2169 | 1234.217 | 1234.217
results202.txt | 6591 FORSMARK 400.00 | 0.1003 | -909.783 | 2245 | 1335.2169 | 1234.917 | 1234.917
results202.txt | 6592 STARFORS 220.00 | 0.1189 | -909.783 | 2245 | 1335.2169 | 1216.317 | 1216.317
results202.txt | 6594 HAMRA400 400.00 | 0.1039 | -909.783 | 2245 | 1335.2169 | 1231.317 | 1231.317
results202.txt | 6593 HAMRA220 220.00 | 0.103 | -909.783 | 2245 | 1335.2169 | 1232.217 | 1232.217
results202.txt | 6595 BREDAKER 220.00 | 0.1087 | -909.783 | 2245 | 1335.2169 | 1226.517 | 1226.517
results202.txt | 6597 TUNA400 400.00 | 0.1043 | -909.783 | 2245 | 1335.2169 | 1230.917 | 1230.917
results202.txt | 6596 TUNA220 220.00 | 0.1081 | -909.783 | 2245 | 1335.2169 | 1227.117 | 1227.117
results202.txt | 6598 BOLANDERNA 220.00 | 0.1096 | -909.783 | 2245 | 1335.2169 | 1225.617 | 1225.617
results202.txt | 6599 PLENNINGE 220.00 | 0.109 | -909.783 | 2245 | 1335.2169 | 1226.217 | 1226.217
results202.txt | 6602 KOLBOTTEN400400.00 | 0.1018 | -909.783 | 2245 | 1335.2169 | 1233.417 | 1233.417
results202.txt | 6601 KOLBOTTEN220220.00 | 0.1027 | -909.783 | 2245 | 1335.2169 | 1232.517 | 1232.517
results202.txt | 6603 ODENSALA 400.00 | 0.1034 | -909.783 | 2245 | 1335.2169 | 1231.817 | 1231.817
results202.txt | 6605 STOCKHOLM400400.00 | 0.1037 | -909.783 | 2245 | 1335.2169 | 1231.517 | 1231.517
results202.txt | 6604 STOCKHOLM220220.00 | 0.1026 | -909.783 | 2245 | 1335.2169 | 1232.617 | 1232.617
results202.txt | 6606 HALL 400.00 | 0.1003 | -909.783 | 2245 | 1335.2169 | 1234.917 | 1234.917
results202.txt | 6608 EKUDDEN400 400.00 | 0.1004 | -909.783 | 2245 | 1335.2169 | 1234.817 | 1234.817
results202.txt | 6607 EKUDDEN220 220.00 | 0.1021 | -909.783 | 2245 | 1335.2169 | 1233.117 | 1233.117
results202.txt | 6609 SOLBERGA 220.00 | 0.1021 | -909.783 | 2245 | 1335.2169 | 1233.117 | 1233.117
results202.txt | 6610 GRASKA 220.00 | 0.1106 | -909.783 | 2245 | 1335.2169 | 1224.617 | 1224.617
results202.txt | 6611 HALLSTAVIK 220.00 | 0.1105 | -909.783 | 2245 | 1335.2169 | 1224.717 | 1224.717
results202.txt | 6613 MALSTA 220.00 | 0.1115 | -909.783 | 2245 | 1335.2169 | 1223.717 | 1223.717
results202.txt | 6614 VALLENTUNA 220.00 | 0.1041 | -909.783 | 2245 | 1335.2169 | 1231.117 | 1231.117
results202.txt | 6615 TAHKOLUOTO 400.00 | -0.1476 | -909.783 | 2245 | 1335.2169 | 1482.817 | 1482.817
results202.txt | 6617 OLKILUOTO 400.00 | -0.1475 | -909.783 | 2245 | 1335.2169 | 1482.717 | 1482.717
results202.txt | 6618 RAUMA 400.00 | -0.1475 | -909.783 | 2245 | 1335.2169 | 1482.717 | 1482.717
results202.txt | 6619 ULVILA 400.00 | -0.1478 | -909.783 | 2245 | 1335.2169 | 1483.017 | 1483.017
results202.txt | 6621 LIETO 400.00 | -0.1479 | -909.783 | 2245 | 1335.2169 | 1483.117 | 1483.117
results202.txt | 6631 BASNA 400.00 | -0.1357 | -909.783 | 2245 | 1335.2169 | 1470.917 | 1470.917
results202.txt | 6632 REPBACKEN 400.00 | -0.1357 | -909.783 | 2245 | 1335.2169 | 1470.917 | 1470.917
results202.txt | 6633 DÖNJE 220.00 | 0.1147 | -909.783 | 2245 | 1335.2169 | 1220.517 | 1220.517
results202.txt | 6634 OCKELBO 220.00 | 0.1158 | -909.783 | 2245 | 1335.2169 | 1219.417 | 1219.417
results202.txt | 6635 HOFORS 220.00 | 0.1195 | -909.783 | 2245 | 1335.2169 | 1215.717 | 1215.717
results202.txt | 6636 HORNDAL 220.00 | 0.114 | -909.783 | 2245 | 1335.2169 | 1221.217 | 1221.217
results202.txt | 6778 HIRVISUO 400.00 | -0.1485 | -909.783 | 2245 | 1335.2169 | 1483.717 | 1483.717
results202.txt | 6779 UUSNIVALA 400.00 | -0.1488 | -909.783 | 2245 | 1335.2169 | 1484.017 | 1484.017
results202.txt | 6780 ALAJÄRVI 400.00 | -0.1487 | -909.783 | 2245 | 1335.2169 | 1483.917 | 1483.917
results202.txt | 6781 SEINÄJOKI 400.00 | -0.1483 | -909.783 | 2245 | 1335.2169 | 1483.517 | 1483.517
results202.txt | 6783 PETÄJÄV400 400.00 | -0.1487 | -909.783 | 2245 | 1335.2169 | 1483.917 | 1483.917
results202.txt | 6782 PETÄJÄV220 220.00 | -0.1487 | -909.783 | 2245 | 1335.2169 | 1483.917 | 1483.917
results202.txt | 6784 JÄMSÄ 220.00 | -0.1489 | -909.783 | 2245 | 1335.2169 | 1484.117 | 1484.117
results202.txt | 6785 TOIVILA 400.00 | -0.1485 | -909.783 | 2245 | 1335.2169 | 1483.717 | 1483.717
results202.txt | 6786 HAAPAVESI 220.00 | -0.1485 | -909.783 | 2245 | 1335.2169 | 1483.717 | 1483.717
results202.txt | 6787 VUOLIJOKI 400.00 | -0.1492 | -909.783 | 2245 | 1335.2169 | 1484.417 | 1484.417
results202.txt | 6788 ALAPITKÄ 400.00 | -0.1492 | -909.783 | 2245 | 1335.2169 | 1484.417 | 1484.417
results202.txt | 6789 VIHTAVUORI 400.00 | -0.1489 | -909.783 | 2245 | 1335.2169 | 1484.117 | 1484.117
results202.txt | 6790 HUUTOKOSKI 400.00 | -0.1492 | -909.783 | 2245 | 1335.2169 | 1484.417 | 1484.417
results202.txt | 6791 TRATTBERGET 220.00 | -0.1576 | -909.783 | 2245 | 1335.2169 | 1492.817 | 1492.817
results202.txt | 6792 HÄLLBY 220.00 | -0.1576 | -909.783 | 2245 | 1335.2169 | 1492.817 | 1492.817
results202.txt | 6794 GUSELE 220.00 | -0.1577 | -909.783 | 2245 | 1335.2169 | 1492.917 | 1492.917
results202.txt | 6796 BETÅSEN400 400.00 | -0.7332 | -909.783 | 2245 | 1335.2169 | 2068.417 | 2068.417
results202.txt | 6795 BETÅSEN220 220.00 | -0.403 | -909.783 | 2245 | 1335.2169 | 1738.217 | 1738.217
results202.txt | 6797 NÄMFORSEN 220.00 | -0.2919 | -909.783 | 2245 | 1335.2169 | 1627.117 | 1627.117
results202.txt | 6798 MOFORSEN 220.00 | -0.2703 | -909.783 | 2245 | 1335.2169 | 1605.517 | 1605.517
results202.txt | 6800 FORSMO 220.00 | -0.2265 | -909.783 | 2245 | 1335.2169 | 1561.717 | 1561.717
results202.txt | 6801 FORSSE 220.00 | -0.1023 | -909.783 | 2245 | 1335.2169 | 1437.517 | 1437.517
results202.txt | 6802 HJÄLTA 400.00 | 0.1167 | -909.783 | 2245 | 1335.2169 | 1218.517 | 1218.517
results202.txt | 6805 NYSATER 400.00 | 0.1161 | -909.783 | 2245 | 1335.2169 | 1219.117 | 1219.117
results202.txt | 6807 BANDSJO 400.00 | 0.1159 | -909.783 | 2245 | 1335.2169 | 1219.317 | 1219.317
results202.txt | 6810 TUOVILA 400.00 | -0.1481 | -909.783 | 2245 | 1335.2169 | 1483.317 | 1483.317
results202.txt | 6811 KRSITINESTAD400.00 | -0.1479 | -909.783 | 2245 | 1335.2169 | 1483.117 | 1483.117
results202.txt | 6830 STORFINNSF 400.00 | 0.107 | -909.783 | 2245 | 1335.2169 | 1228.217 | 1228.217
results202.txt | 6832 LÅNGBJÖRN400400.00 | 0.1343 | -909.783 | 2245 | 1335.2169 | 1200.917 | 1200.917
results202.txt | 6833 LASELE 220.00 | -0.3466 | -909.783 | 2245 | 1335.2169 | 1681.817 | 1681.817
results202.txt | 6838 RAMSELE 400.00 | 0.1289 | -909.783 | 2245 | 1335.2169 | 1206.317 | 1206.317
results202.txt | 6839 KILFORSEN 400.00 | 0.1788 | -909.783 | 2245 | 1335.2169 | 1156.417 | 1156.417
results202.txt | 6854 LJUSDAL 220.00 | 0.119 | -909.783 | 2245 | 1335.2169 | 1216.217 | 1216.217
results202.txt | 6903 SEITENOIKEA 220.00 | -0.1478 | -909.783 | 2245 | 1335.2169 | 1483.017 | 1483.017
results202.txt | 6907 DJUPTJÄRN 400.00 | -0.1329 | -909.783 | 2245 | 1335.2169 | 1468.117 | 1468.117
results202.txt | 6908 KEMINMAA 220.00 | -0.148 | -909.783 | 2245 | 1335.2169 | 1483.217 | 1483.217
results202.txt | 6909 ISOHAARA 400.00 | -0.1429 | -909.783 | 2245 | 1335.2169 | 1478.117 | 1478.117
results202.txt | 6910 SUBSTATION 400.00 | -0.1429 | -909.783 | 2245 | 1335.2169 | 1478.117 | 1478.117
results202.txt | 6911 JYLKKÄ 400.00 | -0.1487 | -909.783 | 2245 | 1335.2169 | 1483.917 | 1483.917
results202.txt | 6912 VALAJASKO 220.00 | -0.1483 | -909.783 | 2245 | 1335.2169 | 1483.517 | 1483.517
results202.txt | 6913 VANTTAUSKOSK220.00 | -0.1483 | -909.783 | 2245 | 1335.2169 | 1483.517 | 1483.517
results202.txt | 6915 PIRITTIK400 400.00 | -0.1483 | -909.783 | 2245 | 1335.2169 | 1483.517 | 1483.517
results202.txt | 6914 PIRITTK220 220.00 | -0.1484 | -909.783 | 2245 | 1335.2169 | 1483.617 | 1483.617
results202.txt | 6916 SEITAKORVA 220.00 | -0.1482 | -909.783 | 2245 | 1335.2169 | 1483.417 | 1483.417
results202.txt | 6917 ISOKANGAS 400.00 | -0.1488 | -909.783 | 2245 | 1335.2169 | 1484.017 | 1484.017
results202.txt | 6918 PIKKARALA 400.00 | -0.1486 | -909.783 | 2245 | 1335.2169 | 1483.817 | 1483.817
results202.txt | 6920 PYHÄNSEL400 400.00 | -0.1491 | -909.783 | 2245 | 1335.2169 | 1484.317 | 1484.317
results202.txt | 6919 PYHÄNSEL220 220.00 | -0.1491 | -909.783 | 2245 | 1335.2169 | 1484.317 | 1484.317
results202.txt | 6921 PYHÄKOSI 220.00 | -0.1486 | -909.783 | 2245 | 1335.2169 | 1483.817 | 1483.817
results202.txt | 6922 UTANEN 220.00 | -0.1484 | -909.783 | 2245 | 1335.2169 | 1483.617 | 1483.617
results202.txt | 6923 NUOJA 220.00 | -0.1481 | -909.783 | 2245 | 1335.2169 | 1483.317 | 1483.317
results202.txt | 6927 STENKULLAFOR220.00 | -0.1574 | -909.783 | 2245 | 1335.2169 | 1492.617 | 1492.617
results202.txt | 6928 ÅSELE 220.00 | -0.1574 | -909.783 | 2245 | 1335.2169 | 1492.617 | 1492.617
results202.txt | 6930 LETSI 400.00 | -0.1648 | -909.783 | 2245 | 1335.2169 | 1500.017 | 1500.017
results202.txt | 6931 SVARTBYN 400.00 | -0.1247 | -909.783 | 2245 | 1335.2169 | 1459.917 | 1459.917
results202.txt | 6990 ISONIEMI 220.00 | -0.1497 | -909.783 | 2245 | 1335.2169 | 1484.917 | 1484.917
results202.txt | 6992 IVALO 220.00 | -0.1514 | -909.783 | 2245 | 1335.2169 | 1486.617 | 1486.617
results202.txt | 6993 KUOLAJÄRVI 220.00 | -0.1499 | -909.783 | 2245 | 1335.2169 | 1485.117 | 1485.117
results202.txt | 6994 VAJUKOSKI 220.00 | -0.15 | -909.783 | 2245 | 1335.2169 | 1485.217 | 1485.217
results202.txt | 6995 KOKKOSNIVA 220.00 | -0.1496 | -909.783 | 2245 | 1335.2169 | 1484.817 | 1484.817
results202.txt | 7001 SEITEVARE 400.00 | -0.1256 | -909.783 | 2245 | 1335.2169 | 1460.817 | 1460.817
results202.txt | 7002 PORJUS 400.00 | -0.1029 | -909.783 | 2245 | 1335.2169 | 1438.117 | 1438.117
results202.txt | 7003 HARSPÅNGET 400.00 | -0.1195 | -909.783 | 2245 | 1335.2169 | 1454.717 | 1454.717
results202.txt | 7004 LIGGA 400.00 | -0.1256 | -909.783 | 2245 | 1335.2169 | 1460.817 | 1460.817
results202.txt | 7005 MESSAURE 400.00 | -0.1447 | -909.783 | 2245 | 1335.2169 | 1479.917 | 1479.917
results202.txt | 7010 VARANGERBOT 220.00 | -0.1527 | -909.783 | 2245 | 1335.2169 | 1487.917 | 1487.917
results202.txt | 7018 UTSJOKI 220.00 | -0.1524 | -909.783 | 2245 | 1335.2169 | 1487.617 | 1487.617
results202.txt | 7054 OSSAUSKOSKI 220.00 | -0.1481 | -909.783 | 2245 | 1335.2169 | 1483.317 | 1483.317
results202.txt | 7056 PETÄJÄSKO 400.00 | -0.1482 | -909.783 | 2245 | 1335.2169 | 1483.417 | 1483.417
results202.txt | 7055 PETÄJÄSKO 220.00 | -0.1482 | -909.783 | 2245 | 1335.2169 | 1483.417 | 1483.417
results202.txt | 8426 JOINT 220.00 | -0.2923 | -909.783 | 2245 | 1335.2169 | 1627.517 | 1627.517
results202.txt | 8861 JOINT 400.00 | 0.1027 | -909.783 | 2245 | 1335.2169 | 1232.517 | 1232.517
results202.txt | 8579 JOINT 220.00 | -0.1484 | -909.783 | 2245 | 1335.2169 | 1483.617 | 1483.617
results202.txt | 8284 JOINT 220.00 | -0.2703 | -909.783 | 2245 | 1335.2169 | 1605.517 | 1605.517
results202.txt | 8817 JOINT 220.00 | -0.1574 | -909.783 | 2245 | 1335.2169 | 1492.617 | 1492.617
results202.txt | 7140 JOINT 220.00 | -0.1524 | -909.783 | 2245 | 1335.2169 | 1487.617 | 1487.617
results202.txt | 8777 JOINT 220.00 | -0.1023 | -909.783 | 2245 | 1335.2169 | 1437.517 | 1437.517
results202.txt | 8256 JOINT 400.00 | -0.1256 | -909.783 | 2245 | 1335.2169 | 1460.817 | 1460.817
results202.txt | 1051 SUBSTATION 400.00 | 0.1003 | -909.783 | 2245 | 1335.2169 | 1234.917 | 1234.917
results202.txt | 9404 GÄDDTJÄRN 400.00 | -0.2596 | -909.783 | 2245 | 1335.2169 | 1594.817 | 1594.817
results202.txt | 9405 GRÖNVIKEN 400.00 | 0.1061 | -909.783 | 2245 | 1335.2169 | 1229.117 | 1229.117
results202.txt | 9408 HÄLLBERGET 400.00 | -0.1589 | -909.783 | 2245 | 1335.2169 | 1494.117 | 1494.117
results202.txt | 9301 KEMIJÄRVI 220.00 | -0.1486 | -909.783 | 2245 | 1335.2169 | 1483.817 | 1483.817
results202.txt | 9302 KEMINMAA 400.00 | -0.156 | -909.783 | 2245 | 1335.2169 | 1491.217 | 1491.217
results202.txt | 9304 LUMIJÄRVI 400.00 | -0.1488 | -909.783 | 2245 | 1335.2169 | 1484.017 | 1484.017
results202.txt | 9303 MUSALA 400.00 | -0.1483 | -909.783 | 2245 | 1335.2169 | 1483.517 | 1483.517
results202.txt | 9305 KÄRPPIÖN 400.00 | -0.148 | -909.783 | 2245 | 1335.2169 | 1483.217 | 1483.217
results202.txt | 9306 HONKAJOEN 400.00 | -0.1479 | -909.783 | 2245 | 1335.2169 | 1483.117 | 1483.117
results202.txt | 9307 KONTIOLAHTI 400.00 | -0.1491 | -909.783 | 2245 | 1335.2169 | 1484.317 | 1484.317
results202.txt | 9308 ORIMATTILAN 400.00 | -0.1484 | -909.783 | 2245 | 1335.2169 | 1483.617 | 1483.617
results202.txt | 9309 NAANTALINSAL400.00 | -0.1479 | -909.783 | 2245 | 1335.2169 | 1483.117 | 1483.117
results202.txt | 9410 HORNDAL 400.00 | 0.1195 | -909.783 | 2245 | 1335.2169 | 1215.717 | 1215.717
results202.txt | 9411 MUNGA 400.00 | 0.1063 | -909.783 | 2245 | 1335.2169 | 1228.917 | 1228.917
results202.txt | 9412 FALLVIKEN 400.00 | 0.1269 | -909.783 | 2245 | 1335.2169 | 1208.317 | 1208.317
results203.txt | PTI INTERACTIVE POWER SYSTEM SIMULATOR--PSS(R)E MON, MAY 29 2023 |  | -904.2332 | 2245 | 1340.7668
results203.txt | SENSITIVITY FACTORS ARE CALCULATED WITH AC |  | -904.2332 | 2245 | 1340.7668
results203.txt | SUBSYSTEM 'RESERV' IS USED FOR OPPOSING SYSTEM FOR MW POWER |  | -904.2332 | 2245 | 1340.7668
results203.txt | SENSITIVITY FACTORS OF BRANCH FLOW (MVA) ON 6872 AURA2300 400.00 TO 6874 VÅGÅMO 400.00 3 MORE THAN | 0.1 | -904.2332 | 2245 | 1340.7668 | 1240.7668 | 1240.7668
results203.txt | <--------- BUS NAME --------> |  | -904.2332 | 2245 | 1340.7668
results203.txt | 6373 ARENDAL400 400.00 | 0.1 | -904.2332 | 2245 | 1340.7668 | 1240.7668 | 1240.7668
results203.txt | 6372 ARENDAL300 400.00 | 0.1 | -904.2332 | 2245 | 1340.7668 | 1240.7668 | 1240.7668
results203.txt | 6626 MINNE 400.00 | 0.1829 | -904.2332 | 2245 | 1340.7668 | 1157.8668 | 1157.8668
results203.txt | 6667 BORGUND 301.00 | 0.1066 | -904.2332 | 2245 | 1340.7668 | 1234.1668 | 1234.1668
results203.txt | 6671 HEMSIL1 301.00 | 0.107 | -904.2332 | 2245 | 1340.7668 | 1233.7668 | 1233.7668
results203.txt | 6712 OVREVINSTRA 400.00 | 0.4215 | -904.2332 | 2245 | 1340.7668 | 919.2668 | 919.2668
results203.txt | 6713 NEDREVINSTRA400.00 | 0.274 | -904.2332 | 2245 | 1340.7668 | 1066.7668 | 1066.7668
results203.txt | 6714 HEMSIL2 400.00 | 0.108 | -904.2332 | 2245 | 1340.7668 | 1232.7668 | 1232.7668
results203.txt | 6715 NESBYEN 400.00 | 0.1113 | -904.2332 | 2245 | 1340.7668 | 1229.4668 | 1229.4668
results203.txt | 6717 NEDREVINSTRA400.00 | 0.2739 | -904.2332 | 2245 | 1340.7668 | 1066.8668 | 1066.8668
results203.txt | 6718 FÅBERG 400.00 | 0.2762 | -904.2332 | 2245 | 1340.7668 | 1064.5668 | 1064.5668
results203.txt | 6719 ÅDAL 400.00 | 0.1168 | -904.2332 | 2245 | 1340.7668 | 1223.9668 | 1223.9668
results203.txt | 6720 VARDAL 400.00 | 0.2344 | -904.2332 | 2245 | 1340.7668 | 1106.3668 | 1106.3668
results203.txt | 6721 VANG 400.00 | 0.2272 | -904.2332 | 2245 | 1340.7668 | 1113.5668 | 1113.5668
results203.txt | 6723 SÅHEIM 400.00 | 0.1027 | -904.2332 | 2245 | 1340.7668 | 1238.0668 | 1238.0668
results203.txt | 6724 NORE 400.00 | 0.1029 | -904.2332 | 2245 | 1340.7668 | 1237.8668 | 1237.8668
results203.txt | 6725 SUNDSBARM 400.00 | 0.1015 | -904.2332 | 2245 | 1340.7668 | 1239.2668 | 1239.2668
results203.txt | 6727 ROD400 400.00 | 0.1025 | -904.2332 | 2245 | 1340.7668 | 1238.2668 | 1238.2668
results203.txt | 6726 ROD300 400.00 | 0.1025 | -904.2332 | 2245 | 1340.7668 | 1238.2668 | 1238.2668
results203.txt | 6728 GRENLAND 400.00 | 0.1029 | -904.2332 | 2245 | 1340.7668 | 1237.8668 | 1237.8668
results203.txt | 6730 BAMBLE400 400.00 | 0.1025 | -904.2332 | 2245 | 1340.7668 | 1238.2668 | 1238.2668
results203.txt | 6729 BAMBLE300 400.00 | 0.1025 | -904.2332 | 2245 | 1340.7668 | 1238.2668 | 1238.2668
results203.txt | 6731 RINGERIKE 400.00 | 0.1153 | -904.2332 | 2245 | 1340.7668 | 1225.4668 | 1225.4668
results203.txt | 6732 FLESAKER 400.00 | 0.1079 | -904.2332 | 2245 | 1340.7668 | 1232.8668 | 1232.8668
results203.txt | 6734 SYLLING400 400.00 | 0.1194 | -904.2332 | 2245 | 1340.7668 | 1221.3668 | 1221.3668
results203.txt | 6733 SYLLING300 400.00 | 0.1196 | -904.2332 | 2245 | 1340.7668 | 1221.1668 | 1221.1668
results203.txt | 6736 OSLA400 400.00 | 0.1339 | -904.2332 | 2245 | 1340.7668 | 1206.8668 | 1206.8668
results203.txt | 6735 OSLO300 400.00 | 0.1343 | -904.2332 | 2245 | 1340.7668 | 1206.4668 | 1206.4668
results203.txt | 6737 FOLLO 400.00 | 0.1196 | -904.2332 | 2245 | 1340.7668 | 1221.1668 | 1221.1668
results203.txt | 6738 TVEITEN 400.00 | 0.1057 | -904.2332 | 2245 | 1340.7668 | 1235.0668 | 1235.0668
results203.txt | 6740 TEGNEBY400 400.00 | 0.1067 | -904.2332 | 2245 | 1340.7668 | 1234.0668 | 1234.0668
results203.txt | 6739 TEGNEBY300 400.00 | 0.1066 | -904.2332 | 2245 | 1340.7668 | 1234.1668 | 1234.1668
results203.txt | 6812 OGNDAL 400.00 | -0.1878 | -904.2332 | 2245 | 1340.7668 | 1528.5668 | 1528.5668
results203.txt | 6814 VERDAL400 400.00 | -0.1896 | -904.2332 | 2245 | 1340.7668 | 1530.3668 | 1530.3668
results203.txt | 6813 VERDAL300 400.00 | -0.1896 | -904.2332 | 2245 | 1340.7668 | 1530.3668 | 1530.3668
results203.txt | 6872 AURA2300 400.00 | -0.2708 | -904.2332 | 2245 | 1340.7668 | 1611.5668 | 1611.5668
results203.txt | 6855 FRAERNA 400.00 | -0.253 | -904.2332 | 2245 | 1340.7668 | 1593.7668 | 1593.7668
results203.txt | 6856 ORSKOG 400.00 | -0.1949 | -904.2332 | 2245 | 1340.7668 | 1535.6668 | 1535.6668
results203.txt | 6857 ORSTA 400.00 | -0.1543 | -904.2332 | 2245 | 1340.7668 | 1495.0668 | 1495.0668
results203.txt | 6858 ISTAD 400.00 | -0.2529 | -904.2332 | 2245 | 1340.7668 | 1593.6668 | 1593.6668
results203.txt | 6859 AURA1 400.00 | -0.265 | -904.2332 | 2245 | 1340.7668 | 1605.7668 | 1605.7668
results203.txt | 6860 GRYTTEN 400.00 | -0.2387 | -904.2332 | 2245 | 1340.7668 | 1579.4668 | 1579.4668
results203.txt | 6861 SNILLDAL 400.00 | -0.2411 | -904.2332 | 2245 | 1340.7668 | 1581.8668 | 1581.8668
results203.txt | 6862 SURNA 400.00 | -0.2506 | -904.2332 | 2245 | 1340.7668 | 1591.3668 | 1591.3668
results203.txt | 6863 HOFSTAD 400.00 | -0.2079 | -904.2332 | 2245 | 1340.7668 | 1548.6668 | 1548.6668
results203.txt | 6864 ÅFJORD 400.00 | -0.2242 | -904.2332 | 2245 | 1340.7668 | 1564.9668 | 1564.9668
results203.txt | 6866 ORKDAL400 400.00 | -0.2169 | -904.2332 | 2245 | 1340.7668 | 1557.6668 | 1557.6668
results203.txt | 6865 ORKDAL300 400.00 | -0.2169 | -904.2332 | 2245 | 1340.7668 | 1557.6668 | 1557.6668
results203.txt | 6867 STRINDA 400.00 | -0.1938 | -904.2332 | 2245 | 1340.7668 | 1534.5668 | 1534.5668
results203.txt | 6869 KLAEBU400 400.00 | -0.1943 | -904.2332 | 2245 | 1340.7668 | 1535.0668 | 1535.0668
results203.txt | 6868 KLAEBU300 400.00 | -0.1943 | -904.2332 | 2245 | 1340.7668 | 1535.0668 | 1535.0668
results203.txt | 6871 EIDUM400 400.00 | -0.1929 | -904.2332 | 2245 | 1340.7668 | 1533.6668 | 1533.6668
results203.txt | 6870 EIDUM300 400.00 | -0.1929 | -904.2332 | 2245 | 1340.7668 | 1533.6668 | 1533.6668
results203.txt | 6874 VÅGÅMO 400.00 | 0.5311 | -904.2332 | 2245 | 1340.7668 | 809.6668 | 809.6668
results203.txt | 6875 RENDALEN 301.00 | 0.2328 | -904.2332 | 2245 | 1340.7668 | 1107.9668 | 1107.9668
results203.txt | 6936 NEDRERÖS400 400.00 | -0.1427 | -904.2332 | 2245 | 1340.7668 | 1483.4668 | 1483.4668
results203.txt | 6935 NEDRERÖS300 400.00 | -0.1427 | -904.2332 | 2245 | 1340.7668 | 1483.4668 | 1483.4668
results203.txt | 6934 NEDRERÖS220 220.00 | -0.1223 | -904.2332 | 2245 | 1340.7668 | 1463.0668 | 1463.0668
results203.txt | 6937 MARKA 400.00 | -0.1495 | -904.2332 | 2245 | 1340.7668 | 1490.2668 | 1490.2668
results203.txt | 6938 NAMSOS 400.00 | -0.1835 | -904.2332 | 2245 | 1340.7668 | 1524.2668 | 1524.2668
results203.txt | 6939 KOLSVIK 400.00 | -0.1637 | -904.2332 | 2245 | 1340.7668 | 1504.4668 | 1504.4668
results203.txt | 6940 NAMSKOGEN 400.00 | -0.1639 | -904.2332 | 2245 | 1340.7668 | 1504.6668 | 1504.6668
results203.txt | 6942 TUNNSJO400 400.00 | -0.1693 | -904.2332 | 2245 | 1340.7668 | 1510.0668 | 1510.0668
results203.txt | 6941 TUNNSJO300 400.00 | -0.1693 | -904.2332 | 2245 | 1340.7668 | 1510.0668 | 1510.0668
results203.txt | 6944 RANA 400.00 | -0.1384 | -904.2332 | 2245 | 1340.7668 | 1479.1668 | 1479.1668
results203.txt | 7006 SVARTISEN 400.00 | -0.1301 | -904.2332 | 2245 | 1340.7668 | 1470.8668 | 1470.8668
results203.txt | 7007 KOBBELV 400.00 | -0.1066 | -904.2332 | 2245 | 1340.7668 | 1447.3668 | 1447.3668
results203.txt | 7008 SALTEN 400.00 | -0.1121 | -904.2332 | 2245 | 1340.7668 | 1452.8668 | 1452.8668
results203.txt | 7061 NEA 400.00 | -0.1384 | -904.2332 | 2245 | 1340.7668 | 1479.1668 | 1479.1668
results203.txt | 9006 TROFORS 400.00 | -0.1539 | -904.2332 | 2245 | 1340.7668 | 1494.6668 | 1494.6668
results203.txt | 9007 TJELDBERGO 400.00 | -0.2461 | -904.2332 | 2245 | 1340.7668 | 1586.8668 | 1586.8668
results203.txt | 9008 SYLKKYVELN 400.00 | -0.1771 | -904.2332 | 2245 | 1340.7668 | 1517.8668 | 1517.8668
results203.txt | 9012 BAMBLE 400.00 | 0.1031 | -904.2332 | 2245 | 1340.7668 | 1237.6668 | 1237.6668
results203.txt | 9013 HOF 400.00 | 0.107 | -904.2332 | 2245 | 1340.7668 | 1233.7668 | 1233.7668
results203.txt | 9015 HEMSIL300 301.00 | 0.108 | -904.2332 | 2245 | 1340.7668 | 1232.7668 | 1232.7668
results203.txt | 9016 FÅBER300 301.00 | 0.2363 | -904.2332 | 2245 | 1340.7668 | 1104.4668 | 1104.4668
results203.txt | 9017 OSLO301 301.00 | 0.1503 | -904.2332 | 2245 | 1340.7668 | 1190.4668 | 1190.4668
results203.txt | 9018 TEGNEBY 301.00 | 0.1304 | -904.2332 | 2245 | 1340.7668 | 1210.3668 | 1210.3668
results204.txt | PTI INTERACTIVE POWER SYSTEM SIMULATOR--PSS(R)E MON, MAY 29 2023 |  | 226.1031 | 1571.5 | 1345.3969
results204.txt | SENSITIVITY FACTORS ARE CALCULATED WITH AC |  | 226.1031 | 1571.5 | 1345.3969
results204.txt | SUBSYSTEM 'RESERV' IS USED FOR OPPOSING SYSTEM FOR MW POWER |  | 226.1031 | 1571.5 | 1345.3969
results204.txt | SENSITIVITY FACTORS OF BRANCH FLOW (MVA) ON 6670 HOL3 400.00 TO 6673 USTA400 400.00 1 MORE THAN | 0.1 | 226.1031 | 1571.5 | 1345.3969 | 1245.3969 | 1245.3969
results204.txt | <--------- BUS NAME --------> |  | 226.1031 | 1571.5 | 1345.3969
results204.txt | 6670 HOL3 400.00 | 1.0059 | 226.1031 | 1571.5 | 1345.3969 | 339.4969 | 339.4969
results205.txt | PTI INTERACTIVE POWER SYSTEM SIMULATOR--PSS(R)E MON, MAY 29 2023 |  | -896.8996 | 2245 | 1348.1004
results205.txt | SENSITIVITY FACTORS ARE CALCULATED WITH AC |  | -896.8996 | 2245 | 1348.1004
results205.txt | SUBSYSTEM 'RESERV' IS USED FOR OPPOSING SYSTEM FOR MW POWER |  | -896.8996 | 2245 | 1348.1004
results205.txt | SENSITIVITY FACTORS OF BRANCH FLOW (MVA) ON 6828 MIDSKOG400 400.00 TO 6844 RATAN 400.00 4 MORE THAN | 0.1 | -896.8996 | 2245 | 1348.1004 | 1248.1004 | 1248.1004
results205.txt | <--------- BUS NAME --------> |  | -896.8996 | 2245 | 1348.1004
results205.txt | 6797 NÄMFORSEN 220.00 | 0.1206 | -896.8996 | 2245 | 1348.1004 | 1227.5004 | 1227.5004
results205.txt | 6798 MOFORSEN 220.00 | 0.1376 | -896.8996 | 2245 | 1348.1004 | 1210.5004 | 1210.5004
results205.txt | 6799 HJÄLTA220 220.00 | 0.2999 | -896.8996 | 2245 | 1348.1004 | 1048.2004 | 1048.2004
results205.txt | 6800 FORSMO 220.00 | 0.1716 | -896.8996 | 2245 | 1348.1004 | 1176.5004 | 1176.5004
results205.txt | 6801 FORSSE 220.00 | 0.2709 | -896.8996 | 2245 | 1348.1004 | 1077.2004 | 1077.2004
results205.txt | 6804 JARKVISSLE 220.00 | 0.2977 | -896.8996 | 2245 | 1348.1004 | 1050.4004 | 1050.4004
results205.txt | 6806 HALLSJO 220.00 | 0.2974 | -896.8996 | 2245 | 1348.1004 | 1050.7004 | 1050.7004
results205.txt | 6808 VAPLE 220.00 | 0.296 | -896.8996 | 2245 | 1348.1004 | 1052.1004 | 1052.1004
results205.txt | 6823 LANGA 220.00 | 0.2808 | -896.8996 | 2245 | 1348.1004 | 1067.3004 | 1067.3004
results205.txt | 6824 TRANGFARS 220.00 | 0.2931 | -896.8996 | 2245 | 1348.1004 | 1055.0004 | 1055.0004
results205.txt | 6825 NORDIASEN 220.00 | 0.2902 | -896.8996 | 2245 | 1348.1004 | 1057.9004 | 1057.9004
results205.txt | 6834 STUGUN 220.00 | 0.1451 | -896.8996 | 2245 | 1348.1004 | 1203.0004 | 1203.0004
results205.txt | 6835 NÄVEREDE 220.00 | 0.1041 | -896.8996 | 2245 | 1348.1004 | 1244.0004 | 1244.0004
results205.txt | 6836 GAMMALÄNGE 220.00 | 0.2045 | -896.8996 | 2245 | 1348.1004 | 1143.6004 | 1143.6004
results205.txt | 6837 KRÅNGEDE 220.00 | 0.2047 | -896.8996 | 2245 | 1348.1004 | 1143.4004 | 1143.4004
results205.txt | 6840 SVARTHÅLSF 220.00 | 0.2328 | -896.8996 | 2245 | 1348.1004 | 1115.3004 | 1115.3004
results205.txt | 6841 STADSFORSEN 220.00 | 0.2999 | -896.8996 | 2245 | 1348.1004 | 1048.2004 | 1048.2004
results205.txt | 6843 RATANSKV400 400.00 | 0.587 | -896.8996 | 2245 | 1348.1004 | 761.1004 | 761.1004
results205.txt | 6842 RATANSKV220 220.00 | 0.3007 | -896.8996 | 2245 | 1348.1004 | 1047.4004 | 1047.4004
results205.txt | 6844 RATAN 400.00 | 0.6069 | -896.8996 | 2245 | 1348.1004 | 741.2004 | 741.2004
results205.txt | 6845 TURINGE 220.00 | 0.2997 | -896.8996 | 2245 | 1348.1004 | 1048.4004 | 1048.4004
results205.txt | 6846 SVEG 220.00 | 0.2918 | -896.8996 | 2245 | 1348.1004 | 1056.3004 | 1056.3004
results205.txt | 6847 BRACKE 220.00 | 0.2055 | -896.8996 | 2245 | 1348.1004 | 1142.6004 | 1142.6004
results205.txt | 6848 JARNVAGSFOR 220.00 | 0.2991 | -896.8996 | 2245 | 1348.1004 | 1049.0004 | 1049.0004
results205.txt | 6849 ANGE 220.00 | 0.2989 | -896.8996 | 2245 | 1348.1004 | 1049.2004 | 1049.2004
results205.txt | 6850 MORTTJARNB 220.00 | 0.2055 | -896.8996 | 2245 | 1348.1004 | 1142.6004 | 1142.6004
results205.txt | 6851 HOLLEFORSEN 220.00 | 0.2988 | -896.8996 | 2245 | 1348.1004 | 1049.3004 | 1049.3004
results205.txt | 6852 TORPSHAMMAR 220.00 | 0.2976 | -896.8996 | 2245 | 1348.1004 | 1050.5004 | 1050.5004
results205.txt | 6853 DONJE 220.00 | 0.2977 | -896.8996 | 2245 | 1348.1004 | 1050.4004 | 1050.4004
results205.txt | 8619 JOINT 220.00 | 0.2979 | -896.8996 | 2245 | 1348.1004 | 1050.2004 | 1050.2004
results205.txt | 8426 JOINT 220.00 | 0.1206 | -896.8996 | 2245 | 1348.1004 | 1227.5004 | 1227.5004
results205.txt | 8750 JOINT 220.00 | 0.2331 | -896.8996 | 2245 | 1348.1004 | 1115.0004 | 1115.0004
results205.txt | 8271 JOINT 220.00 | 0.2981 | -896.8996 | 2245 | 1348.1004 | 1050.0004 | 1050.0004
results205.txt | 8284 JOINT 220.00 | 0.1376 | -896.8996 | 2245 | 1348.1004 | 1210.5004 | 1210.5004
results205.txt | 8777 JOINT 220.00 | 0.2709 | -896.8996 | 2245 | 1348.1004 | 1077.2004 | 1077.2004
results205.txt | 8682 JOINT 220.00 | 0.145 | -896.8996 | 2245 | 1348.1004 | 1203.1004 | 1203.1004
results205.txt | 8258 JOINT 220.00 | 0.1041 | -896.8996 | 2245 | 1348.1004 | 1244.0004 | 1244.0004
results205.txt | 8606 JOINT 220.00 | 0.2966 | -896.8996 | 2245 | 1348.1004 | 1051.5004 | 1051.5004
results205.txt | 8693 JOINT 220.00 | 0.2977 | -896.8996 | 2245 | 1348.1004 | 1050.4004 | 1050.4004
results205.txt | 8613 JOINT 220.00 | 0.2983 | -896.8996 | 2245 | 1348.1004 | 1049.8004 | 1049.8004
results206.txt | PTI INTERACTIVE POWER SYSTEM SIMULATOR--PSS(R)E MON, MAY 29 2023 |  | 895.9933 | 2245 | 1349.0067
results206.txt | SENSITIVITY FACTORS ARE CALCULATED WITH AC |  | 895.9933 | 2245 | 1349.0067
results206.txt | SUBSYSTEM 'RESERV' IS USED FOR OPPOSING SYSTEM FOR MW POWER |  | 895.9933 | 2245 | 1349.0067
results206.txt | SENSITIVITY FACTORS OF BRANCH FLOW (MVA) ON 6342 TENHULT 400.00 TO 6343 BARKERYD 400.00 1 MORE THAN | 0.1 | 895.9933 | 2245 | 1349.0067 | 1249.0067 | 1249.0067
results206.txt | <--------- BUS NAME --------> |  | 895.9933 | 2245 | 1349.0067
results206.txt | 5624 HERSLEV 400.00 | 0.2106 | 895.9933 | 2245 | 1349.0067 | 1138.4067 | 1138.4067
results206.txt | 5642 HOVEGARD 400.00 | 0.2103 | 895.9933 | 2245 | 1349.0067 | 1138.7067 | 1138.7067
results206.txt | 5646 BJAEVERSKOV4400.00 | 0.2102 | 895.9933 | 2245 | 1349.0067 | 1138.8067 | 1138.8067
results206.txt | 5645 BJAEVERSKOV2220.00 | 0.2098 | 895.9933 | 2245 | 1349.0067 | 1139.2067 | 1139.2067
results206.txt | 5657 ISHOJ400 400.00 | 0.2103 | 895.9933 | 2245 | 1349.0067 | 1138.7067 | 1138.7067
results206.txt | 5656 ISHOJ220 220.00 | 0.2107 | 895.9933 | 2245 | 1349.0067 | 1138.3067 | 1138.3067
results206.txt | 5660 AVEDOREVERK 400.00 | 0.2105 | 895.9933 | 2245 | 1349.0067 | 1138.5067 | 1138.5067
results206.txt | 5662 ORSTEDSVERKE400.00 | 0.2108 | 895.9933 | 2245 | 1349.0067 | 1138.2067 | 1138.2067
results206.txt | 5671 SEGE 400.00 | 0.2029 | 895.9933 | 2245 | 1349.0067 | 1146.1067 | 1146.1067
results206.txt | 5672 ARRIE 400.00 | 0.2028 | 895.9933 | 2245 | 1349.0067 | 1146.2067 | 1146.2067
results206.txt | 5673 KRUSEBERG 400.00 | 0.2028 | 895.9933 | 2245 | 1349.0067 | 1146.2067 | 1146.2067
results206.txt | 5676 WIND FARM 220.00 | 0.206 | 895.9933 | 2245 | 1349.0067 | 1143.0067 | 1143.0067
results206.txt | 5845 ASNAESVERK 400.00 | 0.2104 | 895.9933 | 2245 | 1349.0067 | 1138.6067 | 1138.6067
results206.txt | 6306 TROLLHATTAN 400.00 | 0.1212 | 895.9933 | 2245 | 1349.0067 | 1227.8067 | 1227.8067
results206.txt | 6307 KILANDA 400.00 | 0.1385 | 895.9933 | 2245 | 1349.0067 | 1210.5067 | 1210.5067
results206.txt | 6308 HISINGEN 400.00 | 0.1378 | 895.9933 | 2245 | 1349.0067 | 1211.2067 | 1211.2067
results206.txt | 6309 STENKULLEN 400.00 | 0.1376 | 895.9933 | 2245 | 1349.0067 | 1211.4067 | 1211.4067
results206.txt | 6311 LINDOME 400.00 | 0.1566 | 895.9933 | 2245 | 1349.0067 | 1192.4067 | 1192.4067
results206.txt | 6312 RINGHALS 400.00 | 0.1951 | 895.9933 | 2245 | 1349.0067 | 1153.9067 | 1153.9067
results206.txt | 6313 STROMMA 400.00 | 0.1721 | 895.9933 | 2245 | 1349.0067 | 1176.9067 | 1176.9067
results206.txt | 6315 HORRED 400.00 | 0.2173 | 895.9933 | 2245 | 1349.0067 | 1131.7067 | 1131.7067
results206.txt | 6316 UDDEBO 400.00 | 0.2843 | 895.9933 | 2245 | 1349.0067 | 1064.7067 | 1064.7067
results206.txt | 6319 KYNDBYVERKER400.00 | 0.2102 | 895.9933 | 2245 | 1349.0067 | 1138.8067 | 1138.8067
results206.txt | 6324 GORLOSEGARD 400.00 | 0.2093 | 895.9933 | 2245 | 1349.0067 | 1139.7067 | 1139.7067
results206.txt | 6330 GELNTEGARD2 400.00 | 0.2114 | 895.9933 | 2245 | 1349.0067 | 1137.6067 | 1137.6067
results206.txt | 6334 GLENTEGARD 400.00 | 0.2117 | 895.9933 | 2245 | 1349.0067 | 1137.3067 | 1137.3067
results206.txt | 6335 SODERASEN 400.00 | 0.2066 | 895.9933 | 2245 | 1349.0067 | 1142.4067 | 1142.4067
results206.txt | 6337 BARSEBACK 400.00 | 0.2035 | 895.9933 | 2245 | 1349.0067 | 1145.5067 | 1145.5067
results206.txt | 6338 HURVA 400.00 | 0.2022 | 895.9933 | 2245 | 1349.0067 | 1146.8067 | 1146.8067
results206.txt | 6341 KOLSTAD 400.00 | -0.2939 | 895.9933 | 2245 | 1349.0067 | 1642.9067 | 1642.9067
results206.txt | 6342 TENHULT 400.00 | 0.4223 | 895.9933 | 2245 | 1349.0067 | 926.7067 | 926.7067
results206.txt | 6343 BARKERYD 400.00 | -0.4305 | 895.9933 | 2245 | 1349.0067 | 1779.5067 | 1779.5067
results206.txt | 6345 GLAN 400.00 | -0.1016 | 895.9933 | 2245 | 1349.0067 | 1450.6067 | 1450.6067
results206.txt | 6349 ALVESTA 400.00 | 0.2254 | 895.9933 | 2245 | 1349.0067 | 1123.6067 | 1123.6067
results206.txt | 6350 HEMSJO 400.00 | 0.177 | 895.9933 | 2245 | 1349.0067 | 1172.0067 | 1172.0067
results206.txt | 6351 KARLSHAMN 400.00 | 0.177 | 895.9933 | 2245 | 1349.0067 | 1172.0067 | 1172.0067
results206.txt | 6354 NYBRO 400.00 | 0.1418 | 895.9933 | 2245 | 1349.0067 | 1207.2067 | 1207.2067
results206.txt | 6642 OSTANSJO 400.00 | -0.1111 | 895.9933 | 2245 | 1349.0067 | 1460.1067 | 1460.1067
results206.txt | 7429 JOINT 220.00 | 0.2064 | 895.9933 | 2245 | 1349.0067 | 1142.6067 | 1142.6067
results206.txt | 1052 BREARED 400.00 | 0.1901 | 895.9933 | 2245 | 1349.0067 | 1158.9067 | 1158.9067
results206.txt | 1053 HÄRADSBO 400.00 | 0.2126 | 895.9933 | 2245 | 1349.0067 | 1136.4067 | 1136.4067
results206.txt | 9401 HAGESKRUV 400.00 | 0.1493 | 895.9933 | 2245 | 1349.0067 | 1199.7067 | 1199.7067
results206.txt | 9402 INGELKÄRR 400.00 | 0.1293 | 895.9933 | 2245 | 1349.0067 | 1219.7067 | 1219.7067
results207.txt | PTI INTERACTIVE POWER SYSTEM SIMULATOR--PSS(R)E MON, MAY 29 2023 |  | 893.989 | 2245 | 1351.011
results207.txt | SENSITIVITY FACTORS ARE CALCULATED WITH AC |  | 893.989 | 2245 | 1351.011
results207.txt | SUBSYSTEM 'RESERV' IS USED FOR OPPOSING SYSTEM FOR MW POWER |  | 893.989 | 2245 | 1351.011
results207.txt | SENSITIVITY FACTORS OF BRANCH FLOW (MVA) ON 6373 ARENDAL400 400.00 TO 6730 BAMBLE400 400.00 4 MORE THAN | 0.1 | 893.989 | 2245 | 1351.011 | 1251.011 | 1251.011
results207.txt | <--------- BUS NAME --------> |  | 893.989 | 2245 | 1351.011
results207.txt | 6356 BJERKREIM 400.00 | 0.1702 | 893.989 | 2245 | 1351.011 | 1180.811 | 1180.811
results207.txt | 6358 TONSTAD400 400.00 | 0.1953 | 893.989 | 2245 | 1351.011 | 1155.711 | 1155.711
results207.txt | 6357 TONSTAD300 400.00 | 0.1953 | 893.989 | 2245 | 1351.011 | 1155.711 | 1155.711
results207.txt | 6360 KJELLAND 400.00 | 0.1845 | 893.989 | 2245 | 1351.011 | 1166.511 | 1166.511
results207.txt | 6363 FEDA400 400.00 | 0.1965 | 893.989 | 2245 | 1351.011 | 1154.511 | 1154.511
results207.txt | 6362 FEDA300 400.00 | 0.1963 | 893.989 | 2245 | 1351.011 | 1154.711 | 1154.711
results207.txt | 6364 LISTAWIND 400.00 | 0.1963 | 893.989 | 2245 | 1351.011 | 1154.711 | 1154.711
results207.txt | 6365 KRISTIANSAND400.00 | 0.225 | 893.989 | 2245 | 1351.011 | 1126.011 | 1126.011
results207.txt | 6373 ARENDAL400 400.00 | 0.3177 | 893.989 | 2245 | 1351.011 | 1033.311 | 1033.311
results207.txt | 6372 ARENDAL300 400.00 | 0.3177 | 893.989 | 2245 | 1351.011 | 1033.311 | 1033.311
results207.txt | 6688 STOKKELAND 400.00 | 0.1541 | 893.989 | 2245 | 1351.011 | 1196.911 | 1196.911
results207.txt | 6690 HOG-JAERN400400.00 | 0.1536 | 893.989 | 2245 | 1351.011 | 1197.411 | 1197.411
results207.txt | 6689 HOG-JAERN300400.00 | 0.1541 | 893.989 | 2245 | 1351.011 | 1196.911 | 1196.911
results207.txt | 6699 DUGE 301.00 | 0.1465 | 893.989 | 2245 | 1351.011 | 1204.511 | 1204.511
results207.txt | 6706 ROSKREPP 301.00 | 0.1502 | 893.989 | 2245 | 1351.011 | 1200.811 | 1200.811
results207.txt | 6707 KVINEN 301.00 | 0.1536 | 893.989 | 2245 | 1351.011 | 1197.411 | 1197.411
results207.txt | 6708 SOLHOLM300 400.00 | 0.2149 | 893.989 | 2245 | 1351.011 | 1136.111 | 1136.111
results207.txt | 6710 HEKNI 400.00 | 0.1203 | 893.989 | 2245 | 1351.011 | 1230.711 | 1230.711
results207.txt | 6754 STOLAHELA 400.00 | 0.1541 | 893.989 | 2245 | 1351.011 | 1196.911 | 1196.911
results207.txt | 9014 HONNA 400.00 | 0.2442 | 893.989 | 2245 | 1351.011 | 1106.811 | 1106.811
results207.txt | 9020 LYSE 301.00 | 0.1376 | 893.989 | 2245 | 1351.011 | 1213.411 | 1213.411
results207.txt | 9021 FJOTLAND 301.00 | 0.1664 | 893.989 | 2245 | 1351.011 | 1184.611 | 1184.611
results208.txt | PTI INTERACTIVE POWER SYSTEM SIMULATOR--PSS(R)E MON, MAY 29 2023 |  | 893.631 | 2245 | 1351.369
results208.txt | SENSITIVITY FACTORS ARE CALCULATED WITH AC |  | 893.631 | 2245 | 1351.369
results208.txt | SUBSYSTEM 'RESERV' IS USED FOR OPPOSING SYSTEM FOR MW POWER |  | 893.631 | 2245 | 1351.369
results208.txt | SENSITIVITY FACTORS OF BRANCH FLOW (MVA) ON 6861 SNILLDAL 400.00 TO 6864 ÅFJORD 400.00 2 MORE THAN | 0.1 | 893.631 | 2245 | 1351.369 | 1251.369 | 1251.369
results208.txt | <--------- BUS NAME --------> |  | 893.631 | 2245 | 1351.369
results208.txt | 6812 OGNDAL 400.00 | -0.1805 | 893.631 | 2245 | 1351.369 | 1531.869 | 1531.869
results208.txt | 6814 VERDAL400 400.00 | -0.1309 | 893.631 | 2245 | 1351.369 | 1482.269 | 1482.269
results208.txt | 6813 VERDAL300 400.00 | -0.1309 | 893.631 | 2245 | 1351.369 | 1482.269 | 1482.269
results208.txt | 6872 AURA2300 400.00 | 0.1545 | 893.631 | 2245 | 1351.369 | 1196.869 | 1196.869
results208.txt | 6855 FRAERNA 400.00 | 0.1489 | 893.631 | 2245 | 1351.369 | 1202.469 | 1202.469
results208.txt | 6856 ORSKOG 400.00 | 0.1291 | 893.631 | 2245 | 1351.369 | 1222.269 | 1222.269
results208.txt | 6857 ORSTA 400.00 | 0.1149 | 893.631 | 2245 | 1351.369 | 1236.469 | 1236.469
results208.txt | 6858 ISTAD 400.00 | 0.1489 | 893.631 | 2245 | 1351.369 | 1202.469 | 1202.469
results208.txt | 6859 AURA1 400.00 | 0.1528 | 893.631 | 2245 | 1351.369 | 1198.569 | 1198.569
results208.txt | 6860 GRYTTEN 400.00 | 0.1437 | 893.631 | 2245 | 1351.369 | 1207.669 | 1207.669
results208.txt | 6861 SNILLDAL 400.00 | 0.2441 | 893.631 | 2245 | 1351.369 | 1107.269 | 1107.269
results208.txt | 6862 SURNA 400.00 | 0.167 | 893.631 | 2245 | 1351.369 | 1184.369 | 1184.369
results208.txt | 6863 HOFSTAD 400.00 | -0.4968 | 893.631 | 2245 | 1351.369 | 1848.169 | 1848.169
results208.txt | 6864 ÅFJORD 400.00 | -0.6262 | 893.631 | 2245 | 1351.369 | 1977.569 | 1977.569
results208.txt | 6874 VÅGÅMO 400.00 | 0.1156 | 893.631 | 2245 | 1351.369 | 1235.769 | 1235.769
results208.txt | 6936 NEDRERÖS400 400.00 | -0.2404 | 893.631 | 2245 | 1351.369 | 1591.769 | 1591.769
results208.txt | 6935 NEDRERÖS300 400.00 | -0.2405 | 893.631 | 2245 | 1351.369 | 1591.869 | 1591.869
results208.txt | 6934 NEDRERÖS220 220.00 | -0.2104 | 893.631 | 2245 | 1351.369 | 1561.769 | 1561.769
results208.txt | 6937 MARKA 400.00 | -0.2504 | 893.631 | 2245 | 1351.369 | 1601.769 | 1601.769
results208.txt | 6938 NAMSOS 400.00 | -0.3002 | 893.631 | 2245 | 1351.369 | 1651.569 | 1651.569
results208.txt | 6939 KOLSVIK 400.00 | -0.2711 | 893.631 | 2245 | 1351.369 | 1622.469 | 1622.469
results208.txt | 6940 NAMSKOGEN 400.00 | -0.2714 | 893.631 | 2245 | 1351.369 | 1622.769 | 1622.769
results208.txt | 6942 TUNNSJO400 400.00 | -0.2793 | 893.631 | 2245 | 1351.369 | 1630.669 | 1630.669
results208.txt | 6941 TUNNSJO300 400.00 | -0.2793 | 893.631 | 2245 | 1351.369 | 1630.669 | 1630.669
results208.txt | 6944 RANA 400.00 | -0.2341 | 893.631 | 2245 | 1351.369 | 1585.469 | 1585.469
results208.txt | 6945 GEJMÅN 220.00 | -0.1637 | 893.631 | 2245 | 1351.369 | 1515.069 | 1515.069
results208.txt | 6946 AJAURE 220.00 | -0.1339 | 893.631 | 2245 | 1351.369 | 1485.269 | 1485.269
results208.txt | 6947 GARDIKFORS 220.00 | -0.1145 | 893.631 | 2245 | 1351.369 | 1465.869 | 1465.869
results208.txt | 6996 OFOTEN 400.00 | -0.1677 | 893.631 | 2245 | 1351.369 | 1519.069 | 1519.069
results208.txt | 6997 NARVIK 400.00 | -0.1684 | 893.631 | 2245 | 1351.369 | 1519.769 | 1519.769
results208.txt | 7000 VITAS 400.00 | -0.1221 | 893.631 | 2245 | 1351.369 | 1473.469 | 1473.469
results208.txt | 7006 SVARTISEN 400.00 | -0.2221 | 893.631 | 2245 | 1351.369 | 1573.469 | 1573.469
results208.txt | 7007 KOBBELV 400.00 | -0.1877 | 893.631 | 2245 | 1351.369 | 1539.069 | 1539.069
results208.txt | 7008 SALTEN 400.00 | -0.1958 | 893.631 | 2245 | 1351.369 | 1547.169 | 1547.169
results208.txt | 7017 HAMMERFEST 400.00 | -0.1729 | 893.631 | 2245 | 1351.369 | 1524.269 | 1524.269
results208.txt | 7019 BALSFJORD 400.00 | -0.1699 | 893.631 | 2245 | 1351.369 | 1521.269 | 1521.269
results208.txt | 7020 BARDUFOSS 400.00 | -0.1696 | 893.631 | 2245 | 1351.369 | 1520.969 | 1520.969
results208.txt | 7062 RITSEM 400.00 | -0.1328 | 893.631 | 2245 | 1351.369 | 1484.169 | 1484.169
results208.txt | 7799 JOINT 220.00 | -0.1638 | 893.631 | 2245 | 1351.369 | 1515.169 | 1515.169
results208.txt | 8643 JOINT 220.00 | -0.1145 | 893.631 | 2245 | 1351.369 | 1465.869 | 1465.869
results208.txt | 9001 SEIDAFJELL 400.00 | -0.1725 | 893.631 | 2245 | 1351.369 | 1523.869 | 1523.869
results208.txt | 9002 LEBSESBY 400.00 | -0.1726 | 893.631 | 2245 | 1351.369 | 1523.969 | 1523.969
results208.txt | 9003 HAMMERF 400.00 | -0.1729 | 893.631 | 2245 | 1351.369 | 1524.269 | 1524.269
results208.txt | 9004 ALTA 400.00 | -0.1718 | 893.631 | 2245 | 1351.369 | 1523.169 | 1523.169
results208.txt | 9005 BERGHEIM 400.00 | -0.1709 | 893.631 | 2245 | 1351.369 | 1522.269 | 1522.269
results208.txt | 9006 TROFORS 400.00 | -0.2568 | 893.631 | 2245 | 1351.369 | 1608.169 | 1608.169
results208.txt | 9007 TJELDBERGO 400.00 | 0.2058 | 893.631 | 2245 | 1351.369 | 1145.569 | 1145.569
results208.txt | 9008 SYLKKYVELN 400.00 | 0.1229 | 893.631 | 2245 | 1351.369 | 1228.469 | 1228.469
results209.txt | PTI INTERACTIVE POWER SYSTEM SIMULATOR--PSS(R)E MON, MAY 29 2023 |  | 891.9945 | 2245 | 1353.0055
results209.txt | SENSITIVITY FACTORS ARE CALCULATED WITH AC |  | 891.9945 | 2245 | 1353.0055
results209.txt | SUBSYSTEM 'RESERV' IS USED FOR OPPOSING SYSTEM FOR MW POWER |  | 891.9945 | 2245 | 1353.0055
results209.txt | SENSITIVITY FACTORS OF BRANCH FLOW (MVA) ON 6357 TONSTAD300 400.00 TO 6358 TONSTAD400 400.00 7 MORE THAN | 0.1 | 891.9945 | 2245 | 1353.0055 | 1253.0055 | 1253.0055
results209.txt | <--------- BUS NAME --------> |  | 891.9945 | 2245 | 1353.0055
results209.txt | 6357 TONSTAD300 400.00 | 0.5036 | 891.9945 | 2245 | 1353.0055 | 849.4055 | 849.4055
results210.txt | PTI INTERACTIVE POWER SYSTEM SIMULATOR--PSS(R)E MON, MAY 29 2023 |  | 891.9945 | 2245 | 1353.0055
results210.txt | SENSITIVITY FACTORS ARE CALCULATED WITH AC |  | 891.9945 | 2245 | 1353.0055
results210.txt | SUBSYSTEM 'RESERV' IS USED FOR OPPOSING SYSTEM FOR MW POWER |  | 891.9945 | 2245 | 1353.0055
results210.txt | SENSITIVITY FACTORS OF BRANCH FLOW (MVA) ON 6357 TONSTAD300 400.00 TO 6358 TONSTAD400 400.00 8 MORE THAN | 0.1 | 891.9945 | 2245 | 1353.0055 | 1253.0055 | 1253.0055
results210.txt | <--------- BUS NAME --------> |  | 891.9945 | 2245 | 1353.0055
results210.txt | 6357 TONSTAD300 400.00 | 0.5036 | 891.9945 | 2245 | 1353.0055 | 849.4055 | 849.4055
results211.txt | PTI INTERACTIVE POWER SYSTEM SIMULATOR--PSS(R)E MON, MAY 29 2023 |  | 218.3266 | 1571.5 | 1353.1734
results211.txt | SENSITIVITY FACTORS ARE CALCULATED WITH AC |  | 218.3266 | 1571.5 | 1353.1734
results211.txt | SUBSYSTEM 'RESERV' IS USED FOR OPPOSING SYSTEM FOR MW POWER |  | 218.3266 | 1571.5 | 1353.1734
results211.txt | SENSITIVITY FACTORS OF BRANCH FLOW (MVA) ON 6924 JUKTAN/BLAIK400.00 TO 6926 GRUNDFORS400400.00 1 MORE THAN | 0.1 | 218.3266 | 1571.5 | 1353.1734 | 1253.1734 | 1253.1734
results211.txt | <--------- BUS NAME --------> |  | 218.3266 | 1571.5 | 1353.1734
results211.txt | 6924 JUKTAN/BLAIK400.00 | 0.7994 | 218.3266 | 1571.5 | 1353.1734 | 553.7734 | 553.7734
results212.txt | PTI INTERACTIVE POWER SYSTEM SIMULATOR--PSS(R)E MON, MAY 29 2023 |  | 890.2166 | 2245 | 1354.7834
results212.txt | SENSITIVITY FACTORS ARE CALCULATED WITH AC |  | 890.2166 | 2245 | 1354.7834
results212.txt | SUBSYSTEM 'RESERV' IS USED FOR OPPOSING SYSTEM FOR MW POWER |  | 890.2166 | 2245 | 1354.7834
results212.txt | SENSITIVITY FACTORS OF BRANCH FLOW (MVA) ON 6373 ARENDAL400 400.00 TO 6730 BAMBLE400 400.00 5 MORE THAN | 0.1 | 890.2166 | 2245 | 1354.7834 | 1254.7834 | 1254.7834
results212.txt | <--------- BUS NAME --------> |  | 890.2166 | 2245 | 1354.7834
results212.txt | 6356 BJERKREIM 400.00 | 0.1678 | 890.2166 | 2245 | 1354.7834 | 1186.9834 | 1186.9834
results212.txt | 6358 TONSTAD400 400.00 | 0.1926 | 890.2166 | 2245 | 1354.7834 | 1162.1834 | 1162.1834
results212.txt | 6357 TONSTAD300 400.00 | 0.1925 | 890.2166 | 2245 | 1354.7834 | 1162.2834 | 1162.2834
results212.txt | 6360 KJELLAND 400.00 | 0.1819 | 890.2166 | 2245 | 1354.7834 | 1172.8834 | 1172.8834
results212.txt | 6363 FEDA400 400.00 | 0.1937 | 890.2166 | 2245 | 1354.7834 | 1161.0834 | 1161.0834
results212.txt | 6362 FEDA300 400.00 | 0.1935 | 890.2166 | 2245 | 1354.7834 | 1161.2834 | 1161.2834
results212.txt | 6364 LISTAWIND 400.00 | 0.1935 | 890.2166 | 2245 | 1354.7834 | 1161.2834 | 1161.2834
results212.txt | 6365 KRISTIANSAND400.00 | 0.2218 | 890.2166 | 2245 | 1354.7834 | 1132.9834 | 1132.9834
results212.txt | 6373 ARENDAL400 400.00 | 0.3132 | 890.2166 | 2245 | 1354.7834 | 1041.5834 | 1041.5834
results212.txt | 6372 ARENDAL300 400.00 | 0.3132 | 890.2166 | 2245 | 1354.7834 | 1041.5834 | 1041.5834
results212.txt | 6688 STOKKELAND 400.00 | 0.152 | 890.2166 | 2245 | 1354.7834 | 1202.7834 | 1202.7834
results212.txt | 6690 HOG-JAERN400400.00 | 0.1514 | 890.2166 | 2245 | 1354.7834 | 1203.3834 | 1203.3834
results212.txt | 6689 HOG-JAERN300400.00 | 0.1519 | 890.2166 | 2245 | 1354.7834 | 1202.8834 | 1202.8834
results212.txt | 6699 DUGE 301.00 | 0.1444 | 890.2166 | 2245 | 1354.7834 | 1210.3834 | 1210.3834
results212.txt | 6706 ROSKREPP 301.00 | 0.148 | 890.2166 | 2245 | 1354.7834 | 1206.7834 | 1206.7834
results212.txt | 6707 KVINEN 301.00 | 0.1514 | 890.2166 | 2245 | 1354.7834 | 1203.3834 | 1203.3834
results212.txt | 6708 SOLHOLM300 400.00 | 0.2118 | 890.2166 | 2245 | 1354.7834 | 1142.9834 | 1142.9834
results212.txt | 6710 HEKNI 400.00 | 0.1186 | 890.2166 | 2245 | 1354.7834 | 1236.1834 | 1236.1834
results212.txt | 6754 STOLAHELA 400.00 | 0.152 | 890.2166 | 2245 | 1354.7834 | 1202.7834 | 1202.7834
results212.txt | 9014 HONNA 400.00 | 0.2407 | 890.2166 | 2245 | 1354.7834 | 1114.0834 | 1114.0834
results212.txt | 9020 LYSE 301.00 | 0.1356 | 890.2166 | 2245 | 1354.7834 | 1219.1834 | 1219.1834
results212.txt | 9021 FJOTLAND 301.00 | 0.164 | 890.2166 | 2245 | 1354.7834 | 1190.7834 | 1190.7834
results213.txt | PTI INTERACTIVE POWER SYSTEM SIMULATOR--PSS(R)E MON, MAY 29 2023 |  | 882.5043 | 2245 | 1362.4956
results213.txt | SENSITIVITY FACTORS ARE CALCULATED WITH AC |  | 882.5043 | 2245 | 1362.4956
results213.txt | SUBSYSTEM 'RESERV' IS USED FOR OPPOSING SYSTEM FOR MW POWER |  | 882.5043 | 2245 | 1362.4956
results213.txt | SENSITIVITY FACTORS OF BRANCH FLOW (MVA) ON 6342 TENHULT 400.00 TO 6349 ALVESTA 400.00 3 MORE THAN | 0.1 | 882.5043 | 2245 | 1362.4956 | 1262.4957 | 1262.4957
results213.txt | <--------- BUS NAME --------> |  | 882.5043 | 2245 | 1362.4956
results213.txt | 5624 HERSLEV 400.00 | -0.1371 | 882.5043 | 2245 | 1362.4956 | 1499.5957 | 1499.5957
results213.txt | 5642 HOVEGARD 400.00 | -0.137 | 882.5043 | 2245 | 1362.4956 | 1499.4957 | 1499.4957
results213.txt | 5646 BJAEVERSKOV4400.00 | -0.1369 | 882.5043 | 2245 | 1362.4956 | 1499.3957 | 1499.3957
results213.txt | 5645 BJAEVERSKOV2220.00 | -0.1367 | 882.5043 | 2245 | 1362.4956 | 1499.1957 | 1499.1957
results213.txt | 5657 ISHOJ400 400.00 | -0.137 | 882.5043 | 2245 | 1362.4956 | 1499.4957 | 1499.4957
results213.txt | 5656 ISHOJ220 220.00 | -0.1372 | 882.5043 | 2245 | 1362.4956 | 1499.6957 | 1499.6957
results213.txt | 5660 AVEDOREVERK 400.00 | -0.1371 | 882.5043 | 2245 | 1362.4956 | 1499.5957 | 1499.5957
results213.txt | 5662 ORSTEDSVERKE400.00 | -0.1372 | 882.5043 | 2245 | 1362.4956 | 1499.6957 | 1499.6957
results213.txt | 5671 SEGE 400.00 | -0.2247 | 882.5043 | 2245 | 1362.4956 | 1587.1957 | 1587.1957
results213.txt | 5672 ARRIE 400.00 | -0.2246 | 882.5043 | 2245 | 1362.4956 | 1587.0957 | 1587.0957
results213.txt | 5673 KRUSEBERG 400.00 | -0.2246 | 882.5043 | 2245 | 1362.4956 | 1587.0957 | 1587.0957
results213.txt | 5676 WIND FARM 220.00 | -0.1347 | 882.5043 | 2245 | 1362.4956 | 1497.1957 | 1497.1957
results213.txt | 5845 ASNAESVERK 400.00 | -0.137 | 882.5043 | 2245 | 1362.4956 | 1499.4957 | 1499.4957
results213.txt | 6319 KYNDBYVERKER400.00 | -0.1369 | 882.5043 | 2245 | 1362.4956 | 1499.3957 | 1499.3957
results213.txt | 6324 GORLOSEGARD 400.00 | -0.1365 | 882.5043 | 2245 | 1362.4956 | 1498.9957 | 1498.9957
results213.txt | 6330 GELNTEGARD2 400.00 | -0.1375 | 882.5043 | 2245 | 1362.4956 | 1499.9957 | 1499.9957
results213.txt | 6334 GLENTEGARD 400.00 | -0.1377 | 882.5043 | 2245 | 1362.4956 | 1500.1957 | 1500.1957
results213.txt | 6335 SODERASEN 400.00 | -0.135 | 882.5043 | 2245 | 1362.4956 | 1497.4957 | 1497.4957
results213.txt | 6337 BARSEBACK 400.00 | -0.2126 | 882.5043 | 2245 | 1362.4956 | 1575.0957 | 1575.0957
results213.txt | 6338 HURVA 400.00 | -0.253 | 882.5043 | 2245 | 1362.4956 | 1615.4957 | 1615.4957
results213.txt | 6342 TENHULT 400.00 | 0.195 | 882.5043 | 2245 | 1362.4956 | 1167.4957 | 1167.4957
results213.txt | 6343 BARKERYD 400.00 | 0.1282 | 882.5043 | 2245 | 1362.4956 | 1234.2957 | 1234.2957
results213.txt | 6348 OSKARSHAMN 400.00 | -0.2164 | 882.5043 | 2245 | 1362.4956 | 1578.8957 | 1578.8957
results213.txt | 6349 ALVESTA 400.00 | -0.4009 | 882.5043 | 2245 | 1362.4956 | 1763.3957 | 1763.3957
results213.txt | 6350 HEMSJO 400.00 | -0.3094 | 882.5043 | 2245 | 1362.4956 | 1671.8957 | 1671.8957
results213.txt | 6351 KARLSHAMN 400.00 | -0.3093 | 882.5043 | 2245 | 1362.4956 | 1671.7957 | 1671.7957
results213.txt | 6354 NYBRO 400.00 | -0.2784 | 882.5043 | 2245 | 1362.4956 | 1640.8957 | 1640.8957
results213.txt | 7429 JOINT 220.00 | -0.1349 | 882.5043 | 2245 | 1362.4956 | 1497.3957 | 1497.3957
results213.txt | 9401 HAGESKRUV 400.00 | -0.3083 | 882.5043 | 2245 | 1362.4956 | 1670.7957 | 1670.7957
results214.txt | PTI INTERACTIVE POWER SYSTEM SIMULATOR--PSS(R)E MON, MAY 29 2023 |  | -880.7264 | 2245 | 1364.2736
results214.txt | SENSITIVITY FACTORS ARE CALCULATED WITH AC |  | -880.7264 | 2245 | 1364.2736
results214.txt | SUBSYSTEM 'RESERV' IS USED FOR OPPOSING SYSTEM FOR MW POWER |  | -880.7264 | 2245 | 1364.2736
results214.txt | SENSITIVITY FACTORS OF BRANCH FLOW (MVA) ON 6859 AURA1 400.00 TO 6872 AURA2300 400.00 4 MORE THAN | 0.1 | -880.7264 | 2245 | 1364.2736 | 1264.2736 | 1264.2736
results214.txt | <--------- BUS NAME --------> |  | -880.7264 | 2245 | 1364.2736
results214.txt | 6647 MOSKOG 400.00 | 0.2566 | -880.7264 | 2245 | 1364.2736 | 1107.6736 | 1107.6736
results214.txt | 6648 HOYANGER 400.00 | 0.2156 | -880.7264 | 2245 | 1364.2736 | 1148.6736 | 1148.6736
results214.txt | 6657 JOSTEDAL 400.00 | 0.1059 | -880.7264 | 2245 | 1364.2736 | 1258.3736 | 1258.3736
results214.txt | 6658 LEIRDOLA 400.00 | 0.1062 | -880.7264 | 2245 | 1364.2736 | 1258.0736 | 1258.0736
results214.txt | 6659 ÅROY 400.00 | 0.1088 | -880.7264 | 2245 | 1364.2736 | 1255.4736 | 1255.4736
results214.txt | 6661 FARDAL400 400.00 | 0.1089 | -880.7264 | 2245 | 1364.2736 | 1255.3736 | 1255.3736
results214.txt | 6660 FARDAL300 400.00 | 0.1088 | -880.7264 | 2245 | 1364.2736 | 1255.4736 | 1255.4736
results214.txt | 6666 SKAGEN-FOTUN400.00 | 0.1048 | -880.7264 | 2245 | 1364.2736 | 1259.4736 | 1259.4736
results214.txt | 6712 OVREVINSTRA 400.00 | -0.1056 | -880.7264 | 2245 | 1364.2736 | 1469.8736 | 1469.8736
results214.txt | 6812 OGNDAL 400.00 | -0.1738 | -880.7264 | 2245 | 1364.2736 | 1538.0736 | 1538.0736
results214.txt | 6814 VERDAL400 400.00 | -0.1748 | -880.7264 | 2245 | 1364.2736 | 1539.0736 | 1539.0736
results214.txt | 6813 VERDAL300 400.00 | -0.1748 | -880.7264 | 2245 | 1364.2736 | 1539.0736 | 1539.0736
results214.txt | 6815 HÖGÅSEN 400.00 | -0.1177 | -880.7264 | 2245 | 1364.2736 | 1481.9736 | 1481.9736
results214.txt | 6872 AURA2300 400.00 | -0.2223 | -880.7264 | 2245 | 1364.2736 | 1586.5736 | 1586.5736
results214.txt | 6855 FRAERNA 400.00 | 0.749 | -880.7264 | 2245 | 1364.2736 | 615.2736 | 615.2736
results214.txt | 6856 ORSKOG 400.00 | 0.627 | -880.7264 | 2245 | 1364.2736 | 737.2736 | 737.2736
results214.txt | 6857 ORSTA 400.00 | 0.5409 | -880.7264 | 2245 | 1364.2736 | 823.3736 | 823.3736
results214.txt | 6858 ISTAD 400.00 | 0.749 | -880.7264 | 2245 | 1364.2736 | 615.2736 | 615.2736
results214.txt | 6859 AURA1 400.00 | 0.7736 | -880.7264 | 2245 | 1364.2736 | 590.6736 | 590.6736
results214.txt | 6860 GRYTTEN 400.00 | 0.7181 | -880.7264 | 2245 | 1364.2736 | 646.1736 | 646.1736
results214.txt | 6861 SNILLDAL 400.00 | -0.205 | -880.7264 | 2245 | 1364.2736 | 1569.2736 | 1569.2736
results214.txt | 6862 SURNA 400.00 | -0.2105 | -880.7264 | 2245 | 1364.2736 | 1574.7736 | 1574.7736
results214.txt | 6863 HOFSTAD 400.00 | -0.1855 | -880.7264 | 2245 | 1364.2736 | 1549.7736 | 1549.7736
results214.txt | 6864 ÅFJORD 400.00 | -0.1951 | -880.7264 | 2245 | 1364.2736 | 1559.3736 | 1559.3736
results214.txt | 6866 ORKDAL400 400.00 | -0.1908 | -880.7264 | 2245 | 1364.2736 | 1555.0736 | 1555.0736
results214.txt | 6865 ORKDAL300 400.00 | -0.1908 | -880.7264 | 2245 | 1364.2736 | 1555.0736 | 1555.0736
results214.txt | 6867 STRINDA 400.00 | -0.1773 | -880.7264 | 2245 | 1364.2736 | 1541.5736 | 1541.5736
results214.txt | 6869 KLAEBU400 400.00 | -0.1776 | -880.7264 | 2245 | 1364.2736 | 1541.8736 | 1541.8736
results214.txt | 6868 KLAEBU300 400.00 | -0.1776 | -880.7264 | 2245 | 1364.2736 | 1541.8736 | 1541.8736
results214.txt | 6871 EIDUM400 400.00 | -0.1768 | -880.7264 | 2245 | 1364.2736 | 1541.0736 | 1541.0736
results214.txt | 6870 EIDUM300 400.00 | -0.1768 | -880.7264 | 2245 | 1364.2736 | 1541.0736 | 1541.0736
results214.txt | 6874 VÅGÅMO 400.00 | -0.1453 | -880.7264 | 2245 | 1364.2736 | 1509.5736 | 1509.5736
results214.txt | 6936 NEDRERÖS400 400.00 | -0.1474 | -880.7264 | 2245 | 1364.2736 | 1511.6736 | 1511.6736
results214.txt | 6935 NEDRERÖS300 400.00 | -0.1475 | -880.7264 | 2245 | 1364.2736 | 1511.7736 | 1511.7736
results214.txt | 6934 NEDRERÖS220 220.00 | -0.1356 | -880.7264 | 2245 | 1364.2736 | 1499.8736 | 1499.8736
results214.txt | 6937 MARKA 400.00 | -0.1515 | -880.7264 | 2245 | 1364.2736 | 1515.7736 | 1515.7736
results214.txt | 6938 NAMSOS 400.00 | -0.1713 | -880.7264 | 2245 | 1364.2736 | 1535.5736 | 1535.5736
results214.txt | 6939 KOLSVIK 400.00 | -0.1597 | -880.7264 | 2245 | 1364.2736 | 1523.9736 | 1523.9736
results214.txt | 6940 NAMSKOGEN 400.00 | -0.1598 | -880.7264 | 2245 | 1364.2736 | 1524.0736 | 1524.0736
results214.txt | 6942 TUNNSJO400 400.00 | -0.163 | -880.7264 | 2245 | 1364.2736 | 1527.2736 | 1527.2736
results214.txt | 6941 TUNNSJO300 400.00 | -0.163 | -880.7264 | 2245 | 1364.2736 | 1527.2736 | 1527.2736
results214.txt | 6944 RANA 400.00 | -0.1449 | -880.7264 | 2245 | 1364.2736 | 1509.1736 | 1509.1736
results214.txt | 6945 GEJMÅN 220.00 | -0.1171 | -880.7264 | 2245 | 1364.2736 | 1481.3736 | 1481.3736
results214.txt | 6946 AJAURE 220.00 | -0.1053 | -880.7264 | 2245 | 1364.2736 | 1469.5736 | 1469.5736
results214.txt | 6996 OFOTEN 400.00 | -0.1184 | -880.7264 | 2245 | 1364.2736 | 1482.6736 | 1482.6736
results214.txt | 6997 NARVIK 400.00 | -0.1187 | -880.7264 | 2245 | 1364.2736 | 1482.9736 | 1482.9736
results214.txt | 7000 VITAS 400.00 | -0.1001 | -880.7264 | 2245 | 1364.2736 | 1464.3736 | 1464.3736
results214.txt | 7006 SVARTISEN 400.00 | -0.1401 | -880.7264 | 2245 | 1364.2736 | 1504.3736 | 1504.3736
results214.txt | 7007 KOBBELV 400.00 | -0.1264 | -880.7264 | 2245 | 1364.2736 | 1490.6736 | 1490.6736
results214.txt | 7008 SALTEN 400.00 | -0.1296 | -880.7264 | 2245 | 1364.2736 | 1493.8736 | 1493.8736
results214.txt | 7017 HAMMERFEST 400.00 | -0.1205 | -880.7264 | 2245 | 1364.2736 | 1484.7736 | 1484.7736
results214.txt | 7019 BALSFJORD 400.00 | -0.1193 | -880.7264 | 2245 | 1364.2736 | 1483.5736 | 1483.5736
results214.txt | 7020 BARDUFOSS 400.00 | -0.1191 | -880.7264 | 2245 | 1364.2736 | 1483.3736 | 1483.3736
results214.txt | 7061 NEA 400.00 | -0.145 | -880.7264 | 2245 | 1364.2736 | 1509.2736 | 1509.2736
results214.txt | 7062 RITSEM 400.00 | -0.1044 | -880.7264 | 2245 | 1364.2736 | 1468.6736 | 1468.6736
results214.txt | 7799 JOINT 220.00 | -0.1171 | -880.7264 | 2245 | 1364.2736 | 1481.3736 | 1481.3736
results214.txt | 9001 SEIDAFJELL 400.00 | -0.1203 | -880.7264 | 2245 | 1364.2736 | 1484.5736 | 1484.5736
results214.txt | 9002 LEBSESBY 400.00 | -0.1204 | -880.7264 | 2245 | 1364.2736 | 1484.6736 | 1484.6736
results214.txt | 9003 HAMMERF 400.00 | -0.1205 | -880.7264 | 2245 | 1364.2736 | 1484.7736 | 1484.7736
results214.txt | 9004 ALTA 400.00 | -0.12 | -880.7264 | 2245 | 1364.2736 | 1484.2736 | 1484.2736
results214.txt | 9005 BERGHEIM 400.00 | -0.1197 | -880.7264 | 2245 | 1364.2736 | 1483.9736 | 1483.9736
results214.txt | 9006 TROFORS 400.00 | -0.154 | -880.7264 | 2245 | 1364.2736 | 1518.2736 | 1518.2736
results214.txt | 9007 TJELDBERGO 400.00 | -0.2079 | -880.7264 | 2245 | 1364.2736 | 1572.1736 | 1572.1736
results214.txt | 9008 SYLKKYVELN 400.00 | 0.5894 | -880.7264 | 2245 | 1364.2736 | 774.8736 | 774.8736
results214.txt | 9009 ALFOTEN 400.00 | 0.4112 | -880.7264 | 2245 | 1364.2736 | 953.0736 | 953.0736
results215.txt | PTI INTERACTIVE POWER SYSTEM SIMULATOR--PSS(R)E MON, MAY 29 2023 |  | 874.8979 | 2245 | 1370.1021
results215.txt | SENSITIVITY FACTORS ARE CALCULATED WITH AC |  | 874.8979 | 2245 | 1370.1021
results215.txt | SUBSYSTEM 'RESERV' IS USED FOR OPPOSING SYSTEM FOR MW POWER |  | 874.8979 | 2245 | 1370.1021
results215.txt | SENSITIVITY FACTORS OF BRANCH FLOW (MVA) ON 6732 FLESAKER 400.00 TO 6733 SYLLING300 400.00 3 MORE THAN | 0.1 | 874.8979 | 2245 | 1370.1021 | 1270.1021 | 1270.1021
results215.txt | <--------- BUS NAME --------> |  | 874.8979 | 2245 | 1370.1021
results215.txt | 6356 BJERKREIM 400.00 | 0.2084 | 874.8979 | 2245 | 1370.1021 | 1161.7021 | 1161.7021
results215.txt | 6358 TONSTAD400 400.00 | 0.2116 | 874.8979 | 2245 | 1370.1021 | 1158.5021 | 1158.5021
results215.txt | 6357 TONSTAD300 400.00 | 0.2116 | 874.8979 | 2245 | 1370.1021 | 1158.5021 | 1158.5021
results215.txt | 6360 KJELLAND 400.00 | 0.2109 | 874.8979 | 2245 | 1370.1021 | 1159.2021 | 1159.2021
results215.txt | 6363 FEDA400 400.00 | 0.2133 | 874.8979 | 2245 | 1370.1021 | 1156.8021 | 1156.8021
results215.txt | 6362 FEDA300 400.00 | 0.2133 | 874.8979 | 2245 | 1370.1021 | 1156.8021 | 1156.8021
results215.txt | 6364 LISTAWIND 400.00 | 0.2133 | 874.8979 | 2245 | 1370.1021 | 1156.8021 | 1156.8021
results215.txt | 6365 KRISTIANSAND400.00 | 0.2227 | 874.8979 | 2245 | 1370.1021 | 1147.4021 | 1147.4021
results215.txt | 6373 ARENDAL400 400.00 | 0.2309 | 874.8979 | 2245 | 1370.1021 | 1139.2021 | 1139.2021
results215.txt | 6372 ARENDAL300 400.00 | 0.2309 | 874.8979 | 2245 | 1370.1021 | 1139.2021 | 1139.2021
results215.txt | 6626 MINNE 400.00 | -0.1923 | 874.8979 | 2245 | 1370.1021 | 1562.4021 | 1562.4021
results215.txt | 6657 JOSTEDAL 400.00 | -0.1004 | 874.8979 | 2245 | 1370.1021 | 1470.5021 | 1470.5021
results215.txt | 6658 LEIRDOLA 400.00 | -0.1006 | 874.8979 | 2245 | 1370.1021 | 1470.7021 | 1470.7021
results215.txt | 6659 ÅROY 400.00 | -0.1022 | 874.8979 | 2245 | 1370.1021 | 1472.3021 | 1472.3021
results215.txt | 6661 FARDAL400 400.00 | -0.1022 | 874.8979 | 2245 | 1370.1021 | 1472.3021 | 1472.3021
results215.txt | 6660 FARDAL300 400.00 | -0.1022 | 874.8979 | 2245 | 1370.1021 | 1472.3021 | 1472.3021
results215.txt | 6663 AURLAND400 400.00 | -0.1274 | 874.8979 | 2245 | 1370.1021 | 1497.5021 | 1497.5021
results215.txt | 6662 AURLAND200 400.00 | -0.1273 | 874.8979 | 2245 | 1370.1021 | 1497.4021 | 1497.4021
results215.txt | 6664 AURLAND2 400.00 | -0.1274 | 874.8979 | 2245 | 1370.1021 | 1497.5021 | 1497.5021
results215.txt | 6665 AURLAND3 400.00 | -0.1347 | 874.8979 | 2245 | 1370.1021 | 1504.8021 | 1504.8021
results215.txt | 6667 BORGUND 301.00 | -0.177 | 874.8979 | 2245 | 1370.1021 | 1547.1021 | 1547.1021
results215.txt | 6668 ELDFJORD 400.00 | -0.1108 | 874.8979 | 2245 | 1370.1021 | 1480.9021 | 1480.9021
results215.txt | 6669 HOL1 400.00 | -0.1575 | 874.8979 | 2245 | 1370.1021 | 1527.6021 | 1527.6021
results215.txt | 6670 HOL3 400.00 | -0.1671 | 874.8979 | 2245 | 1370.1021 | 1537.2021 | 1537.2021
results215.txt | 6671 HEMSIL1 301.00 | -0.1776 | 874.8979 | 2245 | 1370.1021 | 1547.7021 | 1547.7021
results215.txt | 6673 USTA400 400.00 | -0.1674 | 874.8979 | 2245 | 1370.1021 | 1537.5021 | 1537.5021
results215.txt | 6672 USTA300 400.00 | -0.1674 | 874.8979 | 2245 | 1370.1021 | 1537.5021 | 1537.5021
results215.txt | 6679 OKSLA 400.00 | 0.1582 | 874.8979 | 2245 | 1370.1021 | 1211.9021 | 1211.9021
results215.txt | 6680 ÅSEN 400.00 | 0.1582 | 874.8979 | 2245 | 1370.1021 | 1211.9021 | 1211.9021
results215.txt | 6682 SAUDA400 400.00 | 0.1335 | 874.8979 | 2245 | 1370.1021 | 1236.6021 | 1236.6021
results215.txt | 6681 SAUDA300 400.00 | 0.1332 | 874.8979 | 2245 | 1370.1021 | 1236.9021 | 1236.9021
results215.txt | 6683 HYLEN 400.00 | 0.133 | 874.8979 | 2245 | 1370.1021 | 1237.1021 | 1237.1021
results215.txt | 6685 RÖDAL 400.00 | 0.1588 | 874.8979 | 2245 | 1370.1021 | 1211.3021 | 1211.3021
results215.txt | 6686 NOVLE 400.00 | 0.1587 | 874.8979 | 2245 | 1370.1021 | 1211.4021 | 1211.4021
results215.txt | 6687 ULLA-FORRE 400.00 | 0.1596 | 874.8979 | 2245 | 1370.1021 | 1210.5021 | 1210.5021
results215.txt | 6688 STOKKELAND 400.00 | 0.2047 | 874.8979 | 2245 | 1370.1021 | 1165.4021 | 1165.4021
results215.txt | 6690 HOG-JAERN400400.00 | 0.2046 | 874.8979 | 2245 | 1370.1021 | 1165.5021 | 1165.5021
results215.txt | 6689 HOG-JAERN300400.00 | 0.2047 | 874.8979 | 2245 | 1370.1021 | 1165.4021 | 1165.4021
results215.txt | 6691 SUBSTATION 400.00 | 0.133 | 874.8979 | 2245 | 1370.1021 | 1237.1021 | 1237.1021
results215.txt | 6693 SATURDAL 400.00 | 0.2104 | 874.8979 | 2245 | 1370.1021 | 1159.7021 | 1159.7021
results215.txt | 6692 HYDRO MIXED 400.00 | 0.2103 | 874.8979 | 2245 | 1370.1021 | 1159.8021 | 1159.8021
results215.txt | 6694 FORRE 400.00 | 0.2038 | 874.8979 | 2245 | 1370.1021 | 1166.3021 | 1166.3021
results215.txt | 6695 KVILLDAL 400.00 | 0.2204 | 874.8979 | 2245 | 1370.1021 | 1149.7021 | 1149.7021
results215.txt | 6698 LYSE400 400.00 | 0.1914 | 874.8979 | 2245 | 1370.1021 | 1178.7021 | 1178.7021
results215.txt | 6697 LYSE300 400.00 | 0.1915 | 874.8979 | 2245 | 1370.1021 | 1178.6021 | 1178.6021
results215.txt | 6699 DUGE 301.00 | 0.2011 | 874.8979 | 2245 | 1370.1021 | 1169.0021 | 1169.0021
results215.txt | 6700 TJORHOM 400.00 | 0.191 | 874.8979 | 2245 | 1370.1021 | 1179.1021 | 1179.1021
results215.txt | 6701 KVANNDAL 400.00 | 0.1704 | 874.8979 | 2245 | 1370.1021 | 1199.7021 | 1199.7021
results215.txt | 6702 KJELA 400.00 | 0.1877 | 874.8979 | 2245 | 1370.1021 | 1182.4021 | 1182.4021
results215.txt | 6703 SONGA 400.00 | 0.2119 | 874.8979 | 2245 | 1370.1021 | 1158.2021 | 1158.2021
results215.txt | 6704 VINJE 400.00 | 0.2166 | 874.8979 | 2245 | 1370.1021 | 1153.5021 | 1153.5021
results215.txt | 6705 HOLEN 400.00 | 0.2217 | 874.8979 | 2245 | 1370.1021 | 1148.4021 | 1148.4021
results215.txt | 6706 ROSKREPP 301.00 | 0.2018 | 874.8979 | 2245 | 1370.1021 | 1168.3021 | 1168.3021
results215.txt | 6707 KVINEN 301.00 | 0.2024 | 874.8979 | 2245 | 1370.1021 | 1167.7021 | 1167.7021
results215.txt | 6708 SOLHOLM300 400.00 | 0.2135 | 874.8979 | 2245 | 1370.1021 | 1156.6021 | 1156.6021
results215.txt | 6710 HEKNI 400.00 | 0.2205 | 874.8979 | 2245 | 1370.1021 | 1149.6021 | 1149.6021
results215.txt | 6711 TOKKE 400.00 | 0.2226 | 874.8979 | 2245 | 1370.1021 | 1147.5021 | 1147.5021
results215.txt | 6712 OVREVINSTRA 400.00 | -0.1416 | 874.8979 | 2245 | 1370.1021 | 1511.7021 | 1511.7021
results215.txt | 6713 NEDREVINSTRA400.00 | -0.1658 | 874.8979 | 2245 | 1370.1021 | 1535.9021 | 1535.9021
results215.txt | 6714 HEMSIL2 400.00 | -0.1791 | 874.8979 | 2245 | 1370.1021 | 1549.2021 | 1549.2021
results215.txt | 6715 NESBYEN 400.00 | -0.1819 | 874.8979 | 2245 | 1370.1021 | 1552.0021 | 1552.0021
results215.txt | 6716 DAGALI 400.00 | -0.1841 | 874.8979 | 2245 | 1370.1021 | 1554.2021 | 1554.2021
results215.txt | 6717 NEDREVINSTRA400.00 | -0.1658 | 874.8979 | 2245 | 1370.1021 | 1535.9021 | 1535.9021
results215.txt | 6718 FÅBERG 400.00 | -0.1671 | 874.8979 | 2245 | 1370.1021 | 1537.2021 | 1537.2021
results215.txt | 6719 ÅDAL 400.00 | -0.2217 | 874.8979 | 2245 | 1370.1021 | 1591.8021 | 1591.8021
results215.txt | 6720 VARDAL 400.00 | -0.1778 | 874.8979 | 2245 | 1370.1021 | 1547.9021 | 1547.9021
results215.txt | 6721 VANG 400.00 | -0.1806 | 874.8979 | 2245 | 1370.1021 | 1550.7021 | 1550.7021
results215.txt | 6722 VEMORK 400.00 | 0.2484 | 874.8979 | 2245 | 1370.1021 | 1121.7021 | 1121.7021
results215.txt | 6723 SÅHEIM 400.00 | 0.286 | 874.8979 | 2245 | 1370.1021 | 1084.1021 | 1084.1021
results215.txt | 6724 NORE 400.00 | -0.208 | 874.8979 | 2245 | 1370.1021 | 1578.1021 | 1578.1021
results215.txt | 6725 SUNDSBARM 400.00 | 0.2517 | 874.8979 | 2245 | 1370.1021 | 1118.4021 | 1118.4021
results215.txt | 6727 ROD400 400.00 | 0.232 | 874.8979 | 2245 | 1370.1021 | 1138.1021 | 1138.1021
results215.txt | 6726 ROD300 400.00 | 0.2327 | 874.8979 | 2245 | 1370.1021 | 1137.4021 | 1137.4021
results215.txt | 6728 GRENLAND 400.00 | 0.2411 | 874.8979 | 2245 | 1370.1021 | 1129.0021 | 1129.0021
results215.txt | 6730 BAMBLE400 400.00 | 0.2416 | 874.8979 | 2245 | 1370.1021 | 1128.5021 | 1128.5021
results215.txt | 6729 BAMBLE300 400.00 | 0.2416 | 874.8979 | 2245 | 1370.1021 | 1128.5021 | 1128.5021
results215.txt | 6731 RINGERIKE 400.00 | -0.2329 | 874.8979 | 2245 | 1370.1021 | 1603.0021 | 1603.0021
results215.txt | 6732 FLESAKER 400.00 | 0.3217 | 874.8979 | 2245 | 1370.1021 | 1048.4021 | 1048.4021
results215.txt | 6734 SYLLING400 400.00 | -0.2859 | 874.8979 | 2245 | 1370.1021 | 1656.0021 | 1656.0021
results215.txt | 6733 SYLLING300 400.00 | -0.2901 | 874.8979 | 2245 | 1370.1021 | 1660.2021 | 1660.2021
results215.txt | 6736 OSLA400 400.00 | -0.2006 | 874.8979 | 2245 | 1370.1021 | 1570.7021 | 1570.7021
results215.txt | 6735 OSLO300 400.00 | -0.2028 | 874.8979 | 2245 | 1370.1021 | 1572.9021 | 1572.9021
results215.txt | 6738 TVEITEN 400.00 | 0.2808 | 874.8979 | 2245 | 1370.1021 | 1089.3021 | 1089.3021
results215.txt | 6751 SUBSTATION 301.00 | 0.1114 | 874.8979 | 2245 | 1370.1021 | 1258.7021 | 1258.7021
results215.txt | 6750 HÅVIK 400.00 | 0.102 | 874.8979 | 2245 | 1370.1021 | 1268.1021 | 1268.1021
results215.txt | 6753 KÅRSTO 400.00 | 0.1022 | 874.8979 | 2245 | 1370.1021 | 1267.9021 | 1267.9021
results215.txt | 6754 STOLAHELA 400.00 | 0.2047 | 874.8979 | 2245 | 1370.1021 | 1165.4021 | 1165.4021
results215.txt | 6874 VÅGÅMO 400.00 | -0.1235 | 874.8979 | 2245 | 1370.1021 | 1493.6021 | 1493.6021
results215.txt | 6875 RENDALEN 301.00 | -0.1512 | 874.8979 | 2245 | 1370.1021 | 1521.3021 | 1521.3021
results215.txt | 8448 JOINT 400.00 | 0.1877 | 874.8979 | 2245 | 1370.1021 | 1182.4021 | 1182.4021
results215.txt | 8460 JOINT 400.00 | 0.1704 | 874.8979 | 2245 | 1370.1021 | 1199.7021 | 1199.7021
results215.txt | 8611 JOINT 400.00 | 0.1021 | 874.8979 | 2245 | 1370.1021 | 1268.0021 | 1268.0021
results215.txt | 9012 BAMBLE 400.00 | 0.2465 | 874.8979 | 2245 | 1370.1021 | 1123.6021 | 1123.6021
results215.txt | 9013 HOF 400.00 | 0.3053 | 874.8979 | 2245 | 1370.1021 | 1064.8021 | 1064.8021
results215.txt | 9014 HONNA 400.00 | 0.2185 | 874.8979 | 2245 | 1370.1021 | 1151.6021 | 1151.6021
results215.txt | 9015 HEMSIL300 301.00 | -0.1791 | 874.8979 | 2245 | 1370.1021 | 1549.2021 | 1549.2021
results215.txt | 9016 FÅBER300 301.00 | -0.1535 | 874.8979 | 2245 | 1370.1021 | 1523.6021 | 1523.6021
results215.txt | 9017 OSLO301 301.00 | -0.1246 | 874.8979 | 2245 | 1370.1021 | 1494.7021 | 1494.7021
results215.txt | 9019 SAUDA 301.00 | 0.1241 | 874.8979 | 2245 | 1370.1021 | 1246.0021 | 1246.0021
results215.txt | 9020 LYSE 301.00 | 0.1997 | 874.8979 | 2245 | 1370.1021 | 1170.4021 | 1170.4021
results215.txt | 9021 FJOTLAND 301.00 | 0.2053 | 874.8979 | 2245 | 1370.1021 | 1164.8021 | 1164.8021
results216.txt | PTI INTERACTIVE POWER SYSTEM SIMULATOR--PSS(R)E MON, MAY 29 2023 |  | 190.6086 | 1571.5 | 1380.8914
results216.txt | SENSITIVITY FACTORS ARE CALCULATED WITH AC |  | 190.6086 | 1571.5 | 1380.8914
results216.txt | SUBSYSTEM 'RESERV' IS USED FOR OPPOSING SYSTEM FOR MW POWER |  | 190.6086 | 1571.5 | 1380.8914
results216.txt | SENSITIVITY FACTORS OF BRANCH FLOW (MVA) ON 7001 SEITEVARE 400.00 TO 7004 LIGGA 400.00 3 MORE THAN | 0.1 | 190.6086 | 1571.5 | 1380.8914 | 1280.8914 | 1280.8914
results216.txt | <--------- BUS NAME --------> |  | 190.6086 | 1571.5 | 1380.8914
results216.txt | 7001 SEITEVARE 400.00 | 0.9968 | 190.6086 | 1571.5 | 1380.8914 | 384.0914 | 384.0914
results217.txt | PTI INTERACTIVE POWER SYSTEM SIMULATOR--PSS(R)E MON, MAY 29 2023 |  | 847.6031 | 2245 | 1397.3969
results217.txt | SENSITIVITY FACTORS ARE CALCULATED WITH AC |  | 847.6031 | 2245 | 1397.3969
results217.txt | SUBSYSTEM 'RESERV' IS USED FOR OPPOSING SYSTEM FOR MW POWER |  | 847.6031 | 2245 | 1397.3969
results217.txt | SENSITIVITY FACTORS OF BRANCH FLOW (MVA) ON 6617 OLKILUOTO 400.00 TO 6619 ULVILA 400.00 5 MORE THAN | 0.1 | 847.6031 | 2245 | 1397.3969 | 1297.3969 | 1297.3969
results217.txt | <--------- BUS NAME --------> |  | 847.6031 | 2245 | 1397.3969
results217.txt | 6546 SALO 400.00 | 0.1238 | 847.6031 | 2245 | 1397.3969 | 1273.5969 | 1273.5969
results217.txt | 6555 INKOO 400.00 | 0.101 | 847.6031 | 2245 | 1397.3969 | 1296.3969 | 1296.3969
results217.txt | 6617 OLKILUOTO 400.00 | 0.2262 | 847.6031 | 2245 | 1397.3969 | 1171.1969 | 1171.1969
results217.txt | 6618 RAUMA 400.00 | 0.22 | 847.6031 | 2245 | 1397.3969 | 1177.3969 | 1177.3969
results217.txt | 6621 LIETO 400.00 | 0.1345 | 847.6031 | 2245 | 1397.3969 | 1262.8969 | 1262.8969
results217.txt | 9309 NAANTALINSAL400.00 | 0.1345 | 847.6031 | 2245 | 1397.3969 | 1262.8969 | 1262.8969
results218.txt | PTI INTERACTIVE POWER SYSTEM SIMULATOR--PSS(R)E MON, MAY 29 2023 |  | -164.6279 | 1571.5 | 1406.8721
results218.txt | SENSITIVITY FACTORS ARE CALCULATED WITH AC |  | -164.6279 | 1571.5 | 1406.8721
results218.txt | SUBSYSTEM 'RESERV' IS USED FOR OPPOSING SYSTEM FOR MW POWER |  | -164.6279 | 1571.5 | 1406.8721
results218.txt | SENSITIVITY FACTORS OF BRANCH FLOW (MVA) ON 5624 HERSLEV 400.00 TO 5845 ASNAESVERK 400.00 2 MORE THAN | 0.1 | -164.6279 | 1571.5 | 1406.8721 | 1306.8721 | 1306.8721
results218.txt | <--------- BUS NAME --------> |  | -164.6279 | 1571.5 | 1406.8721
results218.txt | 5845 ASNAESVERK 400.00 | 1.0038 | -164.6279 | 1571.5 | 1406.8721 | 403.0721 | 403.0721
results219.txt | PTI INTERACTIVE POWER SYSTEM SIMULATOR--PSS(R)E MON, MAY 29 2023 |  | -834.7803 | 2245 | 1410.2197
results219.txt | SENSITIVITY FACTORS ARE CALCULATED WITH AC |  | -834.7803 | 2245 | 1410.2197
results219.txt | SUBSYSTEM 'RESERV' IS USED FOR OPPOSING SYSTEM FOR MW POWER |  | -834.7803 | 2245 | 1410.2197
results219.txt | SENSITIVITY FACTORS OF BRANCH FLOW (MVA) ON 6728 GRENLAND 400.00 TO 6730 BAMBLE400 400.00 2 MORE THAN | 0.1 | -834.7803 | 2245 | 1410.2197 | 1310.2197 | 1310.2197
results219.txt | <--------- BUS NAME --------> |  | -834.7803 | 2245 | 1410.2197
results219.txt | 6356 BJERKREIM 400.00 | 0.1768 | -834.7803 | 2245 | 1410.2197 | 1233.4197 | 1233.4197
results219.txt | 6358 TONSTAD400 400.00 | 0.2041 | -834.7803 | 2245 | 1410.2197 | 1206.1197 | 1206.1197
results219.txt | 6357 TONSTAD300 400.00 | 0.2041 | -834.7803 | 2245 | 1410.2197 | 1206.1197 | 1206.1197
results219.txt | 6360 KJELLAND 400.00 | 0.1923 | -834.7803 | 2245 | 1410.2197 | 1217.9197 | 1217.9197
results219.txt | 6363 FEDA400 400.00 | 0.2053 | -834.7803 | 2245 | 1410.2197 | 1204.9197 | 1204.9197
results219.txt | 6362 FEDA300 400.00 | 0.205 | -834.7803 | 2245 | 1410.2197 | 1205.2197 | 1205.2197
results219.txt | 6364 LISTAWIND 400.00 | 0.205 | -834.7803 | 2245 | 1410.2197 | 1205.2197 | 1205.2197
results219.txt | 6365 KRISTIANSAND400.00 | 0.2356 | -834.7803 | 2245 | 1410.2197 | 1174.6197 | 1174.6197
results219.txt | 6373 ARENDAL400 400.00 | 0.3376 | -834.7803 | 2245 | 1410.2197 | 1072.6197 | 1072.6197
results219.txt | 6372 ARENDAL300 400.00 | 0.3376 | -834.7803 | 2245 | 1410.2197 | 1072.6197 | 1072.6197
results219.txt | 6688 STOKKELAND 400.00 | 0.1594 | -834.7803 | 2245 | 1410.2197 | 1250.8197 | 1250.8197
results219.txt | 6690 HOG-JAERN400400.00 | 0.1588 | -834.7803 | 2245 | 1410.2197 | 1251.4197 | 1251.4197
results219.txt | 6689 HOG-JAERN300400.00 | 0.1594 | -834.7803 | 2245 | 1410.2197 | 1250.8197 | 1250.8197
results219.txt | 6699 DUGE 301.00 | 0.1513 | -834.7803 | 2245 | 1410.2197 | 1258.9197 | 1258.9197
results219.txt | 6706 ROSKREPP 301.00 | 0.1553 | -834.7803 | 2245 | 1410.2197 | 1254.9197 | 1254.9197
results219.txt | 6707 KVINEN 301.00 | 0.159 | -834.7803 | 2245 | 1410.2197 | 1251.2197 | 1251.2197
results219.txt | 6708 SOLHOLM300 400.00 | 0.2256 | -834.7803 | 2245 | 1410.2197 | 1184.6197 | 1184.6197
results219.txt | 6710 HEKNI 400.00 | 0.1193 | -834.7803 | 2245 | 1410.2197 | 1290.9197 | 1290.9197
results219.txt | 6728 GRENLAND 400.00 | -0.1906 | -834.7803 | 2245 | 1410.2197 | 1600.8197 | 1600.8197
results219.txt | 6730 BAMBLE400 400.00 | 0.4416 | -834.7803 | 2245 | 1410.2197 | 968.6197 | 968.6197
results219.txt | 6729 BAMBLE300 400.00 | 0.4416 | -834.7803 | 2245 | 1410.2197 | 968.6197 | 968.6197
results219.txt | 6754 STOLAHELA 400.00 | 0.1594 | -834.7803 | 2245 | 1410.2197 | 1250.8197 | 1250.8197
results219.txt | 9012 BAMBLE 400.00 | 0.1093 | -834.7803 | 2245 | 1410.2197 | 1300.9197 | 1300.9197
results219.txt | 9014 HONNA 400.00 | 0.2575 | -834.7803 | 2245 | 1410.2197 | 1152.7197 | 1152.7197
results219.txt | 9020 LYSE 301.00 | 0.1416 | -834.7803 | 2245 | 1410.2197 | 1268.6197 | 1268.6197
results219.txt | 9021 FJOTLAND 301.00 | 0.1728 | -834.7803 | 2245 | 1410.2197 | 1237.4197 | 1237.4197
results220.txt | PTI INTERACTIVE POWER SYSTEM SIMULATOR--PSS(R)E MON, MAY 29 2023 |  | 834.2225 | 2245 | 1410.7775
results220.txt | SENSITIVITY FACTORS ARE CALCULATED WITH AC |  | 834.2225 | 2245 | 1410.7775
results220.txt | SUBSYSTEM 'RESERV' IS USED FOR OPPOSING SYSTEM FOR MW POWER |  | 834.2225 | 2245 | 1410.7775
results220.txt | SENSITIVITY FACTORS OF BRANCH FLOW (MVA) ON 6830 STORFINNSF 400.00 TO 6838 RAMSELE 400.00 1 MORE THAN | 0.1 | 834.2225 | 2245 | 1410.7775 | 1310.7775 | 1310.7775
results220.txt | <--------- BUS NAME --------> |  | 834.2225 | 2245 | 1410.7775
results220.txt | 6830 STORFINNSF 400.00 | 0.3564 | 834.2225 | 2245 | 1410.7775 | 1054.3775 | 1054.3775
results220.txt | 6838 RAMSELE 400.00 | -0.291 | 834.2225 | 2245 | 1410.7775 | 1701.7775 | 1701.7775
results221.txt | PTI INTERACTIVE POWER SYSTEM SIMULATOR--PSS(R)E MON, MAY 29 2023 |  | 832.9101 | 2245 | 1412.09
results221.txt | SENSITIVITY FACTORS ARE CALCULATED WITH AC |  | 832.9101 | 2245 | 1412.09
results221.txt | SUBSYSTEM 'RESERV' IS USED FOR OPPOSING SYSTEM FOR MW POWER |  | 832.9101 | 2245 | 1412.09
results221.txt | SENSITIVITY FACTORS OF BRANCH FLOW (MVA) ON 6594 HAMRA400 400.00 TO 6600 AKER 400.00 1 MORE THAN | 0.1 | 832.9101 | 2245 | 1412.09 | 1312.0899 | 1312.0899
results221.txt | <--------- BUS NAME --------> |  | 832.9101 | 2245 | 1412.09
results221.txt | 5624 HERSLEV 400.00 | -0.1227 | 832.9101 | 2245 | 1412.09 | 1534.7899 | 1534.7899
results221.txt | 5642 HOVEGARD 400.00 | -0.1226 | 832.9101 | 2245 | 1412.09 | 1534.6899 | 1534.6899
results221.txt | 5646 BJAEVERSKOV4400.00 | -0.1225 | 832.9101 | 2245 | 1412.09 | 1534.5899 | 1534.5899
results221.txt | 5645 BJAEVERSKOV2220.00 | -0.1223 | 832.9101 | 2245 | 1412.09 | 1534.3899 | 1534.3899
results221.txt | 5657 ISHOJ400 400.00 | -0.1226 | 832.9101 | 2245 | 1412.09 | 1534.6899 | 1534.6899
results221.txt | 5656 ISHOJ220 220.00 | -0.1228 | 832.9101 | 2245 | 1412.09 | 1534.8899 | 1534.8899
results221.txt | 5660 AVEDOREVERK 400.00 | -0.1227 | 832.9101 | 2245 | 1412.09 | 1534.7899 | 1534.7899
results221.txt | 5662 ORSTEDSVERKE400.00 | -0.1228 | 832.9101 | 2245 | 1412.09 | 1534.8899 | 1534.8899
results221.txt | 5671 SEGE 400.00 | -0.1345 | 832.9101 | 2245 | 1412.09 | 1546.5899 | 1546.5899
results221.txt | 5672 ARRIE 400.00 | -0.1344 | 832.9101 | 2245 | 1412.09 | 1546.4899 | 1546.4899
results221.txt | 5673 KRUSEBERG 400.00 | -0.1344 | 832.9101 | 2245 | 1412.09 | 1546.4899 | 1546.4899
results221.txt | 5676 WIND FARM 220.00 | -0.1201 | 832.9101 | 2245 | 1412.09 | 1532.1899 | 1532.1899
results221.txt | 5845 ASNAESVERK 400.00 | -0.1226 | 832.9101 | 2245 | 1412.09 | 1534.6899 | 1534.6899
results221.txt | 6316 UDDEBO 400.00 | -0.1037 | 832.9101 | 2245 | 1412.09 | 1515.7899 | 1515.7899
results221.txt | 6319 KYNDBYVERKER400.00 | -0.1225 | 832.9101 | 2245 | 1412.09 | 1534.5899 | 1534.5899
results221.txt | 6324 GORLOSEGARD 400.00 | -0.122 | 832.9101 | 2245 | 1412.09 | 1534.0899 | 1534.0899
results221.txt | 6330 GELNTEGARD2 400.00 | -0.1232 | 832.9101 | 2245 | 1412.09 | 1535.2899 | 1535.2899
results221.txt | 6334 GLENTEGARD 400.00 | -0.1234 | 832.9101 | 2245 | 1412.09 | 1535.4899 | 1535.4899
results221.txt | 6335 SODERASEN 400.00 | -0.1204 | 832.9101 | 2245 | 1412.09 | 1532.4899 | 1532.4899
results221.txt | 6337 BARSEBACK 400.00 | -0.1326 | 832.9101 | 2245 | 1412.09 | 1544.6899 | 1544.6899
results221.txt | 6338 HURVA 400.00 | -0.1392 | 832.9101 | 2245 | 1412.09 | 1551.2899 | 1551.2899
results221.txt | 6341 KOLSTAD 400.00 | -0.1795 | 832.9101 | 2245 | 1412.09 | 1591.5899 | 1591.5899
results221.txt | 6342 TENHULT 400.00 | -0.1277 | 832.9101 | 2245 | 1412.09 | 1539.7899 | 1539.7899
results221.txt | 6343 BARKERYD 400.00 | -0.1361 | 832.9101 | 2245 | 1412.09 | 1548.1899 | 1548.1899
results221.txt | 6345 GLAN 400.00 | -0.2364 | 832.9101 | 2245 | 1412.09 | 1648.4899 | 1648.4899
results221.txt | 6346 KIMSTAD 400.00 | -0.1935 | 832.9101 | 2245 | 1412.09 | 1605.5899 | 1605.5899
results221.txt | 6348 OSKARSHAMN 400.00 | -0.1796 | 832.9101 | 2245 | 1412.09 | 1591.6899 | 1591.6899
results221.txt | 6349 ALVESTA 400.00 | -0.1503 | 832.9101 | 2245 | 1412.09 | 1562.3899 | 1562.3899
results221.txt | 6350 HEMSJO 400.00 | -0.1572 | 832.9101 | 2245 | 1412.09 | 1569.2899 | 1569.2899
results221.txt | 6351 KARLSHAMN 400.00 | -0.1571 | 832.9101 | 2245 | 1412.09 | 1569.1899 | 1569.1899
results221.txt | 6354 NYBRO 400.00 | -0.1664 | 832.9101 | 2245 | 1412.09 | 1578.4899 | 1578.4899
results221.txt | 6600 AKER 400.00 | -0.5544 | 832.9101 | 2245 | 1412.09 | 1966.4899 | 1966.4899
results221.txt | 6646 HEDENLUNDA 400.00 | -0.2959 | 832.9101 | 2245 | 1412.09 | 1707.9899 | 1707.9899
results221.txt | 7429 JOINT 220.00 | -0.1203 | 832.9101 | 2245 | 1412.09 | 1532.3899 | 1532.3899
results221.txt | 1052 BREARED 400.00 | -0.1014 | 832.9101 | 2245 | 1412.09 | 1513.4899 | 1513.4899
results221.txt | 1053 HÄRADSBO 400.00 | -0.1061 | 832.9101 | 2245 | 1412.09 | 1518.1899 | 1518.1899
results221.txt | 9401 HAGESKRUV 400.00 | -0.1648 | 832.9101 | 2245 | 1412.09 | 1576.8899 | 1576.8899
results222.txt | PTI INTERACTIVE POWER SYSTEM SIMULATOR--PSS(R)E MON, MAY 29 2023 |  | 828.785 | 2245 | 1416.2151
results222.txt | SENSITIVITY FACTORS ARE CALCULATED WITH AC |  | 828.785 | 2245 | 1416.2151
results222.txt | SUBSYSTEM 'RESERV' IS USED FOR OPPOSING SYSTEM FOR MW POWER |  | 828.785 | 2245 | 1416.2151
results222.txt | SENSITIVITY FACTORS OF BRANCH FLOW (MVA) ON 6314 TIMMERSDALA 400.00 TO 6641 HALLSBERG400400.00 1 MORE THAN | 0.1 | 828.785 | 2245 | 1416.2151 | 1316.215 | 1316.215
results222.txt | <--------- BUS NAME --------> |  | 828.785 | 2245 | 1416.2151
results222.txt | 6305 LOVISEHOLM 400.00 | 0.102 | 828.785 | 2245 | 1416.2151 | 1314.215 | 1314.215
results222.txt | 6306 TROLLHATTAN 400.00 | 0.128 | 828.785 | 2245 | 1416.2151 | 1288.215 | 1288.215
results222.txt | 6307 KILANDA 400.00 | 0.1345 | 828.785 | 2245 | 1416.2151 | 1281.715 | 1281.715
results222.txt | 6308 HISINGEN 400.00 | 0.1338 | 828.785 | 2245 | 1416.2151 | 1282.415 | 1282.415
results222.txt | 6309 STENKULLEN 400.00 | 0.1535 | 828.785 | 2245 | 1416.2151 | 1262.715 | 1262.715
results222.txt | 6311 LINDOME 400.00 | 0.1415 | 828.785 | 2245 | 1416.2151 | 1274.715 | 1274.715
results222.txt | 6312 RINGHALS 400.00 | 0.1165 | 828.785 | 2245 | 1416.2151 | 1299.715 | 1299.715
results222.txt | 6313 STROMMA 400.00 | 0.1306 | 828.785 | 2245 | 1416.2151 | 1285.615 | 1285.615
results222.txt | 6314 TIMMERSDALA 400.00 | 0.5518 | 828.785 | 2245 | 1416.2151 | 864.415 | 864.415
results222.txt | 6315 HORRED 400.00 | 0.1068 | 828.785 | 2245 | 1416.2151 | 1309.415 | 1309.415
results222.txt | 6340 MOHOLM 220.00 | -0.1352 | 828.785 | 2245 | 1416.2151 | 1551.415 | 1551.415
results222.txt | 6631 BASNA 400.00 | -0.1069 | 828.785 | 2245 | 1416.2151 | 1523.115 | 1523.115
results222.txt | 6632 REPBACKEN 400.00 | -0.1069 | 828.785 | 2245 | 1416.2151 | 1523.115 | 1523.115
results222.txt | 6639 LINDBACKA400400.00 | -0.1146 | 828.785 | 2245 | 1416.2151 | 1530.815 | 1530.815
results222.txt | 6638 LINDBACKA220220.00 | -0.1005 | 828.785 | 2245 | 1416.2151 | 1516.715 | 1516.715
results222.txt | 6641 HALLSBERG400400.00 | -0.131 | 828.785 | 2245 | 1416.2151 | 1547.215 | 1547.215
results222.txt | 6640 HALLSBERG220220.00 | -0.131 | 828.785 | 2245 | 1416.2151 | 1547.215 | 1547.215
results222.txt | 6642 OSTANSJO 400.00 | -0.119 | 828.785 | 2245 | 1416.2151 | 1535.215 | 1535.215
results222.txt | 1052 BREARED 400.00 | 0.1089 | 828.785 | 2245 | 1416.2151 | 1307.315 | 1307.315
results222.txt | 9402 INGELKÄRR 400.00 | 0.1407 | 828.785 | 2245 | 1416.2151 | 1275.515 | 1275.515
results223.txt | PTI INTERACTIVE POWER SYSTEM SIMULATOR--PSS(R)E MON, MAY 29 2023 |  | 824.4022 | 2245 | 1420.5978
results223.txt | SENSITIVITY FACTORS ARE CALCULATED WITH AC |  | 824.4022 | 2245 | 1420.5978
results223.txt | SUBSYSTEM 'RESERV' IS USED FOR OPPOSING SYSTEM FOR MW POWER |  | 824.4022 | 2245 | 1420.5978
results223.txt | SENSITIVITY FACTORS OF BRANCH FLOW (MVA) ON 6944 RANA 400.00 TO 7006 SVARTISEN 400.00 2 MORE THAN | 0.1 | 824.4022 | 2245 | 1420.5978 | 1320.5978 | 1320.5978
results223.txt | <--------- BUS NAME --------> |  | 824.4022 | 2245 | 1420.5978
results223.txt | 6812 OGNDAL 400.00 | 0.1152 | 824.4022 | 2245 | 1420.5978 | 1305.3978 | 1305.3978
results223.txt | 6814 VERDAL400 400.00 | 0.1075 | 824.4022 | 2245 | 1420.5978 | 1313.0978 | 1313.0978
results223.txt | 6813 VERDAL300 400.00 | 0.1075 | 824.4022 | 2245 | 1420.5978 | 1313.0978 | 1313.0978
results223.txt | 6863 HOFSTAD 400.00 | 0.1132 | 824.4022 | 2245 | 1420.5978 | 1307.3978 | 1307.3978
results223.txt | 6864 ÅFJORD 400.00 | 0.1004 | 824.4022 | 2245 | 1420.5978 | 1320.1978 | 1320.1978
results223.txt | 6936 NEDRERÖS400 400.00 | 0.1895 | 824.4022 | 2245 | 1420.5978 | 1231.0978 | 1231.0978
results223.txt | 6935 NEDRERÖS300 400.00 | 0.1894 | 824.4022 | 2245 | 1420.5978 | 1231.1978 | 1231.1978
results223.txt | 6934 NEDRERÖS220 220.00 | 0.158 | 824.4022 | 2245 | 1420.5978 | 1262.5978 | 1262.5978
results223.txt | 6937 MARKA 400.00 | 0.1825 | 824.4022 | 2245 | 1420.5978 | 1238.0978 | 1238.0978
results223.txt | 6938 NAMSOS 400.00 | 0.1335 | 824.4022 | 2245 | 1420.5978 | 1287.0978 | 1287.0978
results223.txt | 6939 KOLSVIK 400.00 | 0.1628 | 824.4022 | 2245 | 1420.5978 | 1257.7978 | 1257.7978
results223.txt | 6940 NAMSKOGEN 400.00 | 0.1631 | 824.4022 | 2245 | 1420.5978 | 1257.4978 | 1257.4978
results223.txt | 6942 TUNNSJO400 400.00 | 0.1535 | 824.4022 | 2245 | 1420.5978 | 1267.0978 | 1267.0978
results223.txt | 6941 TUNNSJO300 400.00 | 0.1535 | 824.4022 | 2245 | 1420.5978 | 1267.0978 | 1267.0978
results223.txt | 6944 RANA 400.00 | 0.1994 | 824.4022 | 2245 | 1420.5978 | 1221.1978 | 1221.1978
results223.txt | 6945 GEJMÅN 220.00 | 0.1094 | 824.4022 | 2245 | 1420.5978 | 1311.1978 | 1311.1978
results223.txt | 6996 OFOTEN 400.00 | -0.2064 | 824.4022 | 2245 | 1420.5978 | 1626.9978 | 1626.9978
results223.txt | 6997 NARVIK 400.00 | -0.2073 | 824.4022 | 2245 | 1420.5978 | 1627.8978 | 1627.8978
results223.txt | 7000 VITAS 400.00 | -0.141 | 824.4022 | 2245 | 1420.5978 | 1561.5978 | 1561.5978
results223.txt | 7006 SVARTISEN 400.00 | -0.2843 | 824.4022 | 2245 | 1420.5978 | 1704.8978 | 1704.8978
results223.txt | 7007 KOBBELV 400.00 | -0.235 | 824.4022 | 2245 | 1420.5978 | 1655.5978 | 1655.5978
results223.txt | 7008 SALTEN 400.00 | -0.2466 | 824.4022 | 2245 | 1420.5978 | 1667.1978 | 1667.1978
results223.txt | 7017 HAMMERFEST 400.00 | -0.2136 | 824.4022 | 2245 | 1420.5978 | 1634.1978 | 1634.1978
results223.txt | 7019 BALSFJORD 400.00 | -0.2095 | 824.4022 | 2245 | 1420.5978 | 1630.0978 | 1630.0978
results223.txt | 7020 BARDUFOSS 400.00 | -0.209 | 824.4022 | 2245 | 1420.5978 | 1629.5978 | 1629.5978
results223.txt | 7062 RITSEM 400.00 | -0.1563 | 824.4022 | 2245 | 1420.5978 | 1576.8978 | 1576.8978
results223.txt | 7799 JOINT 220.00 | 0.1095 | 824.4022 | 2245 | 1420.5978 | 1311.0978 | 1311.0978
results223.txt | 9001 SEIDAFJELL 400.00 | -0.2131 | 824.4022 | 2245 | 1420.5978 | 1633.6978 | 1633.6978
results223.txt | 9002 LEBSESBY 400.00 | -0.2132 | 824.4022 | 2245 | 1420.5978 | 1633.7978 | 1633.7978
results223.txt | 9003 HAMMERF 400.00 | -0.2136 | 824.4022 | 2245 | 1420.5978 | 1634.1978 | 1634.1978
results223.txt | 9004 ALTA 400.00 | -0.2121 | 824.4022 | 2245 | 1420.5978 | 1632.6978 | 1632.6978
results223.txt | 9005 BERGHEIM 400.00 | -0.2108 | 824.4022 | 2245 | 1420.5978 | 1631.3978 | 1631.3978
results223.txt | 9006 TROFORS 400.00 | 0.1743 | 824.4022 | 2245 | 1420.5978 | 1246.2978 | 1246.2978
results224.txt | PTI INTERACTIVE POWER SYSTEM SIMULATOR--PSS(R)E MON, MAY 29 2023 |  | 824.4022 | 2245 | 1420.5978
results224.txt | SENSITIVITY FACTORS ARE CALCULATED WITH AC |  | 824.4022 | 2245 | 1420.5978
results224.txt | SUBSYSTEM 'RESERV' IS USED FOR OPPOSING SYSTEM FOR MW POWER |  | 824.4022 | 2245 | 1420.5978
results224.txt | SENSITIVITY FACTORS OF BRANCH FLOW (MVA) ON 6944 RANA 400.00 TO 7006 SVARTISEN 400.00 3 MORE THAN | 0.1 | 824.4022 | 2245 | 1420.5978 | 1320.5978 | 1320.5978
results224.txt | <--------- BUS NAME --------> |  | 824.4022 | 2245 | 1420.5978
results224.txt | 6812 OGNDAL 400.00 | 0.1152 | 824.4022 | 2245 | 1420.5978 | 1305.3978 | 1305.3978
results224.txt | 6814 VERDAL400 400.00 | 0.1075 | 824.4022 | 2245 | 1420.5978 | 1313.0978 | 1313.0978
results224.txt | 6813 VERDAL300 400.00 | 0.1075 | 824.4022 | 2245 | 1420.5978 | 1313.0978 | 1313.0978
results224.txt | 6863 HOFSTAD 400.00 | 0.1132 | 824.4022 | 2245 | 1420.5978 | 1307.3978 | 1307.3978
results224.txt | 6864 ÅFJORD 400.00 | 0.1004 | 824.4022 | 2245 | 1420.5978 | 1320.1978 | 1320.1978
results224.txt | 6936 NEDRERÖS400 400.00 | 0.1895 | 824.4022 | 2245 | 1420.5978 | 1231.0978 | 1231.0978
results224.txt | 6935 NEDRERÖS300 400.00 | 0.1894 | 824.4022 | 2245 | 1420.5978 | 1231.1978 | 1231.1978
results224.txt | 6934 NEDRERÖS220 220.00 | 0.158 | 824.4022 | 2245 | 1420.5978 | 1262.5978 | 1262.5978
results224.txt | 6937 MARKA 400.00 | 0.1825 | 824.4022 | 2245 | 1420.5978 | 1238.0978 | 1238.0978
results224.txt | 6938 NAMSOS 400.00 | 0.1335 | 824.4022 | 2245 | 1420.5978 | 1287.0978 | 1287.0978
results224.txt | 6939 KOLSVIK 400.00 | 0.1628 | 824.4022 | 2245 | 1420.5978 | 1257.7978 | 1257.7978
results224.txt | 6940 NAMSKOGEN 400.00 | 0.1631 | 824.4022 | 2245 | 1420.5978 | 1257.4978 | 1257.4978
results224.txt | 6942 TUNNSJO400 400.00 | 0.1535 | 824.4022 | 2245 | 1420.5978 | 1267.0978 | 1267.0978
results224.txt | 6941 TUNNSJO300 400.00 | 0.1535 | 824.4022 | 2245 | 1420.5978 | 1267.0978 | 1267.0978
results224.txt | 6944 RANA 400.00 | 0.1994 | 824.4022 | 2245 | 1420.5978 | 1221.1978 | 1221.1978
results224.txt | 6945 GEJMÅN 220.00 | 0.1094 | 824.4022 | 2245 | 1420.5978 | 1311.1978 | 1311.1978
results224.txt | 6996 OFOTEN 400.00 | -0.2064 | 824.4022 | 2245 | 1420.5978 | 1626.9978 | 1626.9978
results224.txt | 6997 NARVIK 400.00 | -0.2073 | 824.4022 | 2245 | 1420.5978 | 1627.8978 | 1627.8978
results224.txt | 7000 VITAS 400.00 | -0.141 | 824.4022 | 2245 | 1420.5978 | 1561.5978 | 1561.5978
results224.txt | 7006 SVARTISEN 400.00 | -0.2843 | 824.4022 | 2245 | 1420.5978 | 1704.8978 | 1704.8978
results224.txt | 7007 KOBBELV 400.00 | -0.235 | 824.4022 | 2245 | 1420.5978 | 1655.5978 | 1655.5978
results224.txt | 7008 SALTEN 400.00 | -0.2466 | 824.4022 | 2245 | 1420.5978 | 1667.1978 | 1667.1978
results224.txt | 7017 HAMMERFEST 400.00 | -0.2136 | 824.4022 | 2245 | 1420.5978 | 1634.1978 | 1634.1978
results224.txt | 7019 BALSFJORD 400.00 | -0.2095 | 824.4022 | 2245 | 1420.5978 | 1630.0978 | 1630.0978
results224.txt | 7020 BARDUFOSS 400.00 | -0.209 | 824.4022 | 2245 | 1420.5978 | 1629.5978 | 1629.5978
results224.txt | 7062 RITSEM 400.00 | -0.1563 | 824.4022 | 2245 | 1420.5978 | 1576.8978 | 1576.8978
results224.txt | 7799 JOINT 220.00 | 0.1095 | 824.4022 | 2245 | 1420.5978 | 1311.0978 | 1311.0978
results224.txt | 9001 SEIDAFJELL 400.00 | -0.2131 | 824.4022 | 2245 | 1420.5978 | 1633.6978 | 1633.6978
results224.txt | 9002 LEBSESBY 400.00 | -0.2132 | 824.4022 | 2245 | 1420.5978 | 1633.7978 | 1633.7978
results224.txt | 9003 HAMMERF 400.00 | -0.2136 | 824.4022 | 2245 | 1420.5978 | 1634.1978 | 1634.1978
results224.txt | 9004 ALTA 400.00 | -0.2121 | 824.4022 | 2245 | 1420.5978 | 1632.6978 | 1632.6978
results224.txt | 9005 BERGHEIM 400.00 | -0.2108 | 824.4022 | 2245 | 1420.5978 | 1631.3978 | 1631.3978
results224.txt | 9006 TROFORS 400.00 | 0.1743 | 824.4022 | 2245 | 1420.5978 | 1246.2978 | 1246.2978
results225.txt | PTI INTERACTIVE POWER SYSTEM SIMULATOR--PSS(R)E MON, MAY 29 2023 |  | -818.939 | 2245 | 1426.0611
results225.txt | SENSITIVITY FACTORS ARE CALCULATED WITH AC |  | -818.939 | 2245 | 1426.0611
results225.txt | SUBSYSTEM 'RESERV' IS USED FOR OPPOSING SYSTEM FOR MW POWER |  | -818.939 | 2245 | 1426.0611
results225.txt | SENSITIVITY FACTORS OF BRANCH FLOW (MVA) ON 6586 FINNBOLEHVDC400.00 TO 6594 HAMRA400 400.00 2 MORE THAN | 0.1 | -818.939 | 2245 | 1426.0611 | 1326.061 | 1326.061
results226.txt | PTI INTERACTIVE POWER SYSTEM SIMULATOR--PSS(R)E MON, MAY 29 2023 |  | -816.5606 | 2245 | 1428.4393
results226.txt | SENSITIVITY FACTORS ARE CALCULATED WITH AC |  | -816.5606 | 2245 | 1428.4393
results226.txt | SUBSYSTEM 'RESERV' IS USED FOR OPPOSING SYSTEM FOR MW POWER |  | -816.5606 | 2245 | 1428.4393
results226.txt | SENSITIVITY FACTORS OF BRANCH FLOW (MVA) ON 6343 BARKERYD 400.00 TO 6642 OSTANSJO 400.00 5 MORE THAN | 0.1 | -816.5606 | 2245 | 1428.4393 | 1328.4394 | 1328.4394
results226.txt | <--------- BUS NAME --------> |  | -816.5606 | 2245 | 1428.4393
results226.txt | 5624 HERSLEV 400.00 | -0.125 | -816.5606 | 2245 | 1428.4393 | 1553.4394 | 1553.4394
results226.txt | 5642 HOVEGARD 400.00 | -0.1248 | -816.5606 | 2245 | 1428.4393 | 1553.2394 | 1553.2394
results226.txt | 5646 BJAEVERSKOV4400.00 | -0.1248 | -816.5606 | 2245 | 1428.4393 | 1553.2394 | 1553.2394
results226.txt | 5645 BJAEVERSKOV2220.00 | -0.1245 | -816.5606 | 2245 | 1428.4393 | 1552.9394 | 1552.9394
results226.txt | 5657 ISHOJ400 400.00 | -0.1248 | -816.5606 | 2245 | 1428.4393 | 1553.2394 | 1553.2394
results226.txt | 5656 ISHOJ220 220.00 | -0.1251 | -816.5606 | 2245 | 1428.4393 | 1553.5394 | 1553.5394
results226.txt | 5660 AVEDOREVERK 400.00 | -0.1249 | -816.5606 | 2245 | 1428.4393 | 1553.3394 | 1553.3394
results226.txt | 5662 ORSTEDSVERKE400.00 | -0.1251 | -816.5606 | 2245 | 1428.4393 | 1553.5394 | 1553.5394
results226.txt | 5671 SEGE 400.00 | -0.1294 | -816.5606 | 2245 | 1428.4393 | 1557.8394 | 1557.8394
results226.txt | 5672 ARRIE 400.00 | -0.1294 | -816.5606 | 2245 | 1428.4393 | 1557.8394 | 1557.8394
results226.txt | 5673 KRUSEBERG 400.00 | -0.1294 | -816.5606 | 2245 | 1428.4393 | 1557.8394 | 1557.8394
results226.txt | 5676 WIND FARM 220.00 | -0.1224 | -816.5606 | 2245 | 1428.4393 | 1550.8394 | 1550.8394
results226.txt | 5845 ASNAESVERK 400.00 | -0.1249 | -816.5606 | 2245 | 1428.4393 | 1553.3394 | 1553.3394
results226.txt | 6312 RINGHALS 400.00 | -0.1012 | -816.5606 | 2245 | 1428.4393 | 1529.6394 | 1529.6394
results226.txt | 6315 HORRED 400.00 | -0.1137 | -816.5606 | 2245 | 1428.4393 | 1542.1394 | 1542.1394
results226.txt | 6316 UDDEBO 400.00 | -0.1496 | -816.5606 | 2245 | 1428.4393 | 1578.0394 | 1578.0394
results226.txt | 6319 KYNDBYVERKER400.00 | -0.1248 | -816.5606 | 2245 | 1428.4393 | 1553.2394 | 1553.2394
results226.txt | 6324 GORLOSEGARD 400.00 | -0.1243 | -816.5606 | 2245 | 1428.4393 | 1552.7394 | 1552.7394
results226.txt | 6330 GELNTEGARD2 400.00 | -0.1254 | -816.5606 | 2245 | 1428.4393 | 1553.8394 | 1553.8394
results226.txt | 6334 GLENTEGARD 400.00 | -0.1256 | -816.5606 | 2245 | 1428.4393 | 1554.0394 | 1554.0394
results226.txt | 6335 SODERASEN 400.00 | -0.1227 | -816.5606 | 2245 | 1428.4393 | 1551.1394 | 1551.1394
results226.txt | 6337 BARSEBACK 400.00 | -0.1286 | -816.5606 | 2245 | 1428.4393 | 1557.0394 | 1557.0394
results226.txt | 6338 HURVA 400.00 | -0.1319 | -816.5606 | 2245 | 1428.4393 | 1560.3394 | 1560.3394
results226.txt | 6340 MOHOLM 220.00 | 0.1019 | -816.5606 | 2245 | 1428.4393 | 1326.5394 | 1326.5394
results226.txt | 6341 KOLSTAD 400.00 | -0.2013 | -816.5606 | 2245 | 1428.4393 | 1629.7394 | 1629.7394
results226.txt | 6342 TENHULT 400.00 | -0.2238 | -816.5606 | 2245 | 1428.4393 | 1652.2394 | 1652.2394
results226.txt | 6343 BARKERYD 400.00 | -0.2988 | -816.5606 | 2245 | 1428.4393 | 1727.2394 | 1727.2394
results226.txt | 6349 ALVESTA 400.00 | -0.149 | -816.5606 | 2245 | 1428.4393 | 1577.4394 | 1577.4394
results226.txt | 6350 HEMSJO 400.00 | -0.1314 | -816.5606 | 2245 | 1428.4393 | 1559.8394 | 1559.8394
results226.txt | 6351 KARLSHAMN 400.00 | -0.1313 | -816.5606 | 2245 | 1428.4393 | 1559.7394 | 1559.7394
results226.txt | 6354 NYBRO 400.00 | -0.1212 | -816.5606 | 2245 | 1428.4393 | 1549.6394 | 1549.6394
results226.txt | 6642 OSTANSJO 400.00 | 0.1363 | -816.5606 | 2245 | 1428.4393 | 1292.1394 | 1292.1394
results226.txt | 7429 JOINT 220.00 | -0.1225 | -816.5606 | 2245 | 1428.4393 | 1550.9394 | 1550.9394
results226.txt | 1052 BREARED 400.00 | -0.1056 | -816.5606 | 2245 | 1428.4393 | 1534.0394 | 1534.0394
results226.txt | 1053 HÄRADSBO 400.00 | -0.1184 | -816.5606 | 2245 | 1428.4393 | 1546.8394 | 1546.8394
results226.txt | 9401 HAGESKRUV 400.00 | -0.1243 | -816.5606 | 2245 | 1428.4393 | 1552.7394 | 1552.7394
results227.txt | PTI INTERACTIVE POWER SYSTEM SIMULATOR--PSS(R)E MON, MAY 29 2023 |  | 815.6319 | 2245 | 1429.3682
results227.txt | SENSITIVITY FACTORS ARE CALCULATED WITH AC |  | 815.6319 | 2245 | 1429.3682
results227.txt | SUBSYSTEM 'RESERV' IS USED FOR OPPOSING SYSTEM FOR MW POWER |  | 815.6319 | 2245 | 1429.3682
results227.txt | SENSITIVITY FACTORS OF BRANCH FLOW (MVA) ON 6730 BAMBLE400 400.00 TO 9012 BAMBLE 400.00 1 MORE THAN | 0.1 | 815.6319 | 2245 | 1429.3682 | 1329.3681 | 1329.3681
results227.txt | <--------- BUS NAME --------> |  | 815.6319 | 2245 | 1429.3682
results227.txt | 6356 BJERKREIM 400.00 | 0.1585 | 815.6319 | 2245 | 1429.3682 | 1270.8681 | 1270.8681
results227.txt | 6358 TONSTAD400 400.00 | 0.1806 | 815.6319 | 2245 | 1429.3682 | 1248.7681 | 1248.7681
results227.txt | 6357 TONSTAD300 400.00 | 0.1806 | 815.6319 | 2245 | 1429.3682 | 1248.7681 | 1248.7681
results227.txt | 6360 KJELLAND 400.00 | 0.1712 | 815.6319 | 2245 | 1429.3682 | 1258.1681 | 1258.1681
results227.txt | 6363 FEDA400 400.00 | 0.1818 | 815.6319 | 2245 | 1429.3682 | 1247.5681 | 1247.5681
results227.txt | 6362 FEDA300 400.00 | 0.1817 | 815.6319 | 2245 | 1429.3682 | 1247.6681 | 1247.6681
results227.txt | 6364 LISTAWIND 400.00 | 0.1816 | 815.6319 | 2245 | 1429.3682 | 1247.7681 | 1247.7681
results227.txt | 6365 KRISTIANSAND400.00 | 0.2075 | 815.6319 | 2245 | 1429.3682 | 1221.8681 | 1221.8681
results227.txt | 6373 ARENDAL400 400.00 | 0.2882 | 815.6319 | 2245 | 1429.3682 | 1141.1681 | 1141.1681
results227.txt | 6372 ARENDAL300 400.00 | 0.2882 | 815.6319 | 2245 | 1429.3682 | 1141.1681 | 1141.1681
results227.txt | 6688 STOKKELAND 400.00 | 0.1442 | 815.6319 | 2245 | 1429.3682 | 1285.1681 | 1285.1681
results227.txt | 6690 HOG-JAERN400400.00 | 0.1437 | 815.6319 | 2245 | 1429.3682 | 1285.6681 | 1285.6681
results227.txt | 6689 HOG-JAERN300400.00 | 0.1442 | 815.6319 | 2245 | 1429.3682 | 1285.1681 | 1285.1681
results227.txt | 6699 DUGE 301.00 | 0.1372 | 815.6319 | 2245 | 1429.3682 | 1292.1681 | 1292.1681
results227.txt | 6706 ROSKREPP 301.00 | 0.1405 | 815.6319 | 2245 | 1429.3682 | 1288.8681 | 1288.8681
results227.txt | 6707 KVINEN 301.00 | 0.1435 | 815.6319 | 2245 | 1429.3682 | 1285.8681 | 1285.8681
results227.txt | 6708 SOLHOLM300 400.00 | 0.1977 | 815.6319 | 2245 | 1429.3682 | 1231.6681 | 1231.6681
results227.txt | 6710 HEKNI 400.00 | 0.1177 | 815.6319 | 2245 | 1429.3682 | 1311.6681 | 1311.6681
results227.txt | 6730 BAMBLE400 400.00 | 0.3709 | 815.6319 | 2245 | 1429.3682 | 1058.4681 | 1058.4681
results227.txt | 6729 BAMBLE300 400.00 | 0.3709 | 815.6319 | 2245 | 1429.3682 | 1058.4681 | 1058.4681
results227.txt | 6754 STOLAHELA 400.00 | 0.1442 | 815.6319 | 2245 | 1429.3682 | 1285.1681 | 1285.1681
results227.txt | 9012 BAMBLE 400.00 | -0.2701 | 815.6319 | 2245 | 1429.3682 | 1699.4681 | 1699.4681
results227.txt | 9014 HONNA 400.00 | 0.2235 | 815.6319 | 2245 | 1429.3682 | 1205.8681 | 1205.8681
results227.txt | 9020 LYSE 301.00 | 0.1294 | 815.6319 | 2245 | 1429.3682 | 1299.9681 | 1299.9681
results227.txt | 9021 FJOTLAND 301.00 | 0.1549 | 815.6319 | 2245 | 1429.3682 | 1274.4681 | 1274.4681
results228.txt | PTI INTERACTIVE POWER SYSTEM SIMULATOR--PSS(R)E MON, MAY 29 2023 |  | -809.4374 | 2245 | 1435.5626
results228.txt | SENSITIVITY FACTORS ARE CALCULATED WITH AC |  | -809.4374 | 2245 | 1435.5626
results228.txt | SUBSYSTEM 'RESERV' IS USED FOR OPPOSING SYSTEM FOR MW POWER |  | -809.4374 | 2245 | 1435.5626
results228.txt | SENSITIVITY FACTORS OF BRANCH FLOW (MVA) ON 9410 HORNDAL 400.00 TO 9412 FALLVIKEN 400.00 2 MORE THAN | 0.1 | -809.4374 | 2245 | 1435.5626 | 1335.5626 | 1335.5626
results228.txt | <--------- BUS NAME --------> |  | -809.4374 | 2245 | 1435.5626
results228.txt | 6580 SODERALA 220.00 | -0.1566 | -809.4374 | 2245 | 1435.5626 | 1592.1626 | 1592.1626
results228.txt | 6582 STACKBO220 220.00 | -0.1327 | -809.4374 | 2245 | 1435.5626 | 1568.2626 | 1568.2626
results228.txt | 6584 VALBO 220.00 | -0.1536 | -809.4374 | 2245 | 1435.5626 | 1589.1626 | 1589.1626
results228.txt | 6588 UNTRA 220.00 | -0.2132 | -809.4374 | 2245 | 1435.5626 | 1648.7626 | 1648.7626
results228.txt | 6592 STARFORS 220.00 | -0.3909 | -809.4374 | 2245 | 1435.5626 | 1826.4626 | 1826.4626
results228.txt | 6595 BREDAKER 220.00 | -0.1422 | -809.4374 | 2245 | 1435.5626 | 1577.7626 | 1577.7626
results228.txt | 6596 TUNA220 220.00 | -0.1132 | -809.4374 | 2245 | 1435.5626 | 1548.7626 | 1548.7626
results228.txt | 6598 BOLANDERNA 220.00 | -0.1169 | -809.4374 | 2245 | 1435.5626 | 1552.4626 | 1552.4626
results228.txt | 6599 PLENNINGE 220.00 | -0.1166 | -809.4374 | 2245 | 1435.5626 | 1552.1626 | 1552.1626
results228.txt | 6610 GRASKA 220.00 | -0.1145 | -809.4374 | 2245 | 1435.5626 | 1550.0626 | 1550.0626
results228.txt | 6611 HALLSTAVIK 220.00 | -0.1144 | -809.4374 | 2245 | 1435.5626 | 1549.9626 | 1549.9626
results228.txt | 6613 MALSTA 220.00 | -0.1149 | -809.4374 | 2245 | 1435.5626 | 1550.4626 | 1550.4626
results228.txt | 6633 DÖNJE 220.00 | -0.1587 | -809.4374 | 2245 | 1435.5626 | 1594.2626 | 1594.2626
results228.txt | 6634 OCKELBO 220.00 | -0.386 | -809.4374 | 2245 | 1435.5626 | 1821.5626 | 1821.5626
results228.txt | 6635 HOFORS 220.00 | -0.5758 | -809.4374 | 2245 | 1435.5626 | 2011.3626 | 2011.3626
results228.txt | 6636 HORNDAL 220.00 | -0.3829 | -809.4374 | 2245 | 1435.5626 | 1818.4626 | 1818.4626
results228.txt | 6854 LJUSDAL 220.00 | -0.1617 | -809.4374 | 2245 | 1435.5626 | 1597.2626 | 1597.2626
results228.txt | 9410 HORNDAL 400.00 | -0.5758 | -809.4374 | 2245 | 1435.5626 | 2011.3626 | 2011.3626
results229.txt | PTI INTERACTIVE POWER SYSTEM SIMULATOR--PSS(R)E MON, MAY 29 2023 |  | 808.1147 | 2245 | 1436.8853
results229.txt | SENSITIVITY FACTORS ARE CALCULATED WITH AC |  | 808.1147 | 2245 | 1436.8853
results229.txt | SUBSYSTEM 'RESERV' IS USED FOR OPPOSING SYSTEM FOR MW POWER |  | 808.1147 | 2245 | 1436.8853
results229.txt | SENSITIVITY FACTORS OF BRANCH FLOW (MVA) ON 6656 SAMNAGER400 400.00 TO 6668 ELDFJORD 400.00 4 MORE THAN | 0.1 | 808.1147 | 2245 | 1436.8853 | 1336.8853 | 1336.8853
results229.txt | <--------- BUS NAME --------> |  | 808.1147 | 2245 | 1436.8853
results229.txt | 6356 BJERKREIM 400.00 | 0.1238 | 808.1147 | 2245 | 1436.8853 | 1313.0853 | 1313.0853
results229.txt | 6358 TONSTAD400 400.00 | 0.1163 | 808.1147 | 2245 | 1436.8853 | 1320.5853 | 1320.5853
results229.txt | 6357 TONSTAD300 400.00 | 0.1163 | 808.1147 | 2245 | 1436.8853 | 1320.5853 | 1320.5853
results229.txt | 6360 KJELLAND 400.00 | 0.1193 | 808.1147 | 2245 | 1436.8853 | 1317.5853 | 1317.5853
results229.txt | 6363 FEDA400 400.00 | 0.1159 | 808.1147 | 2245 | 1436.8853 | 1320.9853 | 1320.9853
results229.txt | 6362 FEDA300 400.00 | 0.1159 | 808.1147 | 2245 | 1436.8853 | 1320.9853 | 1320.9853
results229.txt | 6364 LISTAWIND 400.00 | 0.1159 | 808.1147 | 2245 | 1436.8853 | 1320.9853 | 1320.9853
results229.txt | 6365 KRISTIANSAND400.00 | 0.1048 | 808.1147 | 2245 | 1436.8853 | 1332.0853 | 1332.0853
results229.txt | 6649 REFSDAL 400.00 | 0.201 | 808.1147 | 2245 | 1436.8853 | 1235.8853 | 1235.8853
results229.txt | 6650 HOVE 400.00 | 0.1521 | 808.1147 | 2245 | 1436.8853 | 1284.7853 | 1284.7853
results229.txt | 6651 MODALEN 400.00 | 0.3353 | 808.1147 | 2245 | 1436.8853 | 1101.5853 | 1101.5853
results229.txt | 6653 DALE 400.00 | 0.3898 | 808.1147 | 2245 | 1436.8853 | 1047.0853 | 1047.0853
results229.txt | 6654 EVANGER 400.00 | 0.3861 | 808.1147 | 2245 | 1436.8853 | 1050.7853 | 1050.7853
results229.txt | 6656 SAMNAGER400 400.00 | 0.4331 | 808.1147 | 2245 | 1436.8853 | 1003.7853 | 1003.7853
results229.txt | 6655 SAMNAGER300 400.00 | 0.4303 | 808.1147 | 2245 | 1436.8853 | 1006.5853 | 1006.5853
results229.txt | 6668 ELDFJORD 400.00 | -0.2235 | 808.1147 | 2245 | 1436.8853 | 1660.3853 | 1660.3853
results229.txt | 6674 HUSNES 400.00 | 0.2739 | 808.1147 | 2245 | 1436.8853 | 1162.9853 | 1162.9853
results229.txt | 6676 HYDRO PURE S400.00 | 0.3369 | 808.1147 | 2245 | 1436.8853 | 1099.9853 | 1099.9853
results229.txt | 6675 MAURANGER 400.00 | 0.3369 | 808.1147 | 2245 | 1436.8853 | 1099.9853 | 1099.9853
results229.txt | 6677 BLÅFALL 400.00 | 0.2744 | 808.1147 | 2245 | 1436.8853 | 1162.4853 | 1162.4853
results229.txt | 6679 OKSLA 400.00 | 0.1883 | 808.1147 | 2245 | 1436.8853 | 1248.5853 | 1248.5853
results229.txt | 6680 ÅSEN 400.00 | 0.1883 | 808.1147 | 2245 | 1436.8853 | 1248.5853 | 1248.5853
results229.txt | 6682 SAUDA400 400.00 | 0.2216 | 808.1147 | 2245 | 1436.8853 | 1215.2853 | 1215.2853
results229.txt | 6681 SAUDA300 400.00 | 0.222 | 808.1147 | 2245 | 1436.8853 | 1214.8853 | 1214.8853
results229.txt | 6683 HYLEN 400.00 | 0.2217 | 808.1147 | 2245 | 1436.8853 | 1215.1853 | 1215.1853
results229.txt | 6685 RÖDAL 400.00 | 0.1889 | 808.1147 | 2245 | 1436.8853 | 1247.9853 | 1247.9853
results229.txt | 6686 NOVLE 400.00 | 0.1888 | 808.1147 | 2245 | 1436.8853 | 1248.0853 | 1248.0853
results229.txt | 6687 ULLA-FORRE 400.00 | 0.1897 | 808.1147 | 2245 | 1436.8853 | 1247.1853 | 1247.1853
results229.txt | 6688 STOKKELAND 400.00 | 0.128 | 808.1147 | 2245 | 1436.8853 | 1308.8853 | 1308.8853
results229.txt | 6690 HOG-JAERN400400.00 | 0.1281 | 808.1147 | 2245 | 1436.8853 | 1308.7853 | 1308.7853
results229.txt | 6689 HOG-JAERN300400.00 | 0.128 | 808.1147 | 2245 | 1436.8853 | 1308.8853 | 1308.8853
results229.txt | 6691 SUBSTATION 400.00 | 0.2217 | 808.1147 | 2245 | 1436.8853 | 1215.1853 | 1215.1853
results229.txt | 6693 SATURDAL 400.00 | 0.1201 | 808.1147 | 2245 | 1436.8853 | 1316.7853 | 1316.7853
results229.txt | 6692 HYDRO MIXED 400.00 | 0.12 | 808.1147 | 2245 | 1436.8853 | 1316.8853 | 1316.8853
results229.txt | 6694 FORRE 400.00 | 0.1348 | 808.1147 | 2245 | 1436.8853 | 1302.0853 | 1302.0853
results229.txt | 6695 KVILLDAL 400.00 | 0.1116 | 808.1147 | 2245 | 1436.8853 | 1325.2853 | 1325.2853
results229.txt | 6698 LYSE400 400.00 | 0.1453 | 808.1147 | 2245 | 1436.8853 | 1291.5853 | 1291.5853
results229.txt | 6697 LYSE300 400.00 | 0.1452 | 808.1147 | 2245 | 1436.8853 | 1291.6853 | 1291.6853
results229.txt | 6699 DUGE 301.00 | 0.1299 | 808.1147 | 2245 | 1436.8853 | 1306.9853 | 1306.9853
results229.txt | 6700 TJORHOM 400.00 | 0.1449 | 808.1147 | 2245 | 1436.8853 | 1291.9853 | 1291.9853
results229.txt | 6701 KVANNDAL 400.00 | 0.1779 | 808.1147 | 2245 | 1436.8853 | 1258.9853 | 1258.9853
results229.txt | 6702 KJELA 400.00 | 0.1589 | 808.1147 | 2245 | 1436.8853 | 1277.9853 | 1277.9853
results229.txt | 6703 SONGA 400.00 | 0.1327 | 808.1147 | 2245 | 1436.8853 | 1304.1853 | 1304.1853
results229.txt | 6704 VINJE 400.00 | 0.1234 | 808.1147 | 2245 | 1436.8853 | 1313.4853 | 1313.4853
results229.txt | 6705 HOLEN 400.00 | 0.1077 | 808.1147 | 2245 | 1436.8853 | 1329.1853 | 1329.1853
results229.txt | 6706 ROSKREPP 301.00 | 0.129 | 808.1147 | 2245 | 1436.8853 | 1307.8853 | 1307.8853
results229.txt | 6707 KVINEN 301.00 | 0.1282 | 808.1147 | 2245 | 1436.8853 | 1308.6853 | 1308.6853
results229.txt | 6708 SOLHOLM300 400.00 | 0.1125 | 808.1147 | 2245 | 1436.8853 | 1324.3853 | 1324.3853
results229.txt | 6710 HEKNI 400.00 | 0.106 | 808.1147 | 2245 | 1436.8853 | 1330.8853 | 1330.8853
results229.txt | 6711 TOKKE 400.00 | 0.1125 | 808.1147 | 2245 | 1436.8853 | 1324.3853 | 1324.3853
results229.txt | 6722 VEMORK 400.00 | 0.1054 | 808.1147 | 2245 | 1436.8853 | 1331.4853 | 1331.4853
results229.txt | 6743 KOLLSNES 400.00 | 0.3931 | 808.1147 | 2245 | 1436.8853 | 1043.7853 | 1043.7853
results229.txt | 6745 SUBSTATION 400.00 | 0.3749 | 808.1147 | 2245 | 1436.8853 | 1061.9853 | 1061.9853
results229.txt | 6744 LINDÅS 400.00 | 0.3749 | 808.1147 | 2245 | 1436.8853 | 1061.9853 | 1061.9853
results229.txt | 6746 NYGARD 400.00 | 0.4003 | 808.1147 | 2245 | 1436.8853 | 1036.5853 | 1036.5853
results229.txt | 6747 ARNA 400.00 | 0.4012 | 808.1147 | 2245 | 1436.8853 | 1035.6853 | 1035.6853
results229.txt | 6748 BERGEN 400.00 | 0.4042 | 808.1147 | 2245 | 1436.8853 | 1032.6853 | 1032.6853
results229.txt | 6749 STORD 400.00 | 0.2704 | 808.1147 | 2245 | 1436.8853 | 1166.4853 | 1166.4853
results229.txt | 6751 SUBSTATION 301.00 | 0.2501 | 808.1147 | 2245 | 1436.8853 | 1186.7853 | 1186.7853
results229.txt | 6750 HÅVIK 400.00 | 0.2622 | 808.1147 | 2245 | 1436.8853 | 1174.6853 | 1174.6853
results229.txt | 6752 SPANNE 400.00 | 0.2666 | 808.1147 | 2245 | 1436.8853 | 1170.2853 | 1170.2853
results229.txt | 6753 KÅRSTO 400.00 | 0.2626 | 808.1147 | 2245 | 1436.8853 | 1174.2853 | 1174.2853
results229.txt | 6754 STOLAHELA 400.00 | 0.128 | 808.1147 | 2245 | 1436.8853 | 1308.8853 | 1308.8853
results229.txt | 8448 JOINT 400.00 | 0.1589 | 808.1147 | 2245 | 1436.8853 | 1277.9853 | 1277.9853
results229.txt | 8460 JOINT 400.00 | 0.1779 | 808.1147 | 2245 | 1436.8853 | 1258.9853 | 1258.9853
results229.txt | 8611 JOINT 400.00 | 0.2625 | 808.1147 | 2245 | 1436.8853 | 1174.3853 | 1174.3853
results229.txt | 9010 HAUGSVAER 400.00 | 0.355 | 808.1147 | 2245 | 1436.8853 | 1081.8853 | 1081.8853
results229.txt | 9011 STEINSLAND 400.00 | 0.3392 | 808.1147 | 2245 | 1436.8853 | 1097.6853 | 1097.6853
results229.txt | 9014 HONNA 400.00 | 0.1072 | 808.1147 | 2245 | 1436.8853 | 1329.6853 | 1329.6853
results229.txt | 9019 SAUDA 301.00 | 0.2337 | 808.1147 | 2245 | 1436.8853 | 1203.1853 | 1203.1853
results229.txt | 9020 LYSE 301.00 | 0.1324 | 808.1147 | 2245 | 1436.8853 | 1304.4853 | 1304.4853
results229.txt | 9021 FJOTLAND 301.00 | 0.1253 | 808.1147 | 2245 | 1436.8853 | 1311.5853 | 1311.5853
results230.txt | PTI INTERACTIVE POWER SYSTEM SIMULATOR--PSS(R)E MON, MAY 29 2023 |  | 131.1884 | 1571.5 | 1440.3116
results230.txt | SENSITIVITY FACTORS ARE CALCULATED WITH AC |  | 131.1884 | 1571.5 | 1440.3116
results230.txt | SUBSYSTEM 'RESERV' IS USED FOR OPPOSING SYSTEM FOR MW POWER |  | 131.1884 | 1571.5 | 1440.3116
results230.txt | SENSITIVITY FACTORS OF BRANCH FLOW (MVA) ON 6583 STACKBO400 400.00 TO 6603 ODENSALA 400.00 7 MORE THAN | 0.1 | 131.1884 | 1571.5 | 1440.3116 | 1340.3116 | 1340.3116
results231.txt | PTI INTERACTIVE POWER SYSTEM SIMULATOR--PSS(R)E MON, MAY 29 2023 |  | 131.1884 | 1571.5 | 1440.3116
results231.txt | SENSITIVITY FACTORS ARE CALCULATED WITH AC |  | 131.1884 | 1571.5 | 1440.3116
results231.txt | SUBSYSTEM 'RESERV' IS USED FOR OPPOSING SYSTEM FOR MW POWER |  | 131.1884 | 1571.5 | 1440.3116
results231.txt | SENSITIVITY FACTORS OF BRANCH FLOW (MVA) ON 6583 STACKBO400 400.00 TO 6603 ODENSALA 400.00 8 MORE THAN | 0.1 | 131.1884 | 1571.5 | 1440.3116 | 1340.3116 | 1340.3116
results232.txt | PTI INTERACTIVE POWER SYSTEM SIMULATOR--PSS(R)E MON, MAY 29 2023 |  | -124.1882 | 1571.5 | 1447.3118
results232.txt | SENSITIVITY FACTORS ARE CALCULATED WITH AC |  | -124.1882 | 1571.5 | 1447.3118
results232.txt | SUBSYSTEM 'RESERV' IS USED FOR OPPOSING SYSTEM FOR MW POWER |  | -124.1882 | 1571.5 | 1447.3118
results232.txt | SENSITIVITY FACTORS OF BRANCH FLOW (MVA) ON 5642 HOVEGARD 400.00 TO 6319 KYNDBYVERKER400.00 8 MORE THAN | 0.1 | -124.1882 | 1571.5 | 1447.3118 | 1347.3118 | 1347.3118
results232.txt | <--------- BUS NAME --------> |  | -124.1882 | 1571.5 | 1447.3118
results232.txt | 6319 KYNDBYVERKER400.00 | 0.9988 | -124.1882 | 1571.5 | 1447.3118 | 448.5118 | 448.5118
results233.txt | PTI INTERACTIVE POWER SYSTEM SIMULATOR--PSS(R)E MON, MAY 29 2023 |  | 793.0092 | 2245 | 1451.9908
results233.txt | SENSITIVITY FACTORS ARE CALCULATED WITH AC |  | 793.0092 | 2245 | 1451.9908
results233.txt | SUBSYSTEM 'RESERV' IS USED FOR OPPOSING SYSTEM FOR MW POWER |  | 793.0092 | 2245 | 1451.9908
results233.txt | SENSITIVITY FACTORS OF BRANCH FLOW (MVA) ON 6682 SAUDA400 400.00 TO 6698 LYSE400 400.00 2 MORE THAN | 0.1 | 793.0092 | 2245 | 1451.9908 | 1351.9908 | 1351.9908
results233.txt | <--------- BUS NAME --------> |  | 793.0092 | 2245 | 1451.9908
results233.txt | 6356 BJERKREIM 400.00 | -0.2256 | 793.0092 | 2245 | 1451.9908 | 1677.5908 | 1677.5908
results233.txt | 6358 TONSTAD400 400.00 | -0.1976 | 793.0092 | 2245 | 1451.9908 | 1649.5908 | 1649.5908
results233.txt | 6357 TONSTAD300 400.00 | -0.1975 | 793.0092 | 2245 | 1451.9908 | 1649.4908 | 1649.4908
results233.txt | 6360 KJELLAND 400.00 | -0.2081 | 793.0092 | 2245 | 1451.9908 | 1660.0908 | 1660.0908
results233.txt | 6363 FEDA400 400.00 | -0.1943 | 793.0092 | 2245 | 1451.9908 | 1646.2908 | 1646.2908
results233.txt | 6362 FEDA300 400.00 | -0.1945 | 793.0092 | 2245 | 1451.9908 | 1646.4908 | 1646.4908
results233.txt | 6364 LISTAWIND 400.00 | -0.1945 | 793.0092 | 2245 | 1451.9908 | 1646.4908 | 1646.4908
results233.txt | 6365 KRISTIANSAND400.00 | -0.1448 | 793.0092 | 2245 | 1451.9908 | 1596.7908 | 1596.7908
results233.txt | 6373 ARENDAL400 400.00 | -0.1189 | 793.0092 | 2245 | 1451.9908 | 1570.8908 | 1570.8908
results233.txt | 6372 ARENDAL300 400.00 | -0.1189 | 793.0092 | 2245 | 1451.9908 | 1570.8908 | 1570.8908
results233.txt | 6649 REFSDAL 400.00 | 0.1066 | 793.0092 | 2245 | 1451.9908 | 1345.3908 | 1345.3908
results233.txt | 6651 MODALEN 400.00 | 0.1302 | 793.0092 | 2245 | 1451.9908 | 1321.7908 | 1321.7908
results233.txt | 6653 DALE 400.00 | 0.1398 | 793.0092 | 2245 | 1451.9908 | 1312.1908 | 1312.1908
results233.txt | 6654 EVANGER 400.00 | 0.1393 | 793.0092 | 2245 | 1451.9908 | 1312.6908 | 1312.6908
results233.txt | 6656 SAMNAGER400 400.00 | 0.1472 | 793.0092 | 2245 | 1451.9908 | 1304.7908 | 1304.7908
results233.txt | 6655 SAMNAGER300 400.00 | 0.1477 | 793.0092 | 2245 | 1451.9908 | 1304.2908 | 1304.2908
results233.txt | 6674 HUSNES 400.00 | 0.2625 | 793.0092 | 2245 | 1451.9908 | 1189.4908 | 1189.4908
results233.txt | 6676 HYDRO PURE S400.00 | 0.2151 | 793.0092 | 2245 | 1451.9908 | 1236.8908 | 1236.8908
results233.txt | 6675 MAURANGER 400.00 | 0.2151 | 793.0092 | 2245 | 1451.9908 | 1236.8908 | 1236.8908
results233.txt | 6677 BLÅFALL 400.00 | 0.2616 | 793.0092 | 2245 | 1451.9908 | 1190.3908 | 1190.3908
results233.txt | 6679 OKSLA 400.00 | 0.2101 | 793.0092 | 2245 | 1451.9908 | 1241.8908 | 1241.8908
results233.txt | 6680 ÅSEN 400.00 | 0.2101 | 793.0092 | 2245 | 1451.9908 | 1241.8908 | 1241.8908
results233.txt | 6682 SAUDA400 400.00 | 0.3024 | 793.0092 | 2245 | 1451.9908 | 1149.5908 | 1149.5908
results233.txt | 6681 SAUDA300 400.00 | 0.3 | 793.0092 | 2245 | 1451.9908 | 1151.9908 | 1151.9908
results233.txt | 6683 HYLEN 400.00 | 0.2996 | 793.0092 | 2245 | 1451.9908 | 1152.3908 | 1152.3908
results233.txt | 6685 RÖDAL 400.00 | 0.2109 | 793.0092 | 2245 | 1451.9908 | 1241.0908 | 1241.0908
results233.txt | 6686 NOVLE 400.00 | 0.2109 | 793.0092 | 2245 | 1451.9908 | 1241.0908 | 1241.0908
results233.txt | 6687 ULLA-FORRE 400.00 | 0.2121 | 793.0092 | 2245 | 1451.9908 | 1239.8908 | 1239.8908
results233.txt | 6688 STOKKELAND 400.00 | -0.2428 | 793.0092 | 2245 | 1451.9908 | 1694.7908 | 1694.7908
results233.txt | 6690 HOG-JAERN400400.00 | -0.2433 | 793.0092 | 2245 | 1451.9908 | 1695.2908 | 1695.2908
results233.txt | 6689 HOG-JAERN300400.00 | -0.2428 | 793.0092 | 2245 | 1451.9908 | 1694.7908 | 1694.7908
results233.txt | 6691 SUBSTATION 400.00 | 0.2995 | 793.0092 | 2245 | 1451.9908 | 1152.4908 | 1152.4908
results233.txt | 6693 SATURDAL 400.00 | -0.1887 | 793.0092 | 2245 | 1451.9908 | 1640.6908 | 1640.6908
results233.txt | 6692 HYDRO MIXED 400.00 | -0.1886 | 793.0092 | 2245 | 1451.9908 | 1640.5908 | 1640.5908
results233.txt | 6694 FORRE 400.00 | -0.221 | 793.0092 | 2245 | 1451.9908 | 1672.9908 | 1672.9908
results233.txt | 6695 KVILLDAL 400.00 | -0.1448 | 793.0092 | 2245 | 1451.9908 | 1596.7908 | 1596.7908
results233.txt | 6698 LYSE400 400.00 | -0.3115 | 793.0092 | 2245 | 1451.9908 | 1763.4908 | 1763.4908
results233.txt | 6697 LYSE300 400.00 | -0.3108 | 793.0092 | 2245 | 1451.9908 | 1762.7908 | 1762.7908
results233.txt | 6699 DUGE 301.00 | -0.2524 | 793.0092 | 2245 | 1451.9908 | 1704.3908 | 1704.3908
results233.txt | 6700 TJORHOM 400.00 | -0.3099 | 793.0092 | 2245 | 1451.9908 | 1761.8908 | 1761.8908
results233.txt | 6701 KVANNDAL 400.00 | 0.1791 | 793.0092 | 2245 | 1451.9908 | 1272.8908 | 1272.8908
results233.txt | 6702 KJELA 400.00 | 0.1262 | 793.0092 | 2245 | 1451.9908 | 1325.7908 | 1325.7908
results233.txt | 6705 HOLEN 400.00 | -0.1002 | 793.0092 | 2245 | 1451.9908 | 1552.1908 | 1552.1908
results233.txt | 6706 ROSKREPP 301.00 | -0.2489 | 793.0092 | 2245 | 1451.9908 | 1700.8908 | 1700.8908
results233.txt | 6707 KVINEN 301.00 | -0.2456 | 793.0092 | 2245 | 1451.9908 | 1697.5908 | 1697.5908
results233.txt | 6708 SOLHOLM300 400.00 | -0.1852 | 793.0092 | 2245 | 1451.9908 | 1637.1908 | 1637.1908
results233.txt | 6710 HEKNI 400.00 | -0.1175 | 793.0092 | 2245 | 1451.9908 | 1569.4908 | 1569.4908
results233.txt | 6743 KOLLSNES 400.00 | 0.1408 | 793.0092 | 2245 | 1451.9908 | 1311.1908 | 1311.1908
results233.txt | 6745 SUBSTATION 400.00 | 0.1375 | 793.0092 | 2245 | 1451.9908 | 1314.4908 | 1314.4908
results233.txt | 6744 LINDÅS 400.00 | 0.1375 | 793.0092 | 2245 | 1451.9908 | 1314.4908 | 1314.4908
results233.txt | 6746 NYGARD 400.00 | 0.1421 | 793.0092 | 2245 | 1451.9908 | 1309.8908 | 1309.8908
results233.txt | 6747 ARNA 400.00 | 0.1422 | 793.0092 | 2245 | 1451.9908 | 1309.7908 | 1309.7908
results233.txt | 6748 BERGEN 400.00 | 0.1428 | 793.0092 | 2245 | 1451.9908 | 1309.1908 | 1309.1908
results233.txt | 6749 STORD 400.00 | 0.266 | 793.0092 | 2245 | 1451.9908 | 1185.9908 | 1185.9908
results233.txt | 6751 SUBSTATION 301.00 | 0.282 | 793.0092 | 2245 | 1451.9908 | 1169.9908 | 1169.9908
results233.txt | 6750 HÅVIK 400.00 | 0.2731 | 793.0092 | 2245 | 1451.9908 | 1178.8908 | 1178.8908
results233.txt | 6752 SPANNE 400.00 | 0.2698 | 793.0092 | 2245 | 1451.9908 | 1182.1908 | 1182.1908
results233.txt | 6753 KÅRSTO 400.00 | 0.2737 | 793.0092 | 2245 | 1451.9908 | 1178.2908 | 1178.2908
results233.txt | 6754 STOLAHELA 400.00 | -0.2428 | 793.0092 | 2245 | 1451.9908 | 1694.7908 | 1694.7908
results233.txt | 8448 JOINT 400.00 | 0.1262 | 793.0092 | 2245 | 1451.9908 | 1325.7908 | 1325.7908
results233.txt | 8460 JOINT 400.00 | 0.1791 | 793.0092 | 2245 | 1451.9908 | 1272.8908 | 1272.8908
results233.txt | 8611 JOINT 400.00 | 0.2736 | 793.0092 | 2245 | 1451.9908 | 1178.3908 | 1178.3908
results233.txt | 9010 HAUGSVAER 400.00 | 0.1338 | 793.0092 | 2245 | 1451.9908 | 1318.1908 | 1318.1908
results233.txt | 9011 STEINSLAND 400.00 | 0.1309 | 793.0092 | 2245 | 1451.9908 | 1321.0908 | 1321.0908
results233.txt | 9014 HONNA 400.00 | -0.1663 | 793.0092 | 2245 | 1451.9908 | 1618.2908 | 1618.2908
results233.txt | 9019 SAUDA 301.00 | 0.2936 | 793.0092 | 2245 | 1451.9908 | 1158.3908 | 1158.3908
results233.txt | 9020 LYSE 301.00 | -0.2618 | 793.0092 | 2245 | 1451.9908 | 1713.7908 | 1713.7908
results233.txt | 9021 FJOTLAND 301.00 | -0.2343 | 793.0092 | 2245 | 1451.9908 | 1686.2908 | 1686.2908
results234.txt | PTI INTERACTIVE POWER SYSTEM SIMULATOR--PSS(R)E MON, MAY 29 2023 |  | 118.8508 | 1571.5 | 1452.6492
results234.txt | SENSITIVITY FACTORS ARE CALCULATED WITH AC |  | 118.8508 | 1571.5 | 1452.6492
results234.txt | SUBSYSTEM 'RESERV' IS USED FOR OPPOSING SYSTEM FOR MW POWER |  | 118.8508 | 1571.5 | 1452.6492
results234.txt | SENSITIVITY FACTORS OF BRANCH FLOW (MVA) ON 6659 ÅROY 400.00 TO 6660 FARDAL300 400.00 1 MORE THAN | 0.1 | 118.8508 | 1571.5 | 1452.6492 | 1352.6492 | 1352.6492
results234.txt | <--------- BUS NAME --------> |  | 118.8508 | 1571.5 | 1452.6492
results234.txt | 6659 ÅROY 400.00 | 1.0068 | 118.8508 | 1571.5 | 1452.6492 | 445.8492 | 445.8492
results235.txt | PTI INTERACTIVE POWER SYSTEM SIMULATOR--PSS(R)E MON, MAY 29 2023 |  | 788.5631 | 2245 | 1456.4369
results235.txt | SENSITIVITY FACTORS ARE CALCULATED WITH AC |  | 788.5631 | 2245 | 1456.4369
results235.txt | SUBSYSTEM 'RESERV' IS USED FOR OPPOSING SYSTEM FOR MW POWER |  | 788.5631 | 2245 | 1456.4369
results235.txt | SENSITIVITY FACTORS OF BRANCH FLOW (MVA) ON 6655 SAMNAGER300 400.00 TO 6656 SAMNAGER400 400.00 5 MORE THAN | 0.1 | 788.5631 | 2245 | 1456.4369 | 1356.4369 | 1356.4369
results235.txt | <--------- BUS NAME --------> |  | 788.5631 | 2245 | 1456.4369
results235.txt | 6649 REFSDAL 400.00 | 0.1012 | 788.5631 | 2245 | 1456.4369 | 1355.2369 | 1355.2369
results235.txt | 6651 MODALEN 400.00 | 0.1689 | 788.5631 | 2245 | 1456.4369 | 1287.5369 | 1287.5369
results235.txt | 6653 DALE 400.00 | 0.1963 | 788.5631 | 2245 | 1456.4369 | 1260.1369 | 1260.1369
results235.txt | 6654 EVANGER 400.00 | 0.1945 | 788.5631 | 2245 | 1456.4369 | 1261.9369 | 1261.9369
results235.txt | 6656 SAMNAGER400 400.00 | -0.2856 | 788.5631 | 2245 | 1456.4369 | 1742.0369 | 1742.0369
results235.txt | 6655 SAMNAGER300 400.00 | 0.2167 | 788.5631 | 2245 | 1456.4369 | 1239.7369 | 1239.7369
results235.txt | 6668 ELDFJORD 400.00 | -0.1126 | 788.5631 | 2245 | 1456.4369 | 1569.0369 | 1569.0369
results235.txt | 6674 HUSNES 400.00 | 0.1379 | 788.5631 | 2245 | 1456.4369 | 1318.5369 | 1318.5369
results235.txt | 6676 HYDRO PURE S400.00 | 0.1697 | 788.5631 | 2245 | 1456.4369 | 1286.7369 | 1286.7369
results235.txt | 6675 MAURANGER 400.00 | 0.1697 | 788.5631 | 2245 | 1456.4369 | 1286.7369 | 1286.7369
results235.txt | 6677 BLÅFALL 400.00 | 0.1382 | 788.5631 | 2245 | 1456.4369 | 1318.2369 | 1318.2369
results235.txt | 6682 SAUDA400 400.00 | 0.1116 | 788.5631 | 2245 | 1456.4369 | 1344.8369 | 1344.8369
results235.txt | 6681 SAUDA300 400.00 | 0.1118 | 788.5631 | 2245 | 1456.4369 | 1344.6369 | 1344.6369
results235.txt | 6683 HYLEN 400.00 | 0.1117 | 788.5631 | 2245 | 1456.4369 | 1344.7369 | 1344.7369
results235.txt | 6691 SUBSTATION 400.00 | 0.1117 | 788.5631 | 2245 | 1456.4369 | 1344.7369 | 1344.7369
results235.txt | 6743 KOLLSNES 400.00 | 0.198 | 788.5631 | 2245 | 1456.4369 | 1258.4369 | 1258.4369
results235.txt | 6745 SUBSTATION 400.00 | 0.1888 | 788.5631 | 2245 | 1456.4369 | 1267.6369 | 1267.6369
results235.txt | 6744 LINDÅS 400.00 | 0.1888 | 788.5631 | 2245 | 1456.4369 | 1267.6369 | 1267.6369
results235.txt | 6746 NYGARD 400.00 | 0.2016 | 788.5631 | 2245 | 1456.4369 | 1254.8369 | 1254.8369
results235.txt | 6747 ARNA 400.00 | 0.2021 | 788.5631 | 2245 | 1456.4369 | 1254.3369 | 1254.3369
results235.txt | 6748 BERGEN 400.00 | 0.2036 | 788.5631 | 2245 | 1456.4369 | 1252.8369 | 1252.8369
results235.txt | 6749 STORD 400.00 | 0.1362 | 788.5631 | 2245 | 1456.4369 | 1320.2369 | 1320.2369
results235.txt | 6751 SUBSTATION 301.00 | 0.126 | 788.5631 | 2245 | 1456.4369 | 1330.4369 | 1330.4369
results235.txt | 6750 HÅVIK 400.00 | 0.132 | 788.5631 | 2245 | 1456.4369 | 1324.4369 | 1324.4369
results235.txt | 6752 SPANNE 400.00 | 0.1343 | 788.5631 | 2245 | 1456.4369 | 1322.1369 | 1322.1369
results235.txt | 6753 KÅRSTO 400.00 | 0.1323 | 788.5631 | 2245 | 1456.4369 | 1324.1369 | 1324.1369
results235.txt | 8611 JOINT 400.00 | 0.1322 | 788.5631 | 2245 | 1456.4369 | 1324.2369 | 1324.2369
results235.txt | 9010 HAUGSVAER 400.00 | 0.1788 | 788.5631 | 2245 | 1456.4369 | 1277.6369 | 1277.6369
results235.txt | 9011 STEINSLAND 400.00 | 0.1708 | 788.5631 | 2245 | 1456.4369 | 1285.6369 | 1285.6369
results235.txt | 9019 SAUDA 301.00 | 0.1177 | 788.5631 | 2245 | 1456.4369 | 1338.7369 | 1338.7369
results236.txt | PTI INTERACTIVE POWER SYSTEM SIMULATOR--PSS(R)E MON, MAY 29 2023 |  | 788.5631 | 2245 | 1456.4369
results236.txt | SENSITIVITY FACTORS ARE CALCULATED WITH AC |  | 788.5631 | 2245 | 1456.4369
results236.txt | SUBSYSTEM 'RESERV' IS USED FOR OPPOSING SYSTEM FOR MW POWER |  | 788.5631 | 2245 | 1456.4369
results236.txt | SENSITIVITY FACTORS OF BRANCH FLOW (MVA) ON 6655 SAMNAGER300 400.00 TO 6656 SAMNAGER400 400.00 6 MORE THAN | 0.1 | 788.5631 | 2245 | 1456.4369 | 1356.4369 | 1356.4369
results236.txt | <--------- BUS NAME --------> |  | 788.5631 | 2245 | 1456.4369
results236.txt | 6649 REFSDAL 400.00 | 0.1012 | 788.5631 | 2245 | 1456.4369 | 1355.2369 | 1355.2369
results236.txt | 6651 MODALEN 400.00 | 0.1689 | 788.5631 | 2245 | 1456.4369 | 1287.5369 | 1287.5369
results236.txt | 6653 DALE 400.00 | 0.1963 | 788.5631 | 2245 | 1456.4369 | 1260.1369 | 1260.1369
results236.txt | 6654 EVANGER 400.00 | 0.1945 | 788.5631 | 2245 | 1456.4369 | 1261.9369 | 1261.9369
results236.txt | 6656 SAMNAGER400 400.00 | -0.2856 | 788.5631 | 2245 | 1456.4369 | 1742.0369 | 1742.0369
results236.txt | 6655 SAMNAGER300 400.00 | 0.2167 | 788.5631 | 2245 | 1456.4369 | 1239.7369 | 1239.7369
results236.txt | 6668 ELDFJORD 400.00 | -0.1126 | 788.5631 | 2245 | 1456.4369 | 1569.0369 | 1569.0369
results236.txt | 6674 HUSNES 400.00 | 0.1379 | 788.5631 | 2245 | 1456.4369 | 1318.5369 | 1318.5369
results236.txt | 6676 HYDRO PURE S400.00 | 0.1697 | 788.5631 | 2245 | 1456.4369 | 1286.7369 | 1286.7369
results236.txt | 6675 MAURANGER 400.00 | 0.1697 | 788.5631 | 2245 | 1456.4369 | 1286.7369 | 1286.7369
results236.txt | 6677 BLÅFALL 400.00 | 0.1382 | 788.5631 | 2245 | 1456.4369 | 1318.2369 | 1318.2369
results236.txt | 6682 SAUDA400 400.00 | 0.1116 | 788.5631 | 2245 | 1456.4369 | 1344.8369 | 1344.8369
results236.txt | 6681 SAUDA300 400.00 | 0.1118 | 788.5631 | 2245 | 1456.4369 | 1344.6369 | 1344.6369
results236.txt | 6683 HYLEN 400.00 | 0.1117 | 788.5631 | 2245 | 1456.4369 | 1344.7369 | 1344.7369
results236.txt | 6691 SUBSTATION 400.00 | 0.1117 | 788.5631 | 2245 | 1456.4369 | 1344.7369 | 1344.7369
results236.txt | 6743 KOLLSNES 400.00 | 0.198 | 788.5631 | 2245 | 1456.4369 | 1258.4369 | 1258.4369
results236.txt | 6745 SUBSTATION 400.00 | 0.1888 | 788.5631 | 2245 | 1456.4369 | 1267.6369 | 1267.6369
results236.txt | 6744 LINDÅS 400.00 | 0.1888 | 788.5631 | 2245 | 1456.4369 | 1267.6369 | 1267.6369
results236.txt | 6746 NYGARD 400.00 | 0.2016 | 788.5631 | 2245 | 1456.4369 | 1254.8369 | 1254.8369
results236.txt | 6747 ARNA 400.00 | 0.2021 | 788.5631 | 2245 | 1456.4369 | 1254.3369 | 1254.3369
results236.txt | 6748 BERGEN 400.00 | 0.2036 | 788.5631 | 2245 | 1456.4369 | 1252.8369 | 1252.8369
results236.txt | 6749 STORD 400.00 | 0.1362 | 788.5631 | 2245 | 1456.4369 | 1320.2369 | 1320.2369
results236.txt | 6751 SUBSTATION 301.00 | 0.126 | 788.5631 | 2245 | 1456.4369 | 1330.4369 | 1330.4369
results236.txt | 6750 HÅVIK 400.00 | 0.132 | 788.5631 | 2245 | 1456.4369 | 1324.4369 | 1324.4369
results236.txt | 6752 SPANNE 400.00 | 0.1343 | 788.5631 | 2245 | 1456.4369 | 1322.1369 | 1322.1369
results236.txt | 6753 KÅRSTO 400.00 | 0.1323 | 788.5631 | 2245 | 1456.4369 | 1324.1369 | 1324.1369
results236.txt | 8611 JOINT 400.00 | 0.1322 | 788.5631 | 2245 | 1456.4369 | 1324.2369 | 1324.2369
results236.txt | 9010 HAUGSVAER 400.00 | 0.1788 | 788.5631 | 2245 | 1456.4369 | 1277.6369 | 1277.6369
results236.txt | 9011 STEINSLAND 400.00 | 0.1708 | 788.5631 | 2245 | 1456.4369 | 1285.6369 | 1285.6369
results236.txt | 9019 SAUDA 301.00 | 0.1177 | 788.5631 | 2245 | 1456.4369 | 1338.7369 | 1338.7369
results237.txt | PTI INTERACTIVE POWER SYSTEM SIMULATOR--PSS(R)E MON, MAY 29 2023 |  | 788.0883 | 2245 | 1456.9117
results237.txt | SENSITIVITY FACTORS ARE CALCULATED WITH AC |  | 788.0883 | 2245 | 1456.9117
results237.txt | SUBSYSTEM 'RESERV' IS USED FOR OPPOSING SYSTEM FOR MW POWER |  | 788.0883 | 2245 | 1456.9117
results237.txt | SENSITIVITY FACTORS OF BRANCH FLOW (MVA) ON 6747 ARNA 400.00 TO 6748 BERGEN 400.00 4 MORE THAN | 0.1 | 788.0883 | 2245 | 1456.9117 | 1356.9117 | 1356.9117
results237.txt | <--------- BUS NAME --------> |  | 788.0883 | 2245 | 1456.9117
results237.txt | 6653 DALE 400.00 | 0.2629 | 788.0883 | 2245 | 1456.9117 | 1194.0117 | 1194.0117
results237.txt | 6654 EVANGER 400.00 | 0.1225 | 788.0883 | 2245 | 1456.9117 | 1334.4117 | 1334.4117
results237.txt | 6743 KOLLSNES 400.00 | -0.1311 | 788.0883 | 2245 | 1456.9117 | 1588.0117 | 1588.0117
results237.txt | 6746 NYGARD 400.00 | -0.2476 | 788.0883 | 2245 | 1456.9117 | 1704.5117 | 1704.5117
results237.txt | 6747 ARNA 400.00 | 0.6106 | 788.0883 | 2245 | 1456.9117 | 846.3117 | 846.3117
results237.txt | 6748 BERGEN 400.00 | -0.31 | 788.0883 | 2245 | 1456.9117 | 1766.9117 | 1766.9117
results238.txt | PTI INTERACTIVE POWER SYSTEM SIMULATOR--PSS(R)E MON, MAY 29 2023 |  | 782.1666 | 2245 | 1462.8335
results238.txt | SENSITIVITY FACTORS ARE CALCULATED WITH AC |  | 782.1666 | 2245 | 1462.8335
results238.txt | SUBSYSTEM 'RESERV' IS USED FOR OPPOSING SYSTEM FOR MW POWER |  | 782.1666 | 2245 | 1462.8335
results238.txt | SENSITIVITY FACTORS OF BRANCH FLOW (MVA) ON 6606 HALL 400.00 TO 6646 HEDENLUNDA 400.00 4 MORE THAN | 0.1 | 782.1666 | 2245 | 1462.8335 | 1362.8334 | 1362.8334
results238.txt | <--------- BUS NAME --------> |  | 782.1666 | 2245 | 1462.8335
results238.txt | 5624 HERSLEV 400.00 | -0.1347 | 782.1666 | 2245 | 1462.8335 | 1597.5334 | 1597.5334
results238.txt | 5642 HOVEGARD 400.00 | -0.1345 | 782.1666 | 2245 | 1462.8335 | 1597.3334 | 1597.3334
results238.txt | 5646 BJAEVERSKOV4400.00 | -0.1345 | 782.1666 | 2245 | 1462.8335 | 1597.3334 | 1597.3334
results238.txt | 5645 BJAEVERSKOV2220.00 | -0.1342 | 782.1666 | 2245 | 1462.8335 | 1597.0334 | 1597.0334
results238.txt | 5657 ISHOJ400 400.00 | -0.1345 | 782.1666 | 2245 | 1462.8335 | 1597.3334 | 1597.3334
results238.txt | 5656 ISHOJ220 220.00 | -0.1348 | 782.1666 | 2245 | 1462.8335 | 1597.6334 | 1597.6334
results238.txt | 5660 AVEDOREVERK 400.00 | -0.1346 | 782.1666 | 2245 | 1462.8335 | 1597.4334 | 1597.4334
results238.txt | 5662 ORSTEDSVERKE400.00 | -0.1348 | 782.1666 | 2245 | 1462.8335 | 1597.6334 | 1597.6334
results238.txt | 5671 SEGE 400.00 | -0.147 | 782.1666 | 2245 | 1462.8335 | 1609.8334 | 1609.8334
results238.txt | 5672 ARRIE 400.00 | -0.1469 | 782.1666 | 2245 | 1462.8335 | 1609.7334 | 1609.7334
results238.txt | 5673 KRUSEBERG 400.00 | -0.1469 | 782.1666 | 2245 | 1462.8335 | 1609.7334 | 1609.7334
results238.txt | 5676 WIND FARM 220.00 | -0.1319 | 782.1666 | 2245 | 1462.8335 | 1594.7334 | 1594.7334
results238.txt | 5845 ASNAESVERK 400.00 | -0.1346 | 782.1666 | 2245 | 1462.8335 | 1597.4334 | 1597.4334
results238.txt | 6315 HORRED 400.00 | -0.1016 | 782.1666 | 2245 | 1462.8335 | 1564.4334 | 1564.4334
results238.txt | 6316 UDDEBO 400.00 | -0.1144 | 782.1666 | 2245 | 1462.8335 | 1577.2334 | 1577.2334
results238.txt | 6319 KYNDBYVERKER400.00 | -0.1345 | 782.1666 | 2245 | 1462.8335 | 1597.3334 | 1597.3334
results238.txt | 6324 GORLOSEGARD 400.00 | -0.1339 | 782.1666 | 2245 | 1462.8335 | 1596.7334 | 1596.7334
results238.txt | 6330 GELNTEGARD2 400.00 | -0.1352 | 782.1666 | 2245 | 1462.8335 | 1598.0334 | 1598.0334
results238.txt | 6334 GLENTEGARD 400.00 | -0.1354 | 782.1666 | 2245 | 1462.8335 | 1598.2334 | 1598.2334
results238.txt | 6335 SODERASEN 400.00 | -0.1322 | 782.1666 | 2245 | 1462.8335 | 1595.0334 | 1595.0334
results238.txt | 6337 BARSEBACK 400.00 | -0.145 | 782.1666 | 2245 | 1462.8335 | 1607.8334 | 1607.8334
results238.txt | 6338 HURVA 400.00 | -0.1519 | 782.1666 | 2245 | 1462.8335 | 1614.7334 | 1614.7334
results238.txt | 6341 KOLSTAD 400.00 | -0.1941 | 782.1666 | 2245 | 1462.8335 | 1656.9334 | 1656.9334
results238.txt | 6342 TENHULT 400.00 | -0.1399 | 782.1666 | 2245 | 1462.8335 | 1602.7334 | 1602.7334
results238.txt | 6343 BARKERYD 400.00 | -0.1489 | 782.1666 | 2245 | 1462.8335 | 1611.7334 | 1611.7334
results238.txt | 6345 GLAN 400.00 | -0.2532 | 782.1666 | 2245 | 1462.8335 | 1716.0334 | 1716.0334
results238.txt | 6346 KIMSTAD 400.00 | -0.2088 | 782.1666 | 2245 | 1462.8335 | 1671.6334 | 1671.6334
results238.txt | 6348 OSKARSHAMN 400.00 | -0.1941 | 782.1666 | 2245 | 1462.8335 | 1656.9334 | 1656.9334
results238.txt | 6349 ALVESTA 400.00 | -0.1636 | 782.1666 | 2245 | 1462.8335 | 1626.4334 | 1626.4334
results238.txt | 6350 HEMSJO 400.00 | -0.1708 | 782.1666 | 2245 | 1462.8335 | 1633.6334 | 1633.6334
results238.txt | 6351 KARLSHAMN 400.00 | -0.1707 | 782.1666 | 2245 | 1462.8335 | 1633.5334 | 1633.5334
results238.txt | 6354 NYBRO 400.00 | -0.1804 | 782.1666 | 2245 | 1462.8335 | 1643.2334 | 1643.2334
results238.txt | 6593 HAMRA220 220.00 | 0.104 | 782.1666 | 2245 | 1462.8335 | 1358.8334 | 1358.8334
results238.txt | 6595 BREDAKER 220.00 | 0.1033 | 782.1666 | 2245 | 1462.8335 | 1359.5334 | 1359.5334
results238.txt | 6597 TUNA400 400.00 | 0.105 | 782.1666 | 2245 | 1462.8335 | 1357.8334 | 1357.8334
results238.txt | 6596 TUNA220 220.00 | 0.1043 | 782.1666 | 2245 | 1462.8335 | 1358.5334 | 1358.5334
results238.txt | 6598 BOLANDERNA 220.00 | 0.1147 | 782.1666 | 2245 | 1462.8335 | 1348.1334 | 1348.1334
results238.txt | 6599 PLENNINGE 220.00 | 0.1144 | 782.1666 | 2245 | 1462.8335 | 1348.4334 | 1348.4334
results238.txt | 6600 AKER 400.00 | -0.157 | 782.1666 | 2245 | 1462.8335 | 1619.8334 | 1619.8334
results238.txt | 6602 KOLBOTTEN400400.00 | 0.1598 | 782.1666 | 2245 | 1462.8335 | 1303.0334 | 1303.0334
results238.txt | 6601 KOLBOTTEN220220.00 | 0.1385 | 782.1666 | 2245 | 1462.8335 | 1324.3334 | 1324.3334
results238.txt | 6603 ODENSALA 400.00 | 0.1121 | 782.1666 | 2245 | 1462.8335 | 1350.7334 | 1350.7334
results238.txt | 6605 STOCKHOLM400400.00 | 0.1125 | 782.1666 | 2245 | 1462.8335 | 1350.3334 | 1350.3334
results238.txt | 6604 STOCKHOLM220220.00 | 0.1332 | 782.1666 | 2245 | 1462.8335 | 1329.6334 | 1329.6334
results238.txt | 6606 HALL 400.00 | 0.2086 | 782.1666 | 2245 | 1462.8335 | 1254.2334 | 1254.2334
results238.txt | 6608 EKUDDEN400 400.00 | 0.204 | 782.1666 | 2245 | 1462.8335 | 1258.8334 | 1258.8334
results238.txt | 6607 EKUDDEN220 220.00 | 0.1407 | 782.1666 | 2245 | 1462.8335 | 1322.1334 | 1322.1334
results238.txt | 6609 SOLBERGA 220.00 | 0.1408 | 782.1666 | 2245 | 1462.8335 | 1322.0334 | 1322.0334
results238.txt | 6610 GRASKA 220.00 | 0.1051 | 782.1666 | 2245 | 1462.8335 | 1357.7334 | 1357.7334
results238.txt | 6611 HALLSTAVIK 220.00 | 0.1051 | 782.1666 | 2245 | 1462.8335 | 1357.7334 | 1357.7334
results238.txt | 6613 MALSTA 220.00 | 0.1055 | 782.1666 | 2245 | 1462.8335 | 1357.3334 | 1357.3334
results238.txt | 6614 VALLENTUNA 220.00 | 0.134 | 782.1666 | 2245 | 1462.8335 | 1328.8334 | 1328.8334
results238.txt | 6646 HEDENLUNDA 400.00 | -0.3149 | 782.1666 | 2245 | 1462.8335 | 1777.7334 | 1777.7334
results238.txt | 8861 JOINT 400.00 | 0.1253 | 782.1666 | 2245 | 1462.8335 | 1337.5334 | 1337.5334
results238.txt | 7429 JOINT 220.00 | -0.1321 | 782.1666 | 2245 | 1462.8335 | 1594.9334 | 1594.9334
results238.txt | 1052 BREARED 400.00 | -0.112 | 782.1666 | 2245 | 1462.8335 | 1574.8334 | 1574.8334
results238.txt | 1053 HÄRADSBO 400.00 | -0.1169 | 782.1666 | 2245 | 1462.8335 | 1579.7334 | 1579.7334
results238.txt | 9401 HAGESKRUV 400.00 | -0.1787 | 782.1666 | 2245 | 1462.8335 | 1641.5334 | 1641.5334
results239.txt | PTI INTERACTIVE POWER SYSTEM SIMULATOR--PSS(R)E MON, MAY 29 2023 |  | 108.3878 | 1571.5 | 1463.1122
results239.txt | SENSITIVITY FACTORS ARE CALCULATED WITH AC |  | 108.3878 | 1571.5 | 1463.1122
results239.txt | SUBSYSTEM 'RESERV' IS USED FOR OPPOSING SYSTEM FOR MW POWER |  | 108.3878 | 1571.5 | 1463.1122
results239.txt | SENSITIVITY FACTORS OF BRANCH FLOW (MVA) ON 6631 BASNA 400.00 TO 6641 HALLSBERG400400.00 3 MORE THAN | 0.1 | 108.3878 | 1571.5 | 1463.1122 | 1363.1122 | 1363.1122
results239.txt | <--------- BUS NAME --------> |  | 108.3878 | 1571.5 | 1463.1122
results239.txt | 6631 BASNA 400.00 | 0.2831 | 108.3878 | 1571.5 | 1463.1122 | 1180.0122 | 1180.0122
results239.txt | 6632 REPBACKEN 400.00 | 0.2831 | 108.3878 | 1571.5 | 1463.1122 | 1180.0122 | 1180.0122
results239.txt | 9404 GÄDDTJÄRN 400.00 | 0.2307 | 108.3878 | 1571.5 | 1463.1122 | 1232.4122 | 1232.4122
results240.txt | PTI INTERACTIVE POWER SYSTEM SIMULATOR--PSS(R)E MON, MAY 29 2023 |  | 107.8253 | 1571.5 | 1463.6747
results240.txt | SENSITIVITY FACTORS ARE CALCULATED WITH AC |  | 107.8253 | 1571.5 | 1463.6747
results240.txt | SUBSYSTEM 'RESERV' IS USED FOR OPPOSING SYSTEM FOR MW POWER |  | 107.8253 | 1571.5 | 1463.6747
results240.txt | SENSITIVITY FACTORS OF BRANCH FLOW (MVA) ON 6939 KOLSVIK 400.00 TO 6940 NAMSKOGEN 400.00 1 MORE THAN | 0.1 | 107.8253 | 1571.5 | 1463.6747 | 1363.6747 | 1363.6747
results240.txt | <--------- BUS NAME --------> |  | 107.8253 | 1571.5 | 1463.6747
results240.txt | 6939 KOLSVIK 400.00 | 1.0015 | 107.8253 | 1571.5 | 1463.6747 | 462.1747 | 462.1747
results241.txt | PTI INTERACTIVE POWER SYSTEM SIMULATOR--PSS(R)E MON, MAY 29 2023 |  | -781.1169 | 2245 | 1463.8831
results241.txt | SENSITIVITY FACTORS ARE CALCULATED WITH AC |  | -781.1169 | 2245 | 1463.8831
results241.txt | SUBSYSTEM 'RESERV' IS USED FOR OPPOSING SYSTEM FOR MW POWER |  | -781.1169 | 2245 | 1463.8831
results241.txt | SENSITIVITY FACTORS OF BRANCH FLOW (MVA) ON 6828 MIDSKOG400 400.00 TO 9406 TANDÖ 400.00 12 MORE THAN | 0.1 | -781.1169 | 2245 | 1463.8831 | 1363.8831 | 1363.8831
results241.txt | <--------- BUS NAME --------> |  | -781.1169 | 2245 | 1463.8831
results241.txt | 6630 BORGVIK 400.00 | 0.1411 | -781.1169 | 2245 | 1463.8831 | 1322.7831 | 1322.7831
results241.txt | 9406 TANDÖ 400.00 | 0.2492 | -781.1169 | 2245 | 1463.8831 | 1214.6831 | 1214.6831
results241.txt | 9407 HAGFORS 400.00 | 0.1879 | -781.1169 | 2245 | 1463.8831 | 1275.9831 | 1275.9831
results242.txt | PTI INTERACTIVE POWER SYSTEM SIMULATOR--PSS(R)E MON, MAY 29 2023 |  | -781.1169 | 2245 | 1463.8831
results242.txt | SENSITIVITY FACTORS ARE CALCULATED WITH AC |  | -781.1169 | 2245 | 1463.8831
results242.txt | SUBSYSTEM 'RESERV' IS USED FOR OPPOSING SYSTEM FOR MW POWER |  | -781.1169 | 2245 | 1463.8831
results242.txt | SENSITIVITY FACTORS OF BRANCH FLOW (MVA) ON 6828 MIDSKOG400 400.00 TO 9406 TANDÖ 400.00 13 MORE THAN | 0.1 | -781.1169 | 2245 | 1463.8831 | 1363.8831 | 1363.8831
results242.txt | <--------- BUS NAME --------> |  | -781.1169 | 2245 | 1463.8831
results242.txt | 6630 BORGVIK 400.00 | 0.1411 | -781.1169 | 2245 | 1463.8831 | 1322.7831 | 1322.7831
results242.txt | 9406 TANDÖ 400.00 | 0.2492 | -781.1169 | 2245 | 1463.8831 | 1214.6831 | 1214.6831
results242.txt | 9407 HAGFORS 400.00 | 0.1879 | -781.1169 | 2245 | 1463.8831 | 1275.9831 | 1275.9831
results243.txt | PTI INTERACTIVE POWER SYSTEM SIMULATOR--PSS(R)E MON, MAY 29 2023 |  | -776.149 | 2245 | 1468.851
results243.txt | SENSITIVITY FACTORS ARE CALCULATED WITH AC |  | -776.149 | 2245 | 1468.851
results243.txt | SUBSYSTEM 'RESERV' IS USED FOR OPPOSING SYSTEM FOR MW POWER |  | -776.149 | 2245 | 1468.851
results243.txt | SENSITIVITY FACTORS OF BRANCH FLOW (MVA) ON 9406 TANDÖ 400.00 TO 9407 HAGFORS 400.00 1 MORE THAN | 0.1 | -776.149 | 2245 | 1468.851 | 1368.851 | 1368.851
results243.txt | <--------- BUS NAME --------> |  | -776.149 | 2245 | 1468.851
results243.txt | 6305 LOVISEHOLM 400.00 | 0.1025 | -776.149 | 2245 | 1468.851 | 1366.351 | 1366.351
results243.txt | 6629 HALDEN 400.00 | 0.1051 | -776.149 | 2245 | 1468.851 | 1363.751 | 1363.751
results243.txt | 6630 BORGVIK 400.00 | 0.1578 | -776.149 | 2245 | 1468.851 | 1311.051 | 1311.051
results243.txt | 6740 TEGNEBY400 400.00 | 0.1014 | -776.149 | 2245 | 1468.851 | 1367.451 | 1367.451
results243.txt | 6739 TEGNEBY300 400.00 | 0.1014 | -776.149 | 2245 | 1468.851 | 1367.451 | 1367.451
results243.txt | 6742 HASLE400 400.00 | 0.1063 | -776.149 | 2245 | 1468.851 | 1362.551 | 1362.551
results243.txt | 6741 HASLE300 400.00 | 0.1061 | -776.149 | 2245 | 1468.851 | 1362.751 | 1362.751
results243.txt | 6828 MIDSKOG400 400.00 | -0.1034 | -776.149 | 2245 | 1468.851 | 1572.251 | 1572.251
results243.txt | 9406 TANDÖ 400.00 | -0.2201 | -776.149 | 2245 | 1468.851 | 1688.951 | 1688.951
results243.txt | 9407 HAGFORS 400.00 | 0.2101 | -776.149 | 2245 | 1468.851 | 1258.751 | 1258.751
results244.txt | PTI INTERACTIVE POWER SYSTEM SIMULATOR--PSS(R)E MON, MAY 29 2023 |  | -776.149 | 2245 | 1468.851
results244.txt | SENSITIVITY FACTORS ARE CALCULATED WITH AC |  | -776.149 | 2245 | 1468.851
results244.txt | SUBSYSTEM 'RESERV' IS USED FOR OPPOSING SYSTEM FOR MW POWER |  | -776.149 | 2245 | 1468.851
results244.txt | SENSITIVITY FACTORS OF BRANCH FLOW (MVA) ON 9406 TANDÖ 400.00 TO 9407 HAGFORS 400.00 2 MORE THAN | 0.1 | -776.149 | 2245 | 1468.851 | 1368.851 | 1368.851
results244.txt | <--------- BUS NAME --------> |  | -776.149 | 2245 | 1468.851
results244.txt | 6305 LOVISEHOLM 400.00 | 0.1025 | -776.149 | 2245 | 1468.851 | 1366.351 | 1366.351
results244.txt | 6629 HALDEN 400.00 | 0.1051 | -776.149 | 2245 | 1468.851 | 1363.751 | 1363.751
results244.txt | 6630 BORGVIK 400.00 | 0.1578 | -776.149 | 2245 | 1468.851 | 1311.051 | 1311.051
results244.txt | 6740 TEGNEBY400 400.00 | 0.1014 | -776.149 | 2245 | 1468.851 | 1367.451 | 1367.451
results244.txt | 6739 TEGNEBY300 400.00 | 0.1014 | -776.149 | 2245 | 1468.851 | 1367.451 | 1367.451
results244.txt | 6742 HASLE400 400.00 | 0.1063 | -776.149 | 2245 | 1468.851 | 1362.551 | 1362.551
results244.txt | 6741 HASLE300 400.00 | 0.1061 | -776.149 | 2245 | 1468.851 | 1362.751 | 1362.751
results244.txt | 6828 MIDSKOG400 400.00 | -0.1034 | -776.149 | 2245 | 1468.851 | 1572.251 | 1572.251
results244.txt | 9406 TANDÖ 400.00 | -0.2201 | -776.149 | 2245 | 1468.851 | 1688.951 | 1688.951
results244.txt | 9407 HAGFORS 400.00 | 0.2101 | -776.149 | 2245 | 1468.851 | 1258.751 | 1258.751
results245.txt | PTI INTERACTIVE POWER SYSTEM SIMULATOR--PSS(R)E MON, MAY 29 2023 |  | -773.1675 | 2245 | 1471.8325
results245.txt | SENSITIVITY FACTORS ARE CALCULATED WITH AC |  | -773.1675 | 2245 | 1471.8325
results245.txt | SUBSYSTEM 'RESERV' IS USED FOR OPPOSING SYSTEM FOR MW POWER |  | -773.1675 | 2245 | 1471.8325
results245.txt | SENSITIVITY FACTORS OF BRANCH FLOW (MVA) ON 6594 HAMRA400 400.00 TO 9411 MUNGA 400.00 5 MORE THAN | 0.1 | -773.1675 | 2245 | 1471.8325 | 1371.8325 | 1371.8325
results245.txt | <--------- BUS NAME --------> |  | -773.1675 | 2245 | 1471.8325
results245.txt | 6345 GLAN 400.00 | -0.1157 | -773.1675 | 2245 | 1471.8325 | 1587.5325 | 1587.5325
results245.txt | 6586 FINNBOLEHVDC400.00 | -0.1 | -773.1675 | 2245 | 1471.8325 | 1571.8325 | 1571.8325
results245.txt | 6589 DANNEBO 400.00 | -0.1091 | -773.1675 | 2245 | 1471.8325 | 1580.9325 | 1580.9325
results245.txt | 6591 FORSMARK 400.00 | -0.1088 | -773.1675 | 2245 | 1471.8325 | 1580.6325 | 1580.6325
results245.txt | 6594 HAMRA400 400.00 | -0.2775 | -773.1675 | 2245 | 1471.8325 | 1749.3325 | 1749.3325
results245.txt | 6593 HAMRA220 220.00 | -0.2137 | -773.1675 | 2245 | 1471.8325 | 1685.5325 | 1685.5325
results245.txt | 6597 TUNA400 400.00 | -0.1191 | -773.1675 | 2245 | 1471.8325 | 1590.9325 | 1590.9325
results245.txt | 6596 TUNA220 220.00 | -0.1052 | -773.1675 | 2245 | 1471.8325 | 1577.0325 | 1577.0325
results245.txt | 6598 BOLANDERNA 220.00 | -0.1232 | -773.1675 | 2245 | 1471.8325 | 1595.0325 | 1595.0325
results245.txt | 6599 PLENNINGE 220.00 | -0.1229 | -773.1675 | 2245 | 1471.8325 | 1594.7325 | 1594.7325
results245.txt | 6600 AKER 400.00 | -0.2072 | -773.1675 | 2245 | 1471.8325 | 1679.0325 | 1679.0325
results245.txt | 6602 KOLBOTTEN400400.00 | -0.1837 | -773.1675 | 2245 | 1471.8325 | 1655.5325 | 1655.5325
results245.txt | 6601 KOLBOTTEN220220.00 | -0.1727 | -773.1675 | 2245 | 1471.8325 | 1644.5325 | 1644.5325
results245.txt | 6603 ODENSALA 400.00 | -0.1376 | -773.1675 | 2245 | 1471.8325 | 1609.4325 | 1609.4325
results245.txt | 6605 STOCKHOLM400400.00 | -0.1369 | -773.1675 | 2245 | 1471.8325 | 1608.7325 | 1608.7325
results245.txt | 6604 STOCKHOLM220220.00 | -0.1698 | -773.1675 | 2245 | 1471.8325 | 1641.6325 | 1641.6325
results245.txt | 6606 HALL 400.00 | -0.1807 | -773.1675 | 2245 | 1471.8325 | 1652.5325 | 1652.5325
results245.txt | 6608 EKUDDEN400 400.00 | -0.1801 | -773.1675 | 2245 | 1471.8325 | 1651.9325 | 1651.9325
results245.txt | 6607 EKUDDEN220 220.00 | -0.1706 | -773.1675 | 2245 | 1471.8325 | 1642.4325 | 1642.4325
results245.txt | 6609 SOLBERGA 220.00 | -0.1707 | -773.1675 | 2245 | 1471.8325 | 1642.5325 | 1642.5325
results245.txt | 6610 GRASKA 220.00 | -0.1064 | -773.1675 | 2245 | 1471.8325 | 1578.2325 | 1578.2325
results245.txt | 6611 HALLSTAVIK 220.00 | -0.1064 | -773.1675 | 2245 | 1471.8325 | 1578.2325 | 1578.2325
results245.txt | 6613 MALSTA 220.00 | -0.1069 | -773.1675 | 2245 | 1471.8325 | 1578.7325 | 1578.7325
results245.txt | 6614 VALLENTUNA 220.00 | -0.171 | -773.1675 | 2245 | 1471.8325 | 1642.8325 | 1642.8325
results245.txt | 6646 HEDENLUNDA 400.00 | -0.1553 | -773.1675 | 2245 | 1471.8325 | 1627.1325 | 1627.1325
results245.txt | 8861 JOINT 400.00 | -0.1938 | -773.1675 | 2245 | 1471.8325 | 1665.6325 | 1665.6325
results245.txt | 1051 SUBSTATION 400.00 | -0.1088 | -773.1675 | 2245 | 1471.8325 | 1580.6325 | 1580.6325
results245.txt | 9411 MUNGA 400.00 | 0.1191 | -773.1675 | 2245 | 1471.8325 | 1352.7325 | 1352.7325
results246.txt | PTI INTERACTIVE POWER SYSTEM SIMULATOR--PSS(R)E MON, MAY 29 2023 |  | -773.1675 | 2245 | 1471.8325
results246.txt | SENSITIVITY FACTORS ARE CALCULATED WITH AC |  | -773.1675 | 2245 | 1471.8325
results246.txt | SUBSYSTEM 'RESERV' IS USED FOR OPPOSING SYSTEM FOR MW POWER |  | -773.1675 | 2245 | 1471.8325
results246.txt | SENSITIVITY FACTORS OF BRANCH FLOW (MVA) ON 6594 HAMRA400 400.00 TO 9411 MUNGA 400.00 7 MORE THAN | 0.1 | -773.1675 | 2245 | 1471.8325 | 1371.8325 | 1371.8325
results246.txt | <--------- BUS NAME --------> |  | -773.1675 | 2245 | 1471.8325
results246.txt | 6345 GLAN 400.00 | -0.1157 | -773.1675 | 2245 | 1471.8325 | 1587.5325 | 1587.5325
results246.txt | 6586 FINNBOLEHVDC400.00 | -0.1 | -773.1675 | 2245 | 1471.8325 | 1571.8325 | 1571.8325
results246.txt | 6589 DANNEBO 400.00 | -0.1091 | -773.1675 | 2245 | 1471.8325 | 1580.9325 | 1580.9325
results246.txt | 6591 FORSMARK 400.00 | -0.1088 | -773.1675 | 2245 | 1471.8325 | 1580.6325 | 1580.6325
results246.txt | 6594 HAMRA400 400.00 | -0.2775 | -773.1675 | 2245 | 1471.8325 | 1749.3325 | 1749.3325
results246.txt | 6593 HAMRA220 220.00 | -0.2137 | -773.1675 | 2245 | 1471.8325 | 1685.5325 | 1685.5325
results246.txt | 6597 TUNA400 400.00 | -0.1191 | -773.1675 | 2245 | 1471.8325 | 1590.9325 | 1590.9325
results246.txt | 6596 TUNA220 220.00 | -0.1052 | -773.1675 | 2245 | 1471.8325 | 1577.0325 | 1577.0325
results246.txt | 6598 BOLANDERNA 220.00 | -0.1232 | -773.1675 | 2245 | 1471.8325 | 1595.0325 | 1595.0325
results246.txt | 6599 PLENNINGE 220.00 | -0.1229 | -773.1675 | 2245 | 1471.8325 | 1594.7325 | 1594.7325
results246.txt | 6600 AKER 400.00 | -0.2072 | -773.1675 | 2245 | 1471.8325 | 1679.0325 | 1679.0325
results246.txt | 6602 KOLBOTTEN400400.00 | -0.1837 | -773.1675 | 2245 | 1471.8325 | 1655.5325 | 1655.5325
results246.txt | 6601 KOLBOTTEN220220.00 | -0.1727 | -773.1675 | 2245 | 1471.8325 | 1644.5325 | 1644.5325
results246.txt | 6603 ODENSALA 400.00 | -0.1376 | -773.1675 | 2245 | 1471.8325 | 1609.4325 | 1609.4325
results246.txt | 6605 STOCKHOLM400400.00 | -0.1369 | -773.1675 | 2245 | 1471.8325 | 1608.7325 | 1608.7325
results246.txt | 6604 STOCKHOLM220220.00 | -0.1698 | -773.1675 | 2245 | 1471.8325 | 1641.6325 | 1641.6325
results246.txt | 6606 HALL 400.00 | -0.1807 | -773.1675 | 2245 | 1471.8325 | 1652.5325 | 1652.5325
results246.txt | 6608 EKUDDEN400 400.00 | -0.1801 | -773.1675 | 2245 | 1471.8325 | 1651.9325 | 1651.9325
results246.txt | 6607 EKUDDEN220 220.00 | -0.1706 | -773.1675 | 2245 | 1471.8325 | 1642.4325 | 1642.4325
results246.txt | 6609 SOLBERGA 220.00 | -0.1707 | -773.1675 | 2245 | 1471.8325 | 1642.5325 | 1642.5325
results246.txt | 6610 GRASKA 220.00 | -0.1064 | -773.1675 | 2245 | 1471.8325 | 1578.2325 | 1578.2325
results246.txt | 6611 HALLSTAVIK 220.00 | -0.1064 | -773.1675 | 2245 | 1471.8325 | 1578.2325 | 1578.2325
results246.txt | 6613 MALSTA 220.00 | -0.1069 | -773.1675 | 2245 | 1471.8325 | 1578.7325 | 1578.7325
results246.txt | 6614 VALLENTUNA 220.00 | -0.171 | -773.1675 | 2245 | 1471.8325 | 1642.8325 | 1642.8325
results246.txt | 6646 HEDENLUNDA 400.00 | -0.1553 | -773.1675 | 2245 | 1471.8325 | 1627.1325 | 1627.1325
results246.txt | 8861 JOINT 400.00 | -0.1938 | -773.1675 | 2245 | 1471.8325 | 1665.6325 | 1665.6325
results246.txt | 1051 SUBSTATION 400.00 | -0.1088 | -773.1675 | 2245 | 1471.8325 | 1580.6325 | 1580.6325
results246.txt | 9411 MUNGA 400.00 | 0.1191 | -773.1675 | 2245 | 1471.8325 | 1352.7325 | 1352.7325
results247.txt | PTI INTERACTIVE POWER SYSTEM SIMULATOR--PSS(R)E MON, MAY 29 2023 |  | 772.6284 | 2245 | 1472.3716
results247.txt | SENSITIVITY FACTORS ARE CALCULATED WITH AC |  | 772.6284 | 2245 | 1472.3716
results247.txt | SUBSYSTEM 'RESERV' IS USED FOR OPPOSING SYSTEM FOR MW POWER |  | 772.6284 | 2245 | 1472.3716
results247.txt | SENSITIVITY FACTORS OF BRANCH FLOW (MVA) ON 6739 TEGNEBY300 400.00 TO 6740 TEGNEBY400 400.00 3 MORE THAN | 0.1 | 772.6284 | 2245 | 1472.3716 | 1372.3716 | 1372.3716
results247.txt | <--------- BUS NAME --------> |  | 772.6284 | 2245 | 1472.3716
results247.txt | 6732 FLESAKER 400.00 | 0.1062 | 772.6284 | 2245 | 1472.3716 | 1366.1716 | 1366.1716
results247.txt | 6737 FOLLO 400.00 | -0.1403 | 772.6284 | 2245 | 1472.3716 | 1612.6716 | 1612.6716
results247.txt | 6740 TEGNEBY400 400.00 | -0.2105 | 772.6284 | 2245 | 1472.3716 | 1682.8716 | 1682.8716
results247.txt | 6739 TEGNEBY300 400.00 | 0.2811 | 772.6284 | 2245 | 1472.3716 | 1191.2716 | 1191.2716
results247.txt | 9013 HOF 400.00 | 0.1002 | 772.6284 | 2245 | 1472.3716 | 1372.1716 | 1372.1716
results247.txt | 9018 TEGNEBY 301.00 | 0.1536 | 772.6284 | 2245 | 1472.3716 | 1318.7716 | 1318.7716
results248.txt | PTI INTERACTIVE POWER SYSTEM SIMULATOR--PSS(R)E MON, MAY 29 2023 |  | 772.6284 | 2245 | 1472.3716
results248.txt | SENSITIVITY FACTORS ARE CALCULATED WITH AC |  | 772.6284 | 2245 | 1472.3716
results248.txt | SUBSYSTEM 'RESERV' IS USED FOR OPPOSING SYSTEM FOR MW POWER |  | 772.6284 | 2245 | 1472.3716
results248.txt | SENSITIVITY FACTORS OF BRANCH FLOW (MVA) ON 6739 TEGNEBY300 400.00 TO 6740 TEGNEBY400 400.00 6 MORE THAN | 0.1 | 772.6284 | 2245 | 1472.3716 | 1372.3716 | 1372.3716
results248.txt | <--------- BUS NAME --------> |  | 772.6284 | 2245 | 1472.3716
results248.txt | 6732 FLESAKER 400.00 | 0.1062 | 772.6284 | 2245 | 1472.3716 | 1366.1716 | 1366.1716
results248.txt | 6737 FOLLO 400.00 | -0.1403 | 772.6284 | 2245 | 1472.3716 | 1612.6716 | 1612.6716
results248.txt | 6740 TEGNEBY400 400.00 | -0.2105 | 772.6284 | 2245 | 1472.3716 | 1682.8716 | 1682.8716
results248.txt | 6739 TEGNEBY300 400.00 | 0.2811 | 772.6284 | 2245 | 1472.3716 | 1191.2716 | 1191.2716
results248.txt | 9013 HOF 400.00 | 0.1002 | 772.6284 | 2245 | 1472.3716 | 1372.1716 | 1372.1716
results248.txt | 9018 TEGNEBY 301.00 | 0.1536 | 772.6284 | 2245 | 1472.3716 | 1318.7716 | 1318.7716
results249.txt | PTI INTERACTIVE POWER SYSTEM SIMULATOR--PSS(R)E MON, MAY 29 2023 |  | -527.4385 | 2000 | 1472.5615
results249.txt | SENSITIVITY FACTORS ARE CALCULATED WITH AC |  | -527.4385 | 2000 | 1472.5615
results249.txt | SUBSYSTEM 'RESERV' IS USED FOR OPPOSING SYSTEM FOR MW POWER |  | -527.4385 | 2000 | 1472.5615
results249.txt | SENSITIVITY FACTORS OF BRANCH FLOW (MVA) ON 6819 JÄRPSTR220 220.00 TO 6820 JÄRPSTR400 400.00 1 MORE THAN | 0.1 | -527.4385 | 2000 | 1472.5615 | 1372.5615 | 1372.5615
results249.txt | <--------- BUS NAME --------> |  | -527.4385 | 2000 | 1472.5615
results249.txt | 6816 JUVLEN 220.00 | 0.6699 | -527.4385 | 2000 | 1472.5615 | 802.6615 | 802.6615
results249.txt | 6817 STENSJÖN 220.00 | 0.6643 | -527.4385 | 2000 | 1472.5615 | 808.2615 | 808.2615
results249.txt | 6818 OLDEN 220.00 | 0.6645 | -527.4385 | 2000 | 1472.5615 | 808.0615 | 808.0615
results249.txt | 6819 JÄRPSTR220 220.00 | 0.6761 | -527.4385 | 2000 | 1472.5615 | 796.4615 | 796.4615
results249.txt | 6821 MÖRSIL 220.00 | 0.6009 | -527.4385 | 2000 | 1472.5615 | 871.6615 | 871.6615
results249.txt | 6822 SÄLLSJÖ 220.00 | 0.5998 | -527.4385 | 2000 | 1472.5615 | 872.7615 | 872.7615
results249.txt | 6826 KATTSTRUPEF 220.00 | 0.3135 | -527.4385 | 2000 | 1472.5615 | 1159.0615 | 1159.0615
results249.txt | 6827 MIDSKOG220 220.00 | 0.1984 | -527.4385 | 2000 | 1472.5615 | 1274.1615 | 1274.1615
results249.txt | 6834 STUGUN 220.00 | 0.1544 | -527.4385 | 2000 | 1472.5615 | 1318.1615 | 1318.1615
results249.txt | 6835 NÄVEREDE 220.00 | 0.1746 | -527.4385 | 2000 | 1472.5615 | 1297.9615 | 1297.9615
results249.txt | 6836 GAMMALÄNGE 220.00 | 0.1253 | -527.4385 | 2000 | 1472.5615 | 1347.2615 | 1347.2615
results249.txt | 6837 KRÅNGEDE 220.00 | 0.1254 | -527.4385 | 2000 | 1472.5615 | 1347.1615 | 1347.1615
results249.txt | 6840 SVARTHÅLSF 220.00 | 0.1118 | -527.4385 | 2000 | 1472.5615 | 1360.7615 | 1360.7615
results249.txt | 6847 BRACKE 220.00 | 0.1258 | -527.4385 | 2000 | 1472.5615 | 1346.7615 | 1346.7615
results249.txt | 6850 MORTTJARNB 220.00 | 0.1258 | -527.4385 | 2000 | 1472.5615 | 1346.7615 | 1346.7615
results249.txt | 8750 JOINT 220.00 | 0.112 | -527.4385 | 2000 | 1472.5615 | 1360.5615 | 1360.5615
results249.txt | 8411 JOINT 220.00 | 0.6665 | -527.4385 | 2000 | 1472.5615 | 806.0615 | 806.0615
results249.txt | 8857 JOINT 220.00 | 0.6707 | -527.4385 | 2000 | 1472.5615 | 801.8615 | 801.8615
results249.txt | 8682 JOINT 220.00 | 0.1546 | -527.4385 | 2000 | 1472.5615 | 1317.9615 | 1317.9615
results249.txt | 8812 JOINT 220.00 | 0.3149 | -527.4385 | 2000 | 1472.5615 | 1157.6615 | 1157.6615
results249.txt | 8258 JOINT 220.00 | 0.1747 | -527.4385 | 2000 | 1472.5615 | 1297.8615 | 1297.8615
results250.txt | PTI INTERACTIVE POWER SYSTEM SIMULATOR--PSS(R)E MON, MAY 29 2023 |  | 771.7944 | 2245 | 1473.2056
results250.txt | SENSITIVITY FACTORS ARE CALCULATED WITH AC |  | 771.7944 | 2245 | 1473.2056
results250.txt | SUBSYSTEM 'RESERV' IS USED FOR OPPOSING SYSTEM FOR MW POWER |  | 771.7944 | 2245 | 1473.2056
results250.txt | SENSITIVITY FACTORS OF BRANCH FLOW (MVA) ON 6630 BORGVIK 400.00 TO 9407 HAGFORS 400.00 6 MORE THAN | 0.1 | 771.7944 | 2245 | 1473.2056 | 1373.2056 | 1373.2056
results250.txt | <--------- BUS NAME --------> |  | 771.7944 | 2245 | 1473.2056
results250.txt | 6305 LOVISEHOLM 400.00 | 0.1039 | 771.7944 | 2245 | 1473.2056 | 1369.3056 | 1369.3056
results250.txt | 6629 HALDEN 400.00 | 0.1066 | 771.7944 | 2245 | 1473.2056 | 1366.6056 | 1366.6056
results250.txt | 6630 BORGVIK 400.00 | 0.16 | 771.7944 | 2245 | 1473.2056 | 1313.2056 | 1313.2056
results250.txt | 6740 TEGNEBY400 400.00 | 0.1028 | 771.7944 | 2245 | 1473.2056 | 1370.4056 | 1370.4056
results250.txt | 6739 TEGNEBY300 400.00 | 0.1028 | 771.7944 | 2245 | 1473.2056 | 1370.4056 | 1370.4056
results250.txt | 6742 HASLE400 400.00 | 0.1077 | 771.7944 | 2245 | 1473.2056 | 1365.5056 | 1365.5056
results250.txt | 6741 HASLE300 400.00 | 0.1075 | 771.7944 | 2245 | 1473.2056 | 1365.7056 | 1365.7056
results250.txt | 6828 MIDSKOG400 400.00 | -0.1049 | 771.7944 | 2245 | 1473.2056 | 1578.1056 | 1578.1056
results250.txt | 9406 TANDÖ 400.00 | -0.2231 | 771.7944 | 2245 | 1473.2056 | 1696.3056 | 1696.3056
results250.txt | 9407 HAGFORS 400.00 | -0.2881 | 771.7944 | 2245 | 1473.2056 | 1761.3056 | 1761.3056
results251.txt | PTI INTERACTIVE POWER SYSTEM SIMULATOR--PSS(R)E MON, MAY 29 2023 |  | 771.7944 | 2245 | 1473.2056
results251.txt | SENSITIVITY FACTORS ARE CALCULATED WITH AC |  | 771.7944 | 2245 | 1473.2056
results251.txt | SUBSYSTEM 'RESERV' IS USED FOR OPPOSING SYSTEM FOR MW POWER |  | 771.7944 | 2245 | 1473.2056
results251.txt | SENSITIVITY FACTORS OF BRANCH FLOW (MVA) ON 6630 BORGVIK 400.00 TO 9407 HAGFORS 400.00 7 MORE THAN | 0.1 | 771.7944 | 2245 | 1473.2056 | 1373.2056 | 1373.2056
results251.txt | <--------- BUS NAME --------> |  | 771.7944 | 2245 | 1473.2056
results251.txt | 6305 LOVISEHOLM 400.00 | 0.1039 | 771.7944 | 2245 | 1473.2056 | 1369.3056 | 1369.3056
results251.txt | 6629 HALDEN 400.00 | 0.1066 | 771.7944 | 2245 | 1473.2056 | 1366.6056 | 1366.6056
results251.txt | 6630 BORGVIK 400.00 | 0.16 | 771.7944 | 2245 | 1473.2056 | 1313.2056 | 1313.2056
results251.txt | 6740 TEGNEBY400 400.00 | 0.1028 | 771.7944 | 2245 | 1473.2056 | 1370.4056 | 1370.4056
results251.txt | 6739 TEGNEBY300 400.00 | 0.1028 | 771.7944 | 2245 | 1473.2056 | 1370.4056 | 1370.4056
results251.txt | 6742 HASLE400 400.00 | 0.1077 | 771.7944 | 2245 | 1473.2056 | 1365.5056 | 1365.5056
results251.txt | 6741 HASLE300 400.00 | 0.1075 | 771.7944 | 2245 | 1473.2056 | 1365.7056 | 1365.7056
results251.txt | 6828 MIDSKOG400 400.00 | -0.1049 | 771.7944 | 2245 | 1473.2056 | 1578.1056 | 1578.1056
results251.txt | 9406 TANDÖ 400.00 | -0.2231 | 771.7944 | 2245 | 1473.2056 | 1696.3056 | 1696.3056
results251.txt | 9407 HAGFORS 400.00 | -0.2881 | 771.7944 | 2245 | 1473.2056 | 1761.3056 | 1761.3056
results252.txt | PTI INTERACTIVE POWER SYSTEM SIMULATOR--PSS(R)E MON, MAY 29 2023 |  | -97.2602 | 1571.5 | 1474.2398
results252.txt | SENSITIVITY FACTORS ARE CALCULATED WITH AC |  | -97.2602 | 1571.5 | 1474.2398
results252.txt | SUBSYSTEM 'RESERV' IS USED FOR OPPOSING SYSTEM FOR MW POWER |  | -97.2602 | 1571.5 | 1474.2398
results252.txt | SENSITIVITY FACTORS OF BRANCH FLOW (MVA) ON 6805 NYSATER 400.00 TO 6807 BANDSJO 400.00 1 MORE THAN | 0.1 | -97.2602 | 1571.5 | 1474.2398 | 1374.2398 | 1374.2398
results252.txt | <--------- BUS NAME --------> |  | -97.2602 | 1571.5 | 1474.2398
results252.txt | 6807 BANDSJO 400.00 | 1.006 | -97.2602 | 1571.5 | 1474.2398 | 468.2398 | 468.2398
results253.txt | PTI INTERACTIVE POWER SYSTEM SIMULATOR--PSS(R)E MON, MAY 29 2023 |  | 769.8825 | 2245 | 1475.1175
results253.txt | SENSITIVITY FACTORS ARE CALCULATED WITH AC |  | 769.8825 | 2245 | 1475.1175
results253.txt | SUBSYSTEM 'RESERV' IS USED FOR OPPOSING SYSTEM FOR MW POWER |  | 769.8825 | 2245 | 1475.1175
results253.txt | SENSITIVITY FACTORS OF BRANCH FLOW (MVA) ON 6858 ISTAD 400.00 TO 6859 AURA1 400.00 2 MORE THAN | 0.1 | 769.8825 | 2245 | 1475.1175 | 1375.1175 | 1375.1175
results253.txt | <--------- BUS NAME --------> |  | 769.8825 | 2245 | 1475.1175
results253.txt | 6855 FRAERNA 400.00 | 0.5865 | 769.8825 | 2245 | 1475.1175 | 888.6175 | 888.6175
results253.txt | 6856 ORSKOG 400.00 | 0.1726 | 769.8825 | 2245 | 1475.1175 | 1302.5175 | 1302.5175
results253.txt | 6857 ORSTA 400.00 | 0.1489 | 769.8825 | 2245 | 1475.1175 | 1326.2175 | 1326.2175
results253.txt | 6858 ISTAD 400.00 | 0.5865 | 769.8825 | 2245 | 1475.1175 | 888.6175 | 888.6175
results253.txt | 6860 GRYTTEN 400.00 | 0.1977 | 769.8825 | 2245 | 1475.1175 | 1277.4175 | 1277.4175
results253.txt | 9008 SYLKKYVELN 400.00 | 0.1623 | 769.8825 | 2245 | 1475.1175 | 1312.8175 | 1312.8175
results253.txt | 9009 ALFOTEN 400.00 | 0.1132 | 769.8825 | 2245 | 1475.1175 | 1361.9175 | 1361.9175
results254.txt | PTI INTERACTIVE POWER SYSTEM SIMULATOR--PSS(R)E MON, MAY 29 2023 |  | 768.2399 | 2245 | 1476.7601
results254.txt | SENSITIVITY FACTORS ARE CALCULATED WITH AC |  | 768.2399 | 2245 | 1476.7601
results254.txt | SUBSYSTEM 'RESERV' IS USED FOR OPPOSING SYSTEM FOR MW POWER |  | 768.2399 | 2245 | 1476.7601
results254.txt | SENSITIVITY FACTORS OF BRANCH FLOW (MVA) ON 6363 FEDA400 400.00 TO 6365 KRISTIANSAND400.00 2 MORE THAN | 0.1 | 768.2399 | 2245 | 1476.7601 | 1376.7601 | 1376.7601
results254.txt | <--------- BUS NAME --------> |  | 768.2399 | 2245 | 1476.7601
results254.txt | 6356 BJERKREIM 400.00 | 0.3164 | 768.2399 | 2245 | 1476.7601 | 1160.3601 | 1160.3601
results254.txt | 6358 TONSTAD400 400.00 | 0.3362 | 768.2399 | 2245 | 1476.7601 | 1140.5601 | 1140.5601
results254.txt | 6357 TONSTAD300 400.00 | 0.3362 | 768.2399 | 2245 | 1476.7601 | 1140.5601 | 1140.5601
results254.txt | 6360 KJELLAND 400.00 | 0.361 | 768.2399 | 2245 | 1476.7601 | 1115.7601 | 1115.7601
results254.txt | 6363 FEDA400 400.00 | 0.398 | 768.2399 | 2245 | 1476.7601 | 1078.7601 | 1078.7601
results254.txt | 6362 FEDA300 400.00 | 0.3973 | 768.2399 | 2245 | 1476.7601 | 1079.4601 | 1079.4601
results254.txt | 6364 LISTAWIND 400.00 | 0.3973 | 768.2399 | 2245 | 1476.7601 | 1079.4601 | 1079.4601
results254.txt | 6365 KRISTIANSAND400.00 | -0.2577 | 768.2399 | 2245 | 1476.7601 | 1734.4601 | 1734.4601
results254.txt | 6688 STOKKELAND 400.00 | 0.2677 | 768.2399 | 2245 | 1476.7601 | 1209.0601 | 1209.0601
results254.txt | 6690 HOG-JAERN400400.00 | 0.2664 | 768.2399 | 2245 | 1476.7601 | 1210.3601 | 1210.3601
results254.txt | 6689 HOG-JAERN300400.00 | 0.2676 | 768.2399 | 2245 | 1476.7601 | 1209.1601 | 1209.1601
results254.txt | 6698 LYSE400 400.00 | 0.124 | 768.2399 | 2245 | 1476.7601 | 1352.7601 | 1352.7601
results254.txt | 6697 LYSE300 400.00 | 0.1239 | 768.2399 | 2245 | 1476.7601 | 1352.8601 | 1352.8601
results254.txt | 6699 DUGE 301.00 | 0.1766 | 768.2399 | 2245 | 1476.7601 | 1300.1601 | 1300.1601
results254.txt | 6700 TJORHOM 400.00 | 0.1236 | 768.2399 | 2245 | 1476.7601 | 1353.1601 | 1353.1601
results254.txt | 6706 ROSKREPP 301.00 | 0.18 | 768.2399 | 2245 | 1476.7601 | 1296.7601 | 1296.7601
results254.txt | 6707 KVINEN 301.00 | 0.1831 | 768.2399 | 2245 | 1476.7601 | 1293.6601 | 1293.6601
results254.txt | 6708 SOLHOLM300 400.00 | 0.2396 | 768.2399 | 2245 | 1476.7601 | 1237.1601 | 1237.1601
results254.txt | 6710 HEKNI 400.00 | -0.1071 | 768.2399 | 2245 | 1476.7601 | 1583.8601 | 1583.8601
results254.txt | 6754 STOLAHELA 400.00 | 0.2677 | 768.2399 | 2245 | 1476.7601 | 1209.0601 | 1209.0601
results254.txt | 9014 HONNA 400.00 | 0.1553 | 768.2399 | 2245 | 1476.7601 | 1321.4601 | 1321.4601
results254.txt | 9020 LYSE 301.00 | 0.1684 | 768.2399 | 2245 | 1476.7601 | 1308.3601 | 1308.3601
results254.txt | 9021 FJOTLAND 301.00 | 0.195 | 768.2399 | 2245 | 1476.7601 | 1281.7601 | 1281.7601
results255.txt | PTI INTERACTIVE POWER SYSTEM SIMULATOR--PSS(R)E MON, MAY 29 2023 |  | -522.0554 | 2000 | 1477.9446
results255.txt | SENSITIVITY FACTORS ARE CALCULATED WITH AC |  | -522.0554 | 2000 | 1477.9446
results255.txt | SUBSYSTEM 'RESERV' IS USED FOR OPPOSING SYSTEM FOR MW POWER |  | -522.0554 | 2000 | 1477.9446
results255.txt | SENSITIVITY FACTORS OF BRANCH FLOW (MVA) ON 6919 PYHÄNSEL220 220.00 TO 6920 PYHÄNSEL400 400.00 1 MORE THAN | 0.1 | -522.0554 | 2000 | 1477.9446 | 1377.9446 | 1377.9446
results255.txt | <--------- BUS NAME --------> |  | -522.0554 | 2000 | 1477.9446
results255.txt | 6786 HAAPAVESI 220.00 | 0.9826 | -522.0554 | 2000 | 1477.9446 | 495.3446 | 495.3446
results255.txt | 6903 SEITENOIKEA 220.00 | 0.9539 | -522.0554 | 2000 | 1477.9446 | 524.0446 | 524.0446
results255.txt | 6919 PYHÄNSEL220 220.00 | 1.0093 | -522.0554 | 2000 | 1477.9446 | 468.6446 | 468.6446
results255.txt | 6921 PYHÄKOSI 220.00 | 0.9898 | -522.0554 | 2000 | 1477.9446 | 488.1446 | 488.1446
results255.txt | 6922 UTANEN 220.00 | 0.9801 | -522.0554 | 2000 | 1477.9446 | 497.8446 | 497.8446
results255.txt | 6923 NUOJA 220.00 | 0.9696 | -522.0554 | 2000 | 1477.9446 | 508.3446 | 508.3446
results255.txt | 8579 JOINT 220.00 | 0.9805 | -522.0554 | 2000 | 1477.9446 | 497.4446 | 497.4446
results256.txt | PTI INTERACTIVE POWER SYSTEM SIMULATOR--PSS(R)E MON, MAY 29 2023 |  | 760.1849 | 2245 | 1484.8151
results256.txt | SENSITIVITY FACTORS ARE CALCULATED WITH AC |  | 760.1849 | 2245 | 1484.8151
results256.txt | SUBSYSTEM 'RESERV' IS USED FOR OPPOSING SYSTEM FOR MW POWER |  | 760.1849 | 2245 | 1484.8151
results256.txt | SENSITIVITY FACTORS OF BRANCH FLOW (MVA) ON 6651 MODALEN 400.00 TO 6654 EVANGER 400.00 3 MORE THAN | 0.1 | 760.1849 | 2245 | 1484.8151 | 1384.8151 | 1384.8151
results256.txt | <--------- BUS NAME --------> |  | 760.1849 | 2245 | 1484.8151
results256.txt | 6647 MOSKOG 400.00 | 0.1508 | 760.1849 | 2245 | 1484.8151 | 1334.0151 | 1334.0151
results256.txt | 6648 HOYANGER 400.00 | 0.1587 | 760.1849 | 2245 | 1484.8151 | 1326.1151 | 1326.1151
results256.txt | 6649 REFSDAL 400.00 | 0.3339 | 760.1849 | 2245 | 1484.8151 | 1150.9151 | 1150.9151
results256.txt | 6650 HOVE 400.00 | 0.2808 | 760.1849 | 2245 | 1484.8151 | 1204.0151 | 1204.0151
results256.txt | 6651 MODALEN 400.00 | 0.4805 | 760.1849 | 2245 | 1484.8151 | 1004.3151 | 1004.3151
results256.txt | 6653 DALE 400.00 | -0.2828 | 760.1849 | 2245 | 1484.8151 | 1767.6151 | 1767.6151
results256.txt | 6654 EVANGER 400.00 | -0.3234 | 760.1849 | 2245 | 1484.8151 | 1808.2151 | 1808.2151
results256.txt | 6656 SAMNAGER400 400.00 | -0.19 | 760.1849 | 2245 | 1484.8151 | 1674.8151 | 1674.8151
results256.txt | 6655 SAMNAGER300 400.00 | -0.1913 | 760.1849 | 2245 | 1484.8151 | 1676.1151 | 1676.1151
results256.txt | 6657 JOSTEDAL 400.00 | 0.1787 | 760.1849 | 2245 | 1484.8151 | 1306.1151 | 1306.1151
results256.txt | 6658 LEIRDOLA 400.00 | 0.179 | 760.1849 | 2245 | 1484.8151 | 1305.8151 | 1305.8151
results256.txt | 6659 ÅROY 400.00 | 0.1814 | 760.1849 | 2245 | 1484.8151 | 1303.4151 | 1303.4151
results256.txt | 6661 FARDAL400 400.00 | 0.1815 | 760.1849 | 2245 | 1484.8151 | 1303.3151 | 1303.3151
results256.txt | 6660 FARDAL300 400.00 | 0.1815 | 760.1849 | 2245 | 1484.8151 | 1303.3151 | 1303.3151
results256.txt | 6666 SKAGEN-FOTUN400.00 | 0.1777 | 760.1849 | 2245 | 1484.8151 | 1307.1151 | 1307.1151
results256.txt | 6674 HUSNES 400.00 | -0.119 | 760.1849 | 2245 | 1484.8151 | 1603.8151 | 1603.8151
results256.txt | 6676 HYDRO PURE S400.00 | -0.1481 | 760.1849 | 2245 | 1484.8151 | 1632.9151 | 1632.9151
results256.txt | 6675 MAURANGER 400.00 | -0.1481 | 760.1849 | 2245 | 1484.8151 | 1632.9151 | 1632.9151
results256.txt | 6677 BLÅFALL 400.00 | -0.1192 | 760.1849 | 2245 | 1484.8151 | 1604.0151 | 1604.0151
results256.txt | 6745 SUBSTATION 400.00 | 0.1535 | 760.1849 | 2245 | 1484.8151 | 1331.3151 | 1331.3151
results256.txt | 6744 LINDÅS 400.00 | 0.1535 | 760.1849 | 2245 | 1484.8151 | 1331.3151 | 1331.3151
results256.txt | 6746 NYGARD 400.00 | -0.1034 | 760.1849 | 2245 | 1484.8151 | 1588.2151 | 1588.2151
results256.txt | 6747 ARNA 400.00 | -0.1848 | 760.1849 | 2245 | 1484.8151 | 1669.6151 | 1669.6151
results256.txt | 6748 BERGEN 400.00 | -0.1603 | 760.1849 | 2245 | 1484.8151 | 1645.1151 | 1645.1151
results256.txt | 6749 STORD 400.00 | -0.1174 | 760.1849 | 2245 | 1484.8151 | 1602.2151 | 1602.2151
results256.txt | 6751 SUBSTATION 301.00 | -0.1081 | 760.1849 | 2245 | 1484.8151 | 1592.9151 | 1592.9151
results256.txt | 6750 HÅVIK 400.00 | -0.1137 | 760.1849 | 2245 | 1484.8151 | 1598.5151 | 1598.5151
results256.txt | 6752 SPANNE 400.00 | -0.1157 | 760.1849 | 2245 | 1484.8151 | 1600.5151 | 1600.5151
results256.txt | 6753 KÅRSTO 400.00 | -0.1139 | 760.1849 | 2245 | 1484.8151 | 1598.7151 | 1598.7151
results256.txt | 8611 JOINT 400.00 | -0.1139 | 760.1849 | 2245 | 1484.8151 | 1598.7151 | 1598.7151
results256.txt | 9009 ALFOTEN 400.00 | 0.122 | 760.1849 | 2245 | 1484.8151 | 1362.8151 | 1362.8151
results256.txt | 9010 HAUGSVAER 400.00 | 0.3171 | 760.1849 | 2245 | 1484.8151 | 1167.7151 | 1167.7151
results256.txt | 9011 STEINSLAND 400.00 | 0.4477 | 760.1849 | 2245 | 1484.8151 | 1037.1151 | 1037.1151
results256.txt | 9019 SAUDA 301.00 | -0.1004 | 760.1849 | 2245 | 1484.8151 | 1585.2151 | 1585.2151
results257.txt | PTI INTERACTIVE POWER SYSTEM SIMULATOR--PSS(R)E MON, MAY 29 2023 |  | -760.1809 | 2245 | 1484.8191
results257.txt | SENSITIVITY FACTORS ARE CALCULATED WITH AC |  | -760.1809 | 2245 | 1484.8191
results257.txt | SUBSYSTEM 'RESERV' IS USED FOR OPPOSING SYSTEM FOR MW POWER |  | -760.1809 | 2245 | 1484.8191
results257.txt | SENSITIVITY FACTORS OF BRANCH FLOW (MVA) ON 7002 PORJUS 400.00 TO 7003 HARSPÅNGET 400.00 2 MORE THAN | 0.1 | -760.1809 | 2245 | 1484.8191 | 1384.8191 | 1384.8191
results257.txt | <--------- BUS NAME --------> |  | -760.1809 | 2245 | 1484.8191
results257.txt | 5624 HERSLEV 400.00 | -0.1585 | -760.1809 | 2245 | 1484.8191 | 1643.3191 | 1643.3191
results257.txt | 5642 HOVEGARD 400.00 | -0.158 | -760.1809 | 2245 | 1484.8191 | 1642.8191 | 1642.8191
results257.txt | 5646 BJAEVERSKOV4400.00 | -0.1578 | -760.1809 | 2245 | 1484.8191 | 1642.6191 | 1642.6191
results257.txt | 5645 BJAEVERSKOV2220.00 | -0.1571 | -760.1809 | 2245 | 1484.8191 | 1641.9191 | 1641.9191
results257.txt | 5657 ISHOJ400 400.00 | -0.158 | -760.1809 | 2245 | 1484.8191 | 1642.8191 | 1642.8191
results257.txt | 5656 ISHOJ220 220.00 | -0.1587 | -760.1809 | 2245 | 1484.8191 | 1643.5191 | 1643.5191
results257.txt | 5660 AVEDOREVERK 400.00 | -0.1583 | -760.1809 | 2245 | 1484.8191 | 1643.1191 | 1643.1191
results257.txt | 5662 ORSTEDSVERKE400.00 | -0.1587 | -760.1809 | 2245 | 1484.8191 | 1643.5191 | 1643.5191
results257.txt | 5671 SEGE 400.00 | -0.1494 | -760.1809 | 2245 | 1484.8191 | 1634.2191 | 1634.2191
results257.txt | 5672 ARRIE 400.00 | -0.1493 | -760.1809 | 2245 | 1484.8191 | 1634.1191 | 1634.1191
results257.txt | 5673 KRUSEBERG 400.00 | -0.1492 | -760.1809 | 2245 | 1484.8191 | 1634.0191 | 1634.0191
results257.txt | 5676 WIND FARM 220.00 | -0.151 | -760.1809 | 2245 | 1484.8191 | 1635.8191 | 1635.8191
results257.txt | 5845 ASNAESVERK 400.00 | -0.1582 | -760.1809 | 2245 | 1484.8191 | 1643.0191 | 1643.0191
results257.txt | 6305 LOVISEHOLM 400.00 | -0.1118 | -760.1809 | 2245 | 1484.8191 | 1596.6191 | 1596.6191
results257.txt | 6306 TROLLHATTAN 400.00 | -0.1185 | -760.1809 | 2245 | 1484.8191 | 1603.3191 | 1603.3191
results257.txt | 6307 KILANDA 400.00 | -0.1211 | -760.1809 | 2245 | 1484.8191 | 1605.9191 | 1605.9191
results257.txt | 6308 HISINGEN 400.00 | -0.1197 | -760.1809 | 2245 | 1484.8191 | 1604.5191 | 1604.5191
results257.txt | 6309 STENKULLEN 400.00 | -0.1223 | -760.1809 | 2245 | 1484.8191 | 1607.1191 | 1607.1191
results257.txt | 6311 LINDOME 400.00 | -0.1246 | -760.1809 | 2245 | 1484.8191 | 1609.4191 | 1609.4191
results257.txt | 6312 RINGHALS 400.00 | -0.1242 | -760.1809 | 2245 | 1484.8191 | 1609.0191 | 1609.0191
results257.txt | 6313 STROMMA 400.00 | -0.1253 | -760.1809 | 2245 | 1484.8191 | 1610.1191 | 1610.1191
results257.txt | 6314 TIMMERSDALA 400.00 | -0.1276 | -760.1809 | 2245 | 1484.8191 | 1612.4191 | 1612.4191
results257.txt | 6315 HORRED 400.00 | -0.1284 | -760.1809 | 2245 | 1484.8191 | 1613.2191 | 1613.2191
results257.txt | 6316 UDDEBO 400.00 | -0.1332 | -760.1809 | 2245 | 1484.8191 | 1618.0191 | 1618.0191
results257.txt | 6319 KYNDBYVERKER400.00 | -0.1578 | -760.1809 | 2245 | 1484.8191 | 1642.6191 | 1642.6191
results257.txt | 6324 GORLOSEGARD 400.00 | -0.1564 | -760.1809 | 2245 | 1484.8191 | 1641.2191 | 1641.2191
results257.txt | 6330 GELNTEGARD2 400.00 | -0.1597 | -760.1809 | 2245 | 1484.8191 | 1644.5191 | 1644.5191
results257.txt | 6334 GLENTEGARD 400.00 | -0.1603 | -760.1809 | 2245 | 1484.8191 | 1645.1191 | 1645.1191
results257.txt | 6335 SODERASEN 400.00 | -0.1518 | -760.1809 | 2245 | 1484.8191 | 1636.6191 | 1636.6191
results257.txt | 6337 BARSEBACK 400.00 | -0.1499 | -760.1809 | 2245 | 1484.8191 | 1634.7191 | 1634.7191
results257.txt | 6338 HURVA 400.00 | -0.1495 | -760.1809 | 2245 | 1484.8191 | 1634.3191 | 1634.3191
results257.txt | 6340 MOHOLM 220.00 | -0.1439 | -760.1809 | 2245 | 1484.8191 | 1628.7191 | 1628.7191
results257.txt | 6341 KOLSTAD 400.00 | -0.1352 | -760.1809 | 2245 | 1484.8191 | 1620.0191 | 1620.0191
results257.txt | 6342 TENHULT 400.00 | -0.1384 | -760.1809 | 2245 | 1484.8191 | 1623.2191 | 1623.2191
results257.txt | 6343 BARKERYD 400.00 | -0.1382 | -760.1809 | 2245 | 1484.8191 | 1623.0191 | 1623.0191
results257.txt | 6345 GLAN 400.00 | -0.1253 | -760.1809 | 2245 | 1484.8191 | 1610.1191 | 1610.1191
results257.txt | 6346 KIMSTAD 400.00 | -0.1279 | -760.1809 | 2245 | 1484.8191 | 1612.7191 | 1612.7191
results257.txt | 6348 OSKARSHAMN 400.00 | -0.1375 | -760.1809 | 2245 | 1484.8191 | 1622.3191 | 1622.3191
results257.txt | 6349 ALVESTA 400.00 | -0.1453 | -760.1809 | 2245 | 1484.8191 | 1630.1191 | 1630.1191
results257.txt | 6350 HEMSJO 400.00 | -0.1475 | -760.1809 | 2245 | 1484.8191 | 1632.3191 | 1632.3191
results257.txt | 6351 KARLSHAMN 400.00 | -0.1474 | -760.1809 | 2245 | 1484.8191 | 1632.2191 | 1632.2191
results257.txt | 6354 NYBRO 400.00 | -0.1467 | -760.1809 | 2245 | 1484.8191 | 1631.5191 | 1631.5191
results257.txt | 6571 VISULAHTI 400.00 | 0.2048 | -760.1809 | 2245 | 1484.8191 | 1280.0191 | 1280.0191
results257.txt | 6545 HUITTINEN 400.00 | 0.2071 | -760.1809 | 2245 | 1484.8191 | 1277.7191 | 1277.7191
results257.txt | 6572 KYMI 400.00 | 0.2059 | -760.1809 | 2245 | 1484.8191 | 1278.9191 | 1278.9191
results257.txt | 6546 SALO 400.00 | 0.2068 | -760.1809 | 2245 | 1484.8191 | 1278.0191 | 1278.0191
results257.txt | 6547 FORSSA 400.00 | 0.2068 | -760.1809 | 2245 | 1484.8191 | 1278.0191 | 1278.0191
results257.txt | 6548 KANGASALA 400.00 | 0.2063 | -760.1809 | 2245 | 1484.8191 | 1278.5191 | 1278.5191
results257.txt | 6549 LAVIANVOURI 400.00 | 0.2062 | -760.1809 | 2245 | 1484.8191 | 1278.6191 | 1278.6191
results257.txt | 6550 KOPULA 400.00 | 0.2061 | -760.1809 | 2245 | 1484.8191 | 1278.7191 | 1278.7191
results257.txt | 6551 HIKIÄ 400.00 | 0.2062 | -760.1809 | 2245 | 1484.8191 | 1278.6191 | 1278.6191
results257.txt | 6552 TAMMISTO 400.00 | 0.2065 | -760.1809 | 2245 | 1484.8191 | 1278.3191 | 1278.3191
results257.txt | 6553 NURMIJÄRVI 400.00 | 0.2062 | -760.1809 | 2245 | 1484.8191 | 1278.6191 | 1278.6191
results257.txt | 6554 LÄNSISALMI 400.00 | 0.2064 | -760.1809 | 2245 | 1484.8191 | 1278.4191 | 1278.4191
results257.txt | 6555 INKOO 400.00 | 0.2065 | -760.1809 | 2245 | 1484.8191 | 1278.3191 | 1278.3191
results257.txt | 6556 ESPOO 400.00 | 0.2064 | -760.1809 | 2245 | 1484.8191 | 1278.4191 | 1278.4191
results257.txt | 6567 ANTTILA 400.00 | 0.2062 | -760.1809 | 2245 | 1484.8191 | 1278.6191 | 1278.6191
results257.txt | 6569 KORIA 400.00 | 0.2058 | -760.1809 | 2245 | 1484.8191 | 1279.0191 | 1279.0191
results257.txt | 6570 LOVIISA 400.00 | 0.2066 | -760.1809 | 2245 | 1484.8191 | 1278.2191 | 1278.2191
results257.txt | 6573 YLLIKKÄLÄ 400.00 | 0.2051 | -760.1809 | 2245 | 1484.8191 | 1279.7191 | 1279.7191
results257.txt | 6580 SODERALA 220.00 | -0.1017 | -760.1809 | 2245 | 1484.8191 | 1586.5191 | 1586.5191
results257.txt | 6592 STARFORS 220.00 | -0.1067 | -760.1809 | 2245 | 1484.8191 | 1591.5191 | 1591.5191
results257.txt | 6594 HAMRA400 400.00 | -0.1005 | -760.1809 | 2245 | 1484.8191 | 1585.3191 | 1585.3191
results257.txt | 6595 BREDAKER 220.00 | -0.1013 | -760.1809 | 2245 | 1484.8191 | 1586.1191 | 1586.1191
results257.txt | 6596 TUNA220 220.00 | -0.101 | -760.1809 | 2245 | 1484.8191 | 1585.8191 | 1585.8191
results257.txt | 6598 BOLANDERNA 220.00 | -0.105 | -760.1809 | 2245 | 1484.8191 | 1589.8191 | 1589.8191
results257.txt | 6599 PLENNINGE 220.00 | -0.1041 | -760.1809 | 2245 | 1484.8191 | 1588.9191 | 1588.9191
results257.txt | 6600 AKER 400.00 | -0.1114 | -760.1809 | 2245 | 1484.8191 | 1596.2191 | 1596.2191
results257.txt | 6602 KOLBOTTEN400400.00 | -0.1007 | -760.1809 | 2245 | 1484.8191 | 1585.5191 | 1585.5191
results257.txt | 6606 HALL 400.00 | -0.1024 | -760.1809 | 2245 | 1484.8191 | 1587.2191 | 1587.2191
results257.txt | 6608 EKUDDEN400 400.00 | -0.1022 | -760.1809 | 2245 | 1484.8191 | 1587.0191 | 1587.0191
results257.txt | 6610 GRASKA 220.00 | -0.1047 | -760.1809 | 2245 | 1484.8191 | 1589.5191 | 1589.5191
results257.txt | 6611 HALLSTAVIK 220.00 | -0.1046 | -760.1809 | 2245 | 1484.8191 | 1589.4191 | 1589.4191
results257.txt | 6613 MALSTA 220.00 | -0.1061 | -760.1809 | 2245 | 1484.8191 | 1590.9191 | 1590.9191
results257.txt | 6614 VALLENTUNA 220.00 | -0.1013 | -760.1809 | 2245 | 1484.8191 | 1586.1191 | 1586.1191
results257.txt | 6615 TAHKOLUOTO 400.00 | 0.2077 | -760.1809 | 2245 | 1484.8191 | 1277.1191 | 1277.1191
results257.txt | 6617 OLKILUOTO 400.00 | 0.2079 | -760.1809 | 2245 | 1484.8191 | 1276.9191 | 1276.9191
results257.txt | 6618 RAUMA 400.00 | 0.2079 | -760.1809 | 2245 | 1484.8191 | 1276.9191 | 1276.9191
results257.txt | 6619 ULVILA 400.00 | 0.2073 | -760.1809 | 2245 | 1484.8191 | 1277.5191 | 1277.5191
results257.txt | 6621 LIETO 400.00 | 0.2071 | -760.1809 | 2245 | 1484.8191 | 1277.7191 | 1277.7191
results257.txt | 6626 MINNE 400.00 | -0.1092 | -760.1809 | 2245 | 1484.8191 | 1594.0191 | 1594.0191
results257.txt | 6629 HALDEN 400.00 | -0.1065 | -760.1809 | 2245 | 1484.8191 | 1591.3191 | 1591.3191
results257.txt | 6630 BORGVIK 400.00 | -0.1145 | -760.1809 | 2245 | 1484.8191 | 1599.3191 | 1599.3191
results257.txt | 6631 BASNA 400.00 | -0.1185 | -760.1809 | 2245 | 1484.8191 | 1603.3191 | 1603.3191
results257.txt | 6632 REPBACKEN 400.00 | -0.1185 | -760.1809 | 2245 | 1484.8191 | 1603.3191 | 1603.3191
results257.txt | 6633 DÖNJE 220.00 | -0.1065 | -760.1809 | 2245 | 1484.8191 | 1591.3191 | 1591.3191
results257.txt | 6634 OCKELBO 220.00 | -0.1023 | -760.1809 | 2245 | 1484.8191 | 1587.1191 | 1587.1191
results257.txt | 6635 HOFORS 220.00 | -0.1016 | -760.1809 | 2245 | 1484.8191 | 1586.4191 | 1586.4191
results257.txt | 6637 MORGARDSH 400.00 | -0.128 | -760.1809 | 2245 | 1484.8191 | 1612.8191 | 1612.8191
results257.txt | 6639 LINDBACKA400400.00 | -0.1251 | -760.1809 | 2245 | 1484.8191 | 1609.9191 | 1609.9191
results257.txt | 6638 LINDBACKA220220.00 | -0.1179 | -760.1809 | 2245 | 1484.8191 | 1602.7191 | 1602.7191
results257.txt | 6641 HALLSBERG400400.00 | -0.1262 | -760.1809 | 2245 | 1484.8191 | 1611.0191 | 1611.0191
results257.txt | 6640 HALLSBERG220220.00 | -0.1262 | -760.1809 | 2245 | 1484.8191 | 1611.0191 | 1611.0191
results257.txt | 6642 OSTANSJO 400.00 | -0.1271 | -760.1809 | 2245 | 1484.8191 | 1611.9191 | 1611.9191
results257.txt | 6643 FINNSLATTEN 220.00 | -0.1076 | -760.1809 | 2245 | 1484.8191 | 1592.4191 | 1592.4191
results257.txt | 6644 HIMMETA 220.00 | -0.1139 | -760.1809 | 2245 | 1484.8191 | 1598.7191 | 1598.7191
results257.txt | 6645 AROSVERKET 220.00 | -0.1139 | -760.1809 | 2245 | 1484.8191 | 1598.7191 | 1598.7191
results257.txt | 6646 HEDENLUNDA 400.00 | -0.1176 | -760.1809 | 2245 | 1484.8191 | 1602.4191 | 1602.4191
results257.txt | 6712 OVREVINSTRA 400.00 | -0.1384 | -760.1809 | 2245 | 1484.8191 | 1623.2191 | 1623.2191
results257.txt | 6713 NEDREVINSTRA400.00 | -0.1152 | -760.1809 | 2245 | 1484.8191 | 1600.0191 | 1600.0191
results257.txt | 6717 NEDREVINSTRA400.00 | -0.1152 | -760.1809 | 2245 | 1484.8191 | 1600.0191 | 1600.0191
results257.txt | 6718 FÅBERG 400.00 | -0.1181 | -760.1809 | 2245 | 1484.8191 | 1602.9191 | 1602.9191
results257.txt | 6720 VARDAL 400.00 | -0.1132 | -760.1809 | 2245 | 1484.8191 | 1598.0191 | 1598.0191
results257.txt | 6721 VANG 400.00 | -0.1138 | -760.1809 | 2245 | 1484.8191 | 1598.6191 | 1598.6191
results257.txt | 6736 OSLA400 400.00 | -0.101 | -760.1809 | 2245 | 1484.8191 | 1585.8191 | 1585.8191
results257.txt | 6735 OSLO300 400.00 | -0.101 | -760.1809 | 2245 | 1484.8191 | 1585.8191 | 1585.8191
results257.txt | 6737 FOLLO 400.00 | -0.1013 | -760.1809 | 2245 | 1484.8191 | 1586.1191 | 1586.1191
results257.txt | 6740 TEGNEBY400 400.00 | -0.101 | -760.1809 | 2245 | 1484.8191 | 1585.8191 | 1585.8191
results257.txt | 6739 TEGNEBY300 400.00 | -0.1009 | -760.1809 | 2245 | 1484.8191 | 1585.7191 | 1585.7191
results257.txt | 6742 HASLE400 400.00 | -0.1033 | -760.1809 | 2245 | 1484.8191 | 1588.1191 | 1588.1191
results257.txt | 6741 HASLE300 400.00 | -0.1032 | -760.1809 | 2245 | 1484.8191 | 1588.0191 | 1588.0191
results257.txt | 6778 HIRVISUO 400.00 | 0.2058 | -760.1809 | 2245 | 1484.8191 | 1279.0191 | 1279.0191
results257.txt | 6779 UUSNIVALA 400.00 | 0.2047 | -760.1809 | 2245 | 1484.8191 | 1280.1191 | 1280.1191
results257.txt | 6780 ALAJÄRVI 400.00 | 0.2053 | -760.1809 | 2245 | 1484.8191 | 1279.5191 | 1279.5191
results257.txt | 6781 SEINÄJOKI 400.00 | 0.2061 | -760.1809 | 2245 | 1484.8191 | 1278.7191 | 1278.7191
results257.txt | 6783 PETÄJÄV400 400.00 | 0.2056 | -760.1809 | 2245 | 1484.8191 | 1279.2191 | 1279.2191
results257.txt | 6782 PETÄJÄV220 220.00 | 0.2056 | -760.1809 | 2245 | 1484.8191 | 1279.2191 | 1279.2191
results257.txt | 6784 JÄMSÄ 220.00 | 0.2052 | -760.1809 | 2245 | 1484.8191 | 1279.6191 | 1279.6191
results257.txt | 6785 TOIVILA 400.00 | 0.2059 | -760.1809 | 2245 | 1484.8191 | 1278.9191 | 1278.9191
results257.txt | 6786 HAAPAVESI 220.00 | 0.2064 | -760.1809 | 2245 | 1484.8191 | 1278.4191 | 1278.4191
results257.txt | 6787 VUOLIJOKI 400.00 | 0.2047 | -760.1809 | 2245 | 1484.8191 | 1280.1191 | 1280.1191
results257.txt | 6788 ALAPITKÄ 400.00 | 0.2046 | -760.1809 | 2245 | 1484.8191 | 1280.2191 | 1280.2191
results257.txt | 6789 VIHTAVUORI 400.00 | 0.2051 | -760.1809 | 2245 | 1484.8191 | 1279.7191 | 1279.7191
results257.txt | 6790 HUUTOKOSKI 400.00 | 0.2046 | -760.1809 | 2245 | 1484.8191 | 1280.2191 | 1280.2191
results257.txt | 6793 DEGERFORSEN 220.00 | -0.104 | -760.1809 | 2245 | 1484.8191 | 1588.8191 | 1588.8191
results257.txt | 6794 GUSELE 220.00 | -0.1002 | -760.1809 | 2245 | 1484.8191 | 1585.0191 | 1585.0191
results257.txt | 6799 HJÄLTA220 220.00 | -0.1043 | -760.1809 | 2245 | 1484.8191 | 1589.1191 | 1589.1191
results257.txt | 6801 FORSSE 220.00 | -0.1029 | -760.1809 | 2245 | 1484.8191 | 1587.7191 | 1587.7191
results257.txt | 6804 JARKVISSLE 220.00 | -0.1018 | -760.1809 | 2245 | 1484.8191 | 1586.6191 | 1586.6191
results257.txt | 6806 HALLSJO 220.00 | -0.1015 | -760.1809 | 2245 | 1484.8191 | 1586.3191 | 1586.3191
results257.txt | 6810 TUOVILA 400.00 | 0.2065 | -760.1809 | 2245 | 1484.8191 | 1278.3191 | 1278.3191
results257.txt | 6811 KRSITINESTAD400.00 | 0.207 | -760.1809 | 2245 | 1484.8191 | 1277.8191 | 1277.8191
results257.txt | 6812 OGNDAL 400.00 | -0.2467 | -760.1809 | 2245 | 1484.8191 | 1731.5191 | 1731.5191
results257.txt | 6814 VERDAL400 400.00 | -0.2366 | -760.1809 | 2245 | 1484.8191 | 1721.4191 | 1721.4191
results257.txt | 6813 VERDAL300 400.00 | -0.2366 | -760.1809 | 2245 | 1484.8191 | 1721.4191 | 1721.4191
results257.txt | 6815 HÖGÅSEN 400.00 | -0.1644 | -760.1809 | 2245 | 1484.8191 | 1649.2191 | 1649.2191
results257.txt | 6816 JUVLEN 220.00 | -0.1368 | -760.1809 | 2245 | 1484.8191 | 1621.6191 | 1621.6191
results257.txt | 6817 STENSJÖN 220.00 | -0.1335 | -760.1809 | 2245 | 1484.8191 | 1618.3191 | 1618.3191
results257.txt | 6818 OLDEN 220.00 | -0.1336 | -760.1809 | 2245 | 1484.8191 | 1618.4191 | 1618.4191
results257.txt | 6820 JÄRPSTR400 400.00 | -0.1477 | -760.1809 | 2245 | 1484.8191 | 1632.5191 | 1632.5191
results257.txt | 6819 JÄRPSTR220 220.00 | -0.1405 | -760.1809 | 2245 | 1484.8191 | 1625.3191 | 1625.3191
results257.txt | 6821 MÖRSIL 220.00 | -0.1365 | -760.1809 | 2245 | 1484.8191 | 1621.3191 | 1621.3191
results257.txt | 6822 SÄLLSJÖ 220.00 | -0.1358 | -760.1809 | 2245 | 1484.8191 | 1620.6191 | 1620.6191
results257.txt | 6826 KATTSTRUPEF 220.00 | -0.1246 | -760.1809 | 2245 | 1484.8191 | 1609.4191 | 1609.4191
results257.txt | 6828 MIDSKOG400 400.00 | -0.1251 | -760.1809 | 2245 | 1484.8191 | 1609.9191 | 1609.9191
results257.txt | 6827 MIDSKOG220 220.00 | -0.1263 | -760.1809 | 2245 | 1484.8191 | 1611.1191 | 1611.1191
results257.txt | 6830 STORFINNSF 400.00 | -0.13 | -760.1809 | 2245 | 1484.8191 | 1614.8191 | 1614.8191
results257.txt | 6832 LÅNGBJÖRN400400.00 | -0.1081 | -760.1809 | 2245 | 1484.8191 | 1592.9191 | 1592.9191
results257.txt | 6831 LÅNGBJÖRN220220.00 | -0.1057 | -760.1809 | 2245 | 1484.8191 | 1590.5191 | 1590.5191
results257.txt | 6834 STUGUN 220.00 | -0.1161 | -760.1809 | 2245 | 1484.8191 | 1600.9191 | 1600.9191
results257.txt | 6835 NÄVEREDE 220.00 | -0.1206 | -760.1809 | 2245 | 1484.8191 | 1605.4191 | 1605.4191
results257.txt | 6836 GAMMALÄNGE 220.00 | -0.1099 | -760.1809 | 2245 | 1484.8191 | 1594.7191 | 1594.7191
results257.txt | 6837 KRÅNGEDE 220.00 | -0.1102 | -760.1809 | 2245 | 1484.8191 | 1595.0191 | 1595.0191
results257.txt | 6872 AURA2300 400.00 | -0.183 | -760.1809 | 2245 | 1484.8191 | 1667.8191 | 1667.8191
results257.txt | 6838 RAMSELE 400.00 | -0.1242 | -760.1809 | 2245 | 1484.8191 | 1609.0191 | 1609.0191
results257.txt | 6840 SVARTHÅLSF 220.00 | -0.1077 | -760.1809 | 2245 | 1484.8191 | 1592.5191 | 1592.5191
results257.txt | 6841 STADSFORSEN 220.00 | -0.1043 | -760.1809 | 2245 | 1484.8191 | 1589.1191 | 1589.1191
results257.txt | 6843 RATANSKV400 400.00 | -0.1133 | -760.1809 | 2245 | 1484.8191 | 1598.1191 | 1598.1191
results257.txt | 6842 RATANSKV220 220.00 | -0.1043 | -760.1809 | 2245 | 1484.8191 | 1589.1191 | 1589.1191
results257.txt | 6844 RATAN 400.00 | -0.1155 | -760.1809 | 2245 | 1484.8191 | 1600.3191 | 1600.3191
results257.txt | 6845 TURINGE 220.00 | -0.1033 | -760.1809 | 2245 | 1484.8191 | 1588.1191 | 1588.1191
results257.txt | 6847 BRACKE 220.00 | -0.1116 | -760.1809 | 2245 | 1484.8191 | 1596.4191 | 1596.4191
results257.txt | 6848 JARNVAGSFOR 220.00 | -0.1029 | -760.1809 | 2245 | 1484.8191 | 1587.7191 | 1587.7191
results257.txt | 6849 ANGE 220.00 | -0.1028 | -760.1809 | 2245 | 1484.8191 | 1587.6191 | 1587.6191
results257.txt | 6850 MORTTJARNB 220.00 | -0.1116 | -760.1809 | 2245 | 1484.8191 | 1596.4191 | 1596.4191
results257.txt | 6851 HOLLEFORSEN 220.00 | -0.1031 | -760.1809 | 2245 | 1484.8191 | 1587.9191 | 1587.9191
results257.txt | 6852 TORPSHAMMAR 220.00 | -0.1016 | -760.1809 | 2245 | 1484.8191 | 1586.4191 | 1586.4191
results257.txt | 6853 DONJE 220.00 | -0.1015 | -760.1809 | 2245 | 1484.8191 | 1586.3191 | 1586.3191
results257.txt | 6854 LJUSDAL 220.00 | -0.1129 | -760.1809 | 2245 | 1484.8191 | 1597.7191 | 1597.7191
results257.txt | 6855 FRAERNA 400.00 | -0.1785 | -760.1809 | 2245 | 1484.8191 | 1663.3191 | 1663.3191
results257.txt | 6856 ORSKOG 400.00 | -0.1593 | -760.1809 | 2245 | 1484.8191 | 1644.1191 | 1644.1191
results257.txt | 6857 ORSTA 400.00 | -0.1447 | -760.1809 | 2245 | 1484.8191 | 1629.5191 | 1629.5191
results257.txt | 6858 ISTAD 400.00 | -0.1785 | -760.1809 | 2245 | 1484.8191 | 1663.3191 | 1663.3191
results257.txt | 6859 AURA1 400.00 | -0.1818 | -760.1809 | 2245 | 1484.8191 | 1666.6191 | 1666.6191
results257.txt | 6860 GRYTTEN 400.00 | -0.1728 | -760.1809 | 2245 | 1484.8191 | 1657.6191 | 1657.6191
results257.txt | 6861 SNILLDAL 400.00 | -0.2034 | -760.1809 | 2245 | 1484.8191 | 1688.2191 | 1688.2191
results257.txt | 6862 SURNA 400.00 | -0.1933 | -760.1809 | 2245 | 1484.8191 | 1678.1191 | 1678.1191
results257.txt | 6863 HOFSTAD 400.00 | -0.2404 | -760.1809 | 2245 | 1484.8191 | 1725.2191 | 1725.2191
results257.txt | 6864 ÅFJORD 400.00 | -0.2216 | -760.1809 | 2245 | 1484.8191 | 1706.4191 | 1706.4191
results257.txt | 6866 ORKDAL400 400.00 | -0.2016 | -760.1809 | 2245 | 1484.8191 | 1686.4191 | 1686.4191
results257.txt | 6865 ORKDAL300 400.00 | -0.2016 | -760.1809 | 2245 | 1484.8191 | 1686.4191 | 1686.4191
results257.txt | 6867 STRINDA 400.00 | -0.2087 | -760.1809 | 2245 | 1484.8191 | 1693.5191 | 1693.5191
results257.txt | 6869 KLAEBU400 400.00 | -0.2058 | -760.1809 | 2245 | 1484.8191 | 1690.6191 | 1690.6191
results257.txt | 6868 KLAEBU300 400.00 | -0.2058 | -760.1809 | 2245 | 1484.8191 | 1690.6191 | 1690.6191
results257.txt | 6871 EIDUM400 400.00 | -0.2153 | -760.1809 | 2245 | 1484.8191 | 1700.1191 | 1700.1191
results257.txt | 6870 EIDUM300 400.00 | -0.2153 | -760.1809 | 2245 | 1484.8191 | 1700.1191 | 1700.1191
results257.txt | 6874 VÅGÅMO 400.00 | -0.1555 | -760.1809 | 2245 | 1484.8191 | 1640.3191 | 1640.3191
results257.txt | 6875 RENDALEN 301.00 | -0.1077 | -760.1809 | 2245 | 1484.8191 | 1592.5191 | 1592.5191
results257.txt | 6903 SEITENOIKEA 220.00 | 0.2077 | -760.1809 | 2245 | 1484.8191 | 1277.1191 | 1277.1191
results257.txt | 6907 DJUPTJÄRN 400.00 | 0.191 | -760.1809 | 2245 | 1484.8191 | 1293.8191 | 1293.8191
results257.txt | 6908 KEMINMAA 220.00 | 0.2052 | -760.1809 | 2245 | 1484.8191 | 1279.6191 | 1279.6191
results257.txt | 6909 ISOHAARA 400.00 | 0.2002 | -760.1809 | 2245 | 1484.8191 | 1284.6191 | 1284.6191
results257.txt | 6910 SUBSTATION 400.00 | 0.2002 | -760.1809 | 2245 | 1484.8191 | 1284.6191 | 1284.6191
results257.txt | 6911 JYLKKÄ 400.00 | 0.2053 | -760.1809 | 2245 | 1484.8191 | 1279.5191 | 1279.5191
results257.txt | 6912 VALAJASKO 220.00 | 0.2047 | -760.1809 | 2245 | 1484.8191 | 1280.1191 | 1280.1191
results257.txt | 6913 VANTTAUSKOSK220.00 | 0.2048 | -760.1809 | 2245 | 1484.8191 | 1280.0191 | 1280.0191
results257.txt | 6915 PIRITTIK400 400.00 | 0.2047 | -760.1809 | 2245 | 1484.8191 | 1280.1191 | 1280.1191
results257.txt | 6914 PIRITTK220 220.00 | 0.2047 | -760.1809 | 2245 | 1484.8191 | 1280.1191 | 1280.1191
results257.txt | 6916 SEITAKORVA 220.00 | 0.2049 | -760.1809 | 2245 | 1484.8191 | 1279.9191 | 1279.9191
results257.txt | 6917 ISOKANGAS 400.00 | 0.2051 | -760.1809 | 2245 | 1484.8191 | 1279.7191 | 1279.7191
results257.txt | 6918 PIKKARALA 400.00 | 0.2048 | -760.1809 | 2245 | 1484.8191 | 1280.0191 | 1280.0191
results257.txt | 6920 PYHÄNSEL400 400.00 | 0.2051 | -760.1809 | 2245 | 1484.8191 | 1279.7191 | 1279.7191
results257.txt | 6919 PYHÄNSEL220 220.00 | 0.2051 | -760.1809 | 2245 | 1484.8191 | 1279.7191 | 1279.7191
results257.txt | 6921 PYHÄKOSI 220.00 | 0.206 | -760.1809 | 2245 | 1484.8191 | 1278.8191 | 1278.8191
results257.txt | 6922 UTANEN 220.00 | 0.2065 | -760.1809 | 2245 | 1484.8191 | 1278.3191 | 1278.3191
results257.txt | 6923 NUOJA 220.00 | 0.207 | -760.1809 | 2245 | 1484.8191 | 1277.8191 | 1277.8191
results257.txt | 6924 JUKTAN/BLAIK400.00 | -0.3116 | -760.1809 | 2245 | 1484.8191 | 1796.4191 | 1796.4191
results257.txt | 6926 GRUNDFORS400400.00 | -0.3152 | -760.1809 | 2245 | 1484.8191 | 1800.0191 | 1800.0191
results257.txt | 6925 GRUNDFORS220220.00 | -0.3232 | -760.1809 | 2245 | 1484.8191 | 1808.0191 | 1808.0191
results257.txt | 6930 LETSI 400.00 | 0.2184 | -760.1809 | 2245 | 1484.8191 | 1266.4191 | 1266.4191
results257.txt | 6931 SVARTBYN 400.00 | 0.1859 | -760.1809 | 2245 | 1484.8191 | 1298.9191 | 1298.9191
results257.txt | 6932 VAGFORS 400.00 | 0.1115 | -760.1809 | 2245 | 1484.8191 | 1373.3191 | 1373.3191
results257.txt | 6933 RÅBÄCKEN 400.00 | 0.1355 | -760.1809 | 2245 | 1484.8191 | 1349.3191 | 1349.3191
results257.txt | 6936 NEDRERÖS400 400.00 | -0.3467 | -760.1809 | 2245 | 1484.8191 | 1831.5191 | 1831.5191
results257.txt | 6935 NEDRERÖS300 400.00 | -0.3466 | -760.1809 | 2245 | 1484.8191 | 1831.4191 | 1831.4191
results257.txt | 6934 NEDRERÖS220 220.00 | -0.3371 | -760.1809 | 2245 | 1484.8191 | 1821.9191 | 1821.9191
results257.txt | 6937 MARKA 400.00 | -0.3388 | -760.1809 | 2245 | 1484.8191 | 1823.6191 | 1823.6191
results257.txt | 6938 NAMSOS 400.00 | -0.2708 | -760.1809 | 2245 | 1484.8191 | 1755.6191 | 1755.6191
results257.txt | 6939 KOLSVIK 400.00 | -0.312 | -760.1809 | 2245 | 1484.8191 | 1796.8191 | 1796.8191
results257.txt | 6940 NAMSKOGEN 400.00 | -0.3128 | -760.1809 | 2245 | 1484.8191 | 1797.6191 | 1797.6191
results257.txt | 6942 TUNNSJO400 400.00 | -0.2983 | -760.1809 | 2245 | 1484.8191 | 1783.1191 | 1783.1191
results257.txt | 6941 TUNNSJO300 400.00 | -0.2983 | -760.1809 | 2245 | 1484.8191 | 1783.1191 | 1783.1191
results257.txt | 6944 RANA 400.00 | -0.3579 | -760.1809 | 2245 | 1484.8191 | 1842.7191 | 1842.7191
results257.txt | 6945 GEJMÅN 220.00 | -0.326 | -760.1809 | 2245 | 1484.8191 | 1810.8191 | 1810.8191
results257.txt | 6946 AJAURE 220.00 | -0.3221 | -760.1809 | 2245 | 1484.8191 | 1806.9191 | 1806.9191
results257.txt | 6947 GARDIKFORS 220.00 | -0.3218 | -760.1809 | 2245 | 1484.8191 | 1806.6191 | 1806.6191
results257.txt | 6990 ISONIEMI 220.00 | 0.2018 | -760.1809 | 2245 | 1484.8191 | 1283.0191 | 1283.0191
results257.txt | 6992 IVALO 220.00 | 0.1983 | -760.1809 | 2245 | 1484.8191 | 1286.5191 | 1286.5191
results257.txt | 6993 KUOLAJÄRVI 220.00 | 0.2014 | -760.1809 | 2245 | 1484.8191 | 1283.4191 | 1283.4191
results257.txt | 6994 VAJUKOSKI 220.00 | 0.2012 | -760.1809 | 2245 | 1484.8191 | 1283.6191 | 1283.6191
results257.txt | 6995 KOKKOSNIVA 220.00 | 0.202 | -760.1809 | 2245 | 1484.8191 | 1282.8191 | 1282.8191
results257.txt | 6996 OFOTEN 400.00 | -0.5353 | -760.1809 | 2245 | 1484.8191 | 2020.1191 | 2020.1191
results257.txt | 6997 NARVIK 400.00 | -0.5402 | -760.1809 | 2245 | 1484.8191 | 2025.0191 | 2025.0191
results257.txt | 7000 VITAS 400.00 | -0.6264 | -760.1809 | 2245 | 1484.8191 | 2111.2191 | 2111.2191
results257.txt | 7001 SEITEVARE 400.00 | 0.2518 | -760.1809 | 2245 | 1484.8191 | 1233.0191 | 1233.0191
results257.txt | 7002 PORJUS 400.00 | -0.69 | -760.1809 | 2245 | 1484.8191 | 2174.8191 | 2174.8191
results257.txt | 7003 HARSPÅNGET 400.00 | 0.2778 | -760.1809 | 2245 | 1484.8191 | 1207.0191 | 1207.0191
results257.txt | 7004 LIGGA 400.00 | 0.2518 | -760.1809 | 2245 | 1484.8191 | 1233.0191 | 1233.0191
results257.txt | 7005 MESSAURE 400.00 | 0.2306 | -760.1809 | 2245 | 1484.8191 | 1254.2191 | 1254.2191
results257.txt | 7006 SVARTISEN 400.00 | -0.3839 | -760.1809 | 2245 | 1484.8191 | 1868.7191 | 1868.7191
results257.txt | 7007 KOBBELV 400.00 | -0.4764 | -760.1809 | 2245 | 1484.8191 | 1961.2191 | 1961.2191
results257.txt | 7008 SALTEN 400.00 | -0.4555 | -760.1809 | 2245 | 1484.8191 | 1940.3191 | 1940.3191
results257.txt | 7010 VARANGERBOT 220.00 | 0.1956 | -760.1809 | 2245 | 1484.8191 | 1289.2191 | 1289.2191
results257.txt | 7017 HAMMERFEST 400.00 | -0.5729 | -760.1809 | 2245 | 1484.8191 | 2057.7191 | 2057.7191
results257.txt | 7018 UTSJOKI 220.00 | 0.1961 | -760.1809 | 2245 | 1484.8191 | 1288.7191 | 1288.7191
results257.txt | 7019 BALSFJORD 400.00 | -0.5514 | -760.1809 | 2245 | 1484.8191 | 2036.2191 | 2036.2191
results257.txt | 7020 BARDUFOSS 400.00 | -0.5488 | -760.1809 | 2245 | 1484.8191 | 2033.6191 | 2033.6191
results257.txt | 7054 OSSAUSKOSKI 220.00 | 0.2051 | -760.1809 | 2245 | 1484.8191 | 1279.7191 | 1279.7191
results257.txt | 7056 PETÄJÄSKO 400.00 | 0.2047 | -760.1809 | 2245 | 1484.8191 | 1280.1191 | 1280.1191
results257.txt | 7055 PETÄJÄSKO 220.00 | 0.2048 | -760.1809 | 2245 | 1484.8191 | 1280.0191 | 1280.0191
results257.txt | 7061 NEA 400.00 | -0.1832 | -760.1809 | 2245 | 1484.8191 | 1668.0191 | 1668.0191
results257.txt | 7062 RITSEM 400.00 | -0.609 | -760.1809 | 2245 | 1484.8191 | 2093.8191 | 2093.8191
results257.txt | 8619 JOINT 220.00 | -0.1021 | -760.1809 | 2245 | 1484.8191 | 1586.9191 | 1586.9191
results257.txt | 8830 JOINT 220.00 | -0.104 | -760.1809 | 2245 | 1484.8191 | 1588.8191 | 1588.8191
results257.txt | 8579 JOINT 220.00 | 0.2065 | -760.1809 | 2245 | 1484.8191 | 1278.3191 | 1278.3191
results257.txt | 8750 JOINT 220.00 | -0.1082 | -760.1809 | 2245 | 1484.8191 | 1593.0191 | 1593.0191
results257.txt | 8271 JOINT 220.00 | -0.102 | -760.1809 | 2245 | 1484.8191 | 1586.8191 | 1586.8191
results257.txt | 8411 JOINT 220.00 | -0.1348 | -760.1809 | 2245 | 1484.8191 | 1619.6191 | 1619.6191
results257.txt | 7429 JOINT 220.00 | -0.1515 | -760.1809 | 2245 | 1484.8191 | 1636.3191 | 1636.3191
results257.txt | 7140 JOINT 220.00 | 0.1962 | -760.1809 | 2245 | 1484.8191 | 1288.6191 | 1288.6191
results257.txt | 7799 JOINT 220.00 | -0.3267 | -760.1809 | 2245 | 1484.8191 | 1811.5191 | 1811.5191
results257.txt | 8643 JOINT 220.00 | -0.322 | -760.1809 | 2245 | 1484.8191 | 1806.8191 | 1806.8191
results257.txt | 8857 JOINT 220.00 | -0.1373 | -760.1809 | 2245 | 1484.8191 | 1622.1191 | 1622.1191
results257.txt | 8777 JOINT 220.00 | -0.1029 | -760.1809 | 2245 | 1484.8191 | 1587.7191 | 1587.7191
results257.txt | 8682 JOINT 220.00 | -0.1163 | -760.1809 | 2245 | 1484.8191 | 1601.1191 | 1601.1191
results257.txt | 8256 JOINT 400.00 | 0.2518 | -760.1809 | 2245 | 1484.8191 | 1233.0191 | 1233.0191
results257.txt | 8845 JOINT 220.00 | -0.1124 | -760.1809 | 2245 | 1484.8191 | 1597.2191 | 1597.2191
results257.txt | 8812 JOINT 220.00 | -0.1264 | -760.1809 | 2245 | 1484.8191 | 1611.2191 | 1611.2191
results257.txt | 8258 JOINT 220.00 | -0.1208 | -760.1809 | 2245 | 1484.8191 | 1605.6191 | 1605.6191
results257.txt | 8606 JOINT 220.00 | -0.1005 | -760.1809 | 2245 | 1484.8191 | 1585.3191 | 1585.3191
results257.txt | 8693 JOINT 220.00 | -0.1016 | -760.1809 | 2245 | 1484.8191 | 1586.4191 | 1586.4191
results257.txt | 8613 JOINT 220.00 | -0.1022 | -760.1809 | 2245 | 1484.8191 | 1587.0191 | 1587.0191
results257.txt | 1052 BREARED 400.00 | -0.1401 | -760.1809 | 2245 | 1484.8191 | 1624.9191 | 1624.9191
results257.txt | 1053 HÄRADSBO 400.00 | -0.1407 | -760.1809 | 2245 | 1484.8191 | 1625.5191 | 1625.5191
results257.txt | 9001 SEIDAFJELL 400.00 | -0.5704 | -760.1809 | 2245 | 1484.8191 | 2055.2191 | 2055.2191
results257.txt | 9002 LEBSESBY 400.00 | -0.5711 | -760.1809 | 2245 | 1484.8191 | 2055.9191 | 2055.9191
results257.txt | 9003 HAMMERF 400.00 | -0.5729 | -760.1809 | 2245 | 1484.8191 | 2057.7191 | 2057.7191
results257.txt | 9004 ALTA 400.00 | -0.5653 | -760.1809 | 2245 | 1484.8191 | 2050.1191 | 2050.1191
results257.txt | 9005 BERGHEIM 400.00 | -0.5582 | -760.1809 | 2245 | 1484.8191 | 2043.0191 | 2043.0191
results257.txt | 9006 TROFORS 400.00 | -0.3263 | -760.1809 | 2245 | 1484.8191 | 1811.1191 | 1811.1191
results257.txt | 9007 TJELDBERGO 400.00 | -0.1988 | -760.1809 | 2245 | 1484.8191 | 1683.6191 | 1683.6191
results257.txt | 9008 SYLKKYVELN 400.00 | -0.1529 | -760.1809 | 2245 | 1484.8191 | 1637.7191 | 1637.7191
results257.txt | 9009 ALFOTEN 400.00 | -0.1224 | -760.1809 | 2245 | 1484.8191 | 1607.2191 | 1607.2191
results257.txt | 9401 HAGESKRUV 400.00 | -0.141 | -760.1809 | 2245 | 1484.8191 | 1625.8191 | 1625.8191
results257.txt | 9402 INGELKÄRR 400.00 | -0.1203 | -760.1809 | 2245 | 1484.8191 | 1605.1191 | 1605.1191
results257.txt | 9403 TOVÅSEN 400.00 | -0.1226 | -760.1809 | 2245 | 1484.8191 | 1607.4191 | 1607.4191
results257.txt | 9404 GÄDDTJÄRN 400.00 | -0.112 | -760.1809 | 2245 | 1484.8191 | 1596.8191 | 1596.8191
results257.txt | 9406 TANDÖ 400.00 | -0.1176 | -760.1809 | 2245 | 1484.8191 | 1602.4191 | 1602.4191
results257.txt | 9407 HAGFORS 400.00 | -0.1158 | -760.1809 | 2245 | 1484.8191 | 1600.6191 | 1600.6191
results257.txt | 9408 HÄLLBERGET 400.00 | 0.2136 | -760.1809 | 2245 | 1484.8191 | 1271.2191 | 1271.2191
results257.txt | 9301 KEMIJÄRVI 220.00 | 0.2041 | -760.1809 | 2245 | 1484.8191 | 1280.7191 | 1280.7191
results257.txt | 9302 KEMINMAA 400.00 | 0.2111 | -760.1809 | 2245 | 1484.8191 | 1273.7191 | 1273.7191
results257.txt | 9304 LUMIJÄRVI 400.00 | 0.2053 | -760.1809 | 2245 | 1484.8191 | 1279.5191 | 1279.5191
results257.txt | 9303 MUSALA 400.00 | 0.2062 | -760.1809 | 2245 | 1484.8191 | 1278.6191 | 1278.6191
results257.txt | 9305 KÄRPPIÖN 400.00 | 0.2069 | -760.1809 | 2245 | 1484.8191 | 1277.9191 | 1277.9191
results257.txt | 9306 HONKAJOEN 400.00 | 0.2071 | -760.1809 | 2245 | 1484.8191 | 1277.7191 | 1277.7191
results257.txt | 9307 KONTIOLAHTI 400.00 | 0.2049 | -760.1809 | 2245 | 1484.8191 | 1279.9191 | 1279.9191
results257.txt | 9308 ORIMATTILAN 400.00 | 0.2061 | -760.1809 | 2245 | 1484.8191 | 1278.7191 | 1278.7191
results257.txt | 9309 NAANTALINSAL400.00 | 0.2071 | -760.1809 | 2245 | 1484.8191 | 1277.7191 | 1277.7191
results257.txt | 9410 HORNDAL 400.00 | -0.1016 | -760.1809 | 2245 | 1484.8191 | 1586.4191 | 1586.4191
results257.txt | 9411 MUNGA 400.00 | -0.1003 | -760.1809 | 2245 | 1484.8191 | 1585.1191 | 1585.1191
results257.txt | 9412 FALLVIKEN 400.00 | -0.1012 | -760.1809 | 2245 | 1484.8191 | 1586.0191 | 1586.0191
results257.txt | 9016 FÅBER300 301.00 | -0.1128 | -760.1809 | 2245 | 1484.8191 | 1597.6191 | 1597.6191
results257.txt | 9017 OSLO301 301.00 | -0.1036 | -760.1809 | 2245 | 1484.8191 | 1588.4191 | 1588.4191
results257.txt | 9018 TEGNEBY 301.00 | -0.1035 | -760.1809 | 2245 | 1484.8191 | 1588.3191 | 1588.3191
results258.txt | PTI INTERACTIVE POWER SYSTEM SIMULATOR--PSS(R)E MON, MAY 29 2023 |  | -83.4541 | 1571.5 | 1488.0459
results258.txt | SENSITIVITY FACTORS ARE CALCULATED WITH AC |  | -83.4541 | 1571.5 | 1488.0459
results258.txt | SUBSYSTEM 'RESERV' IS USED FOR OPPOSING SYSTEM FOR MW POWER |  | -83.4541 | 1571.5 | 1488.0459
results258.txt | SENSITIVITY FACTORS OF BRANCH FLOW (MVA) ON 6802 HJÄLTA 400.00 TO 6805 NYSATER 400.00 4 MORE THAN | 0.1 | -83.4541 | 1571.5 | 1488.0459 | 1388.0459 | 1388.0459
results258.txt | <--------- BUS NAME --------> |  | -83.4541 | 1571.5 | 1488.0459
results258.txt | 6805 NYSATER 400.00 | 0.9491 | -83.4541 | 1571.5 | 1488.0459 | 538.9459 | 538.9459
results258.txt | 6807 BANDSJO 400.00 | 0.9486 | -83.4541 | 1571.5 | 1488.0459 | 539.4459 | 539.4459
results259.txt | PTI INTERACTIVE POWER SYSTEM SIMULATOR--PSS(R)E MON, MAY 29 2023 |  | -509.5391 | 2000 | 1490.4609
results259.txt | SENSITIVITY FACTORS ARE CALCULATED WITH AC |  | -509.5391 | 2000 | 1490.4609
results259.txt | SUBSYSTEM 'RESERV' IS USED FOR OPPOSING SYSTEM FOR MW POWER |  | -509.5391 | 2000 | 1490.4609
results259.txt | SENSITIVITY FACTORS OF BRANCH FLOW (MVA) ON 6596 TUNA220 220.00 TO 6597 TUNA400 400.00 1 MORE THAN | 0.1 | -509.5391 | 2000 | 1490.4609 | 1390.4609 | 1390.4609
results259.txt | <--------- BUS NAME --------> |  | -509.5391 | 2000 | 1490.4609
results259.txt | 6580 SODERALA 220.00 | -0.1208 | -509.5391 | 2000 | 1490.4609 | 1611.2609 | 1611.2609
results259.txt | 6584 VALBO 220.00 | -0.1186 | -509.5391 | 2000 | 1490.4609 | 1609.0609 | 1609.0609
results259.txt | 6588 UNTRA 220.00 | -0.1861 | -509.5391 | 2000 | 1490.4609 | 1676.5609 | 1676.5609
results259.txt | 6592 STARFORS 220.00 | -0.1093 | -509.5391 | 2000 | 1490.4609 | 1599.7609 | 1599.7609
results259.txt | 6595 BREDAKER 220.00 | -0.3223 | -509.5391 | 2000 | 1490.4609 | 1812.7609 | 1812.7609
results259.txt | 6596 TUNA220 220.00 | -0.5354 | -509.5391 | 2000 | 1490.4609 | 1974.1391 | 1974.1391
results259.txt | 6598 BOLANDERNA 220.00 | -0.232 | -509.5391 | 2000 | 1490.4609 | 1722.4609 | 1722.4609
results259.txt | 6599 PLENNINGE 220.00 | -0.2314 | -509.5391 | 2000 | 1490.4609 | 1721.8609 | 1721.8609
results259.txt | 6610 GRASKA 220.00 | -0.541 | -509.5391 | 2000 | 1490.4609 | 1968.5391 | 1968.5391
results259.txt | 6611 HALLSTAVIK 220.00 | -0.5408 | -509.5391 | 2000 | 1490.4609 | 1968.7391 | 1968.7391
results259.txt | 6613 MALSTA 220.00 | -0.543 | -509.5391 | 2000 | 1490.4609 | 1966.5391 | 1966.5391
results259.txt | 6633 DÖNJE 220.00 | -0.1225 | -509.5391 | 2000 | 1490.4609 | 1612.9609 | 1612.9609
results259.txt | 6634 OCKELBO 220.00 | -0.108 | -509.5391 | 2000 | 1490.4609 | 1598.4609 | 1598.4609
results259.txt | 6636 HORNDAL 220.00 | -0.1072 | -509.5391 | 2000 | 1490.4609 | 1597.6609 | 1597.6609
results259.txt | 6854 LJUSDAL 220.00 | -0.1247 | -509.5391 | 2000 | 1490.4609 | 1615.1609 | 1615.1609
results260.txt | PTI INTERACTIVE POWER SYSTEM SIMULATOR--PSS(R)E MON, MAY 29 2023 |  | 745.268 | 2245 | 1499.7319
results260.txt | SENSITIVITY FACTORS ARE CALCULATED WITH AC |  | 745.268 | 2245 | 1499.7319
results260.txt | SUBSYSTEM 'RESERV' IS USED FOR OPPOSING SYSTEM FOR MW POWER |  | 745.268 | 2245 | 1499.7319
results260.txt | SENSITIVITY FACTORS OF BRANCH FLOW (MVA) ON 6545 HUITTINEN 400.00 TO 6548 KANGASALA 400.00 2 MORE THAN | 0.1 | 745.268 | 2245 | 1499.7319 | 1399.732 | 1399.732
results260.txt | <--------- BUS NAME --------> |  | 745.268 | 2245 | 1499.7319
results260.txt | 6545 HUITTINEN 400.00 | 0.2626 | 745.268 | 2245 | 1499.7319 | 1237.132 | 1237.132
results260.txt | 6546 SALO 400.00 | 0.1521 | 745.268 | 2245 | 1499.7319 | 1347.632 | 1347.632
results260.txt | 6547 FORSSA 400.00 | 0.1793 | 745.268 | 2245 | 1499.7319 | 1320.432 | 1320.432
results260.txt | 6548 KANGASALA 400.00 | -0.1543 | 745.268 | 2245 | 1499.7319 | 1654.032 | 1654.032
results260.txt | 6552 TAMMISTO 400.00 | 0.1005 | 745.268 | 2245 | 1499.7319 | 1399.232 | 1399.232
results260.txt | 6555 INKOO 400.00 | 0.123 | 745.268 | 2245 | 1499.7319 | 1376.732 | 1376.732
results260.txt | 6615 TAHKOLUOTO 400.00 | 0.1504 | 745.268 | 2245 | 1499.7319 | 1349.332 | 1349.332
results260.txt | 6617 OLKILUOTO 400.00 | 0.1899 | 745.268 | 2245 | 1499.7319 | 1309.832 | 1309.832
results260.txt | 6618 RAUMA 400.00 | 0.188 | 745.268 | 2245 | 1499.7319 | 1311.732 | 1311.732
results260.txt | 6619 ULVILA 400.00 | 0.1516 | 745.268 | 2245 | 1499.7319 | 1348.132 | 1348.132
results260.txt | 6621 LIETO 400.00 | 0.1657 | 745.268 | 2245 | 1499.7319 | 1334.032 | 1334.032
results260.txt | 6811 KRSITINESTAD400.00 | 0.1135 | 745.268 | 2245 | 1499.7319 | 1386.232 | 1386.232
results260.txt | 9306 HONKAJOEN 400.00 | 0.1336 | 745.268 | 2245 | 1499.7319 | 1366.132 | 1366.132
results260.txt | 9309 NAANTALINSAL400.00 | 0.1656 | 745.268 | 2245 | 1499.7319 | 1334.132 | 1334.132
results261.txt | PTI INTERACTIVE POWER SYSTEM SIMULATOR--PSS(R)E MON, MAY 29 2023 |  | 744.5535 | 2245 | 1500.4465
results261.txt | SENSITIVITY FACTORS ARE CALCULATED WITH AC |  | 744.5535 | 2245 | 1500.4465
results261.txt | SUBSYSTEM 'RESERV' IS USED FOR OPPOSING SYSTEM FOR MW POWER |  | 744.5535 | 2245 | 1500.4465
results261.txt | SENSITIVITY FACTORS OF BRANCH FLOW (MVA) ON 6358 TONSTAD400 400.00 TO 6363 FEDA400 400.00 4 MORE THAN | 0.1 | 744.5535 | 2245 | 1500.4465 | 1400.4465 | 1400.4465
results261.txt | <--------- BUS NAME --------> |  | 744.5535 | 2245 | 1500.4465
results261.txt | 6358 TONSTAD400 400.00 | 0.1463 | 744.5535 | 2245 | 1500.4465 | 1354.1465 | 1354.1465
results261.txt | 6357 TONSTAD300 400.00 | 0.1462 | 744.5535 | 2245 | 1500.4465 | 1354.2465 | 1354.2465
results261.txt | 6363 FEDA400 400.00 | -0.1447 | 744.5535 | 2245 | 1500.4465 | 1645.1465 | 1645.1465
results261.txt | 6362 FEDA300 400.00 | -0.1438 | 744.5535 | 2245 | 1500.4465 | 1644.2465 | 1644.2465
results261.txt | 6364 LISTAWIND 400.00 | -0.1438 | 744.5535 | 2245 | 1500.4465 | 1644.2465 | 1644.2465
results261.txt | 6708 SOLHOLM300 400.00 | 0.1078 | 744.5535 | 2245 | 1500.4465 | 1392.6465 | 1392.6465
results262.txt | PTI INTERACTIVE POWER SYSTEM SIMULATOR--PSS(R)E MON, MAY 29 2023 |  | -67.1524 | 1571.5 | 1504.3476
results262.txt | SENSITIVITY FACTORS ARE CALCULATED WITH AC |  | -67.1524 | 1571.5 | 1504.3476
results262.txt | SUBSYSTEM 'RESERV' IS USED FOR OPPOSING SYSTEM FOR MW POWER |  | -67.1524 | 1571.5 | 1504.3476
results262.txt | SENSITIVITY FACTORS OF BRANCH FLOW (MVA) ON 7017 HAMMERFEST 400.00 TO 9002 LEBSESBY 400.00 2 MORE THAN | 0.1 | -67.1524 | 1571.5 | 1504.3476 | 1404.3476 | 1404.3476
results262.txt | <--------- BUS NAME --------> |  | -67.1524 | 1571.5 | 1504.3476
results262.txt | 9001 SEIDAFJELL 400.00 | 0.8394 | -67.1524 | 1571.5 | 1504.3476 | 664.9476 | 664.9476
results262.txt | 9002 LEBSESBY 400.00 | 0.8401 | -67.1524 | 1571.5 | 1504.3476 | 664.2476 | 664.2476
results263.txt | PTI INTERACTIVE POWER SYSTEM SIMULATOR--PSS(R)E MON, MAY 29 2023 |  | -739.5038 | 2245 | 1505.4962
results263.txt | SENSITIVITY FACTORS ARE CALCULATED WITH AC |  | -739.5038 | 2245 | 1505.4962
results263.txt | SUBSYSTEM 'RESERV' IS USED FOR OPPOSING SYSTEM FOR MW POWER |  | -739.5038 | 2245 | 1505.4962
results263.txt | SENSITIVITY FACTORS OF BRANCH FLOW (MVA) ON 6910 SUBSTATION 400.00 TO 7056 PETÄJÄSKO 400.00 4 MORE THAN | 0.1 | -739.5038 | 2245 | 1505.4962 | 1405.4962 | 1405.4962
results263.txt | <--------- BUS NAME --------> |  | -739.5038 | 2245 | 1505.4962
results263.txt | 6907 DJUPTJÄRN 400.00 | -0.1833 | -739.5038 | 2245 | 1505.4962 | 1688.7962 | 1688.7962
results263.txt | 6908 KEMINMAA 220.00 | 0.3574 | -739.5038 | 2245 | 1505.4962 | 1148.0962 | 1148.0962
results263.txt | 6909 ISOHAARA 400.00 | -0.3181 | -739.5038 | 2245 | 1505.4962 | 1823.5962 | 1823.5962
results263.txt | 6910 SUBSTATION 400.00 | -0.3182 | -739.5038 | 2245 | 1505.4962 | 1823.6962 | 1823.6962
results263.txt | 6912 VALAJASKO 220.00 | 0.359 | -739.5038 | 2245 | 1505.4962 | 1146.4962 | 1146.4962
results263.txt | 6913 VANTTAUSKOSK220.00 | 0.2845 | -739.5038 | 2245 | 1505.4962 | 1220.9962 | 1220.9962
results263.txt | 6915 PIRITTIK400 400.00 | 0.2746 | -739.5038 | 2245 | 1505.4962 | 1230.8962 | 1230.8962
results263.txt | 6914 PIRITTK220 220.00 | 0.2851 | -739.5038 | 2245 | 1505.4962 | 1220.3962 | 1220.3962
results263.txt | 6916 SEITAKORVA 220.00 | 0.2837 | -739.5038 | 2245 | 1505.4962 | 1221.7962 | 1221.7962
results263.txt | 6917 ISOKANGAS 400.00 | 0.1582 | -739.5038 | 2245 | 1505.4962 | 1347.2962 | 1347.2962
results263.txt | 6990 ISONIEMI 220.00 | 0.3512 | -739.5038 | 2245 | 1505.4962 | 1154.2962 | 1154.2962
results263.txt | 6992 IVALO 220.00 | 0.3581 | -739.5038 | 2245 | 1505.4962 | 1147.3962 | 1147.3962
results263.txt | 6993 KUOLAJÄRVI 220.00 | 0.3444 | -739.5038 | 2245 | 1505.4962 | 1161.0962 | 1161.0962
results263.txt | 6994 VAJUKOSKI 220.00 | 0.3389 | -739.5038 | 2245 | 1505.4962 | 1166.5962 | 1166.5962
results263.txt | 6995 KOKKOSNIVA 220.00 | 0.3239 | -739.5038 | 2245 | 1505.4962 | 1181.5962 | 1181.5962
results263.txt | 7010 VARANGERBOT 220.00 | 0.3755 | -739.5038 | 2245 | 1505.4962 | 1129.9962 | 1129.9962
results263.txt | 7018 UTSJOKI 220.00 | 0.3722 | -739.5038 | 2245 | 1505.4962 | 1133.2962 | 1133.2962
results263.txt | 7054 OSSAUSKOSKI 220.00 | 0.3581 | -739.5038 | 2245 | 1505.4962 | 1147.3962 | 1147.3962
results263.txt | 7056 PETÄJÄSKO 400.00 | 0.3709 | -739.5038 | 2245 | 1505.4962 | 1134.5962 | 1134.5962
results263.txt | 7055 PETÄJÄSKO 220.00 | 0.3603 | -739.5038 | 2245 | 1505.4962 | 1145.1962 | 1145.1962
results263.txt | 7140 JOINT 220.00 | 0.3719 | -739.5038 | 2245 | 1505.4962 | 1133.5962 | 1133.5962
results263.txt | 9408 HÄLLBERGET 400.00 | 0.1435 | -739.5038 | 2245 | 1505.4962 | 1361.9962 | 1361.9962
results263.txt | 9301 KEMIJÄRVI 220.00 | 0.2933 | -739.5038 | 2245 | 1505.4962 | 1212.1962 | 1212.1962
results264.txt | PTI INTERACTIVE POWER SYSTEM SIMULATOR--PSS(R)E MON, MAY 29 2023 |  | 64.8318 | 1571.5 | 1506.6682
results264.txt | SENSITIVITY FACTORS ARE CALCULATED WITH AC |  | 64.8318 | 1571.5 | 1506.6682
results264.txt | SUBSYSTEM 'RESERV' IS USED FOR OPPOSING SYSTEM FOR MW POWER |  | 64.8318 | 1571.5 | 1506.6682
results264.txt | SENSITIVITY FACTORS OF BRANCH FLOW (MVA) ON 6702 KJELA 400.00 TO 8448 JOINT 400.00 1 MORE THAN | 0.1 | 64.8318 | 1571.5 | 1506.6682 | 1406.6682 | 1406.6682
results264.txt | <--------- BUS NAME --------> |  | 64.8318 | 1571.5 | 1506.6682
results264.txt | 6702 KJELA 400.00 | 1.0067 | 64.8318 | 1571.5 | 1506.6682 | 499.9682 | 499.9682
results265.txt | PTI INTERACTIVE POWER SYSTEM SIMULATOR--PSS(R)E MON, MAY 29 2023 |  | -63.4236 | 1571.5 | 1508.0764
results265.txt | SENSITIVITY FACTORS ARE CALCULATED WITH AC |  | -63.4236 | 1571.5 | 1508.0764
results265.txt | SUBSYSTEM 'RESERV' IS USED FOR OPPOSING SYSTEM FOR MW POWER |  | -63.4236 | 1571.5 | 1508.0764
results265.txt | SENSITIVITY FACTORS OF BRANCH FLOW (MVA) ON 6685 RÖDAL 400.00 TO 6686 NOVLE 400.00 1 MORE THAN | 0.1 | -63.4236 | 1571.5 | 1508.0764 | 1408.0764 | 1408.0764
results265.txt | <--------- BUS NAME --------> |  | -63.4236 | 1571.5 | 1508.0764
results265.txt | 6686 NOVLE 400.00 | 1.0047 | -63.4236 | 1571.5 | 1508.0764 | 503.3764 | 503.3764
results266.txt | PTI INTERACTIVE POWER SYSTEM SIMULATOR--PSS(R)E MON, MAY 29 2023 |  | -61.3326 | 1571.5 | 1510.1674
results266.txt | SENSITIVITY FACTORS ARE CALCULATED WITH AC |  | -61.3326 | 1571.5 | 1510.1674
results266.txt | SUBSYSTEM 'RESERV' IS USED FOR OPPOSING SYSTEM FOR MW POWER |  | -61.3326 | 1571.5 | 1510.1674
results266.txt | SENSITIVITY FACTORS OF BRANCH FLOW (MVA) ON 6350 HEMSJO 400.00 TO 6351 KARLSHAMN 400.00 1 MORE THAN | 0.1 | -61.3326 | 1571.5 | 1510.1674 | 1410.1674 | 1410.1674
results266.txt | <--------- BUS NAME --------> |  | -61.3326 | 1571.5 | 1510.1674
results266.txt | 6351 KARLSHAMN 400.00 | 1.0026 | -61.3326 | 1571.5 | 1510.1674 | 507.5674 | 507.5674
results267.txt | PTI INTERACTIVE POWER SYSTEM SIMULATOR--PSS(R)E MON, MAY 29 2023 |  | 733.5566 | 2245 | 1511.4434
results267.txt | SENSITIVITY FACTORS ARE CALCULATED WITH AC |  | 733.5566 | 2245 | 1511.4434
results267.txt | SUBSYSTEM 'RESERV' IS USED FOR OPPOSING SYSTEM FOR MW POWER |  | 733.5566 | 2245 | 1511.4434
results267.txt | SENSITIVITY FACTORS OF BRANCH FLOW (MVA) ON 6335 SODERASEN 400.00 TO 6337 BARSEBACK 400.00 3 MORE THAN | 0.1 | 733.5566 | 2245 | 1511.4434 | 1411.4434 | 1411.4434
results267.txt | <--------- BUS NAME --------> |  | 733.5566 | 2245 | 1511.4434
results267.txt | 5624 HERSLEV 400.00 | 0.3847 | 733.5566 | 2245 | 1511.4434 | 1126.7434 | 1126.7434
results267.txt | 5642 HOVEGARD 400.00 | 0.3843 | 733.5566 | 2245 | 1511.4434 | 1127.1434 | 1127.1434
results267.txt | 5646 BJAEVERSKOV4400.00 | 0.3841 | 733.5566 | 2245 | 1511.4434 | 1127.3434 | 1127.3434
results267.txt | 5645 BJAEVERSKOV2220.00 | 0.3834 | 733.5566 | 2245 | 1511.4434 | 1128.0434 | 1128.0434
results267.txt | 5657 ISHOJ400 400.00 | 0.3843 | 733.5566 | 2245 | 1511.4434 | 1127.1434 | 1127.1434
results267.txt | 5656 ISHOJ220 220.00 | 0.3849 | 733.5566 | 2245 | 1511.4434 | 1126.5434 | 1126.5434
results267.txt | 5660 AVEDOREVERK 400.00 | 0.3845 | 733.5566 | 2245 | 1511.4434 | 1126.9434 | 1126.9434
results267.txt | 5662 ORSTEDSVERKE400.00 | 0.385 | 733.5566 | 2245 | 1511.4434 | 1126.4434 | 1126.4434
results267.txt | 5671 SEGE 400.00 | -0.4722 | 733.5566 | 2245 | 1511.4434 | 1983.6434 | 1983.6434
results267.txt | 5672 ARRIE 400.00 | -0.4721 | 733.5566 | 2245 | 1511.4434 | 1983.5434 | 1983.5434
results267.txt | 5673 KRUSEBERG 400.00 | -0.472 | 733.5566 | 2245 | 1511.4434 | 1983.4434 | 1983.4434
results267.txt | 5676 WIND FARM 220.00 | 0.3773 | 733.5566 | 2245 | 1511.4434 | 1134.1434 | 1134.1434
results267.txt | 5845 ASNAESVERK 400.00 | 0.3845 | 733.5566 | 2245 | 1511.4434 | 1126.9434 | 1126.9434
results267.txt | 6313 STROMMA 400.00 | 0.101 | 733.5566 | 2245 | 1511.4434 | 1410.4434 | 1410.4434
results267.txt | 6319 KYNDBYVERKER400.00 | 0.384 | 733.5566 | 2245 | 1511.4434 | 1127.4434 | 1127.4434
results267.txt | 6324 GORLOSEGARD 400.00 | 0.3827 | 733.5566 | 2245 | 1511.4434 | 1128.7434 | 1128.7434
results267.txt | 6330 GELNTEGARD2 400.00 | 0.386 | 733.5566 | 2245 | 1511.4434 | 1125.4434 | 1125.4434
results267.txt | 6334 GLENTEGARD 400.00 | 0.3865 | 733.5566 | 2245 | 1511.4434 | 1124.9434 | 1124.9434
results267.txt | 6335 SODERASEN 400.00 | 0.3782 | 733.5566 | 2245 | 1511.4434 | 1133.2434 | 1133.2434
results267.txt | 6337 BARSEBACK 400.00 | -0.4927 | 733.5566 | 2245 | 1511.4434 | 2004.1434 | 2004.1434
results267.txt | 6338 HURVA 400.00 | -0.4266 | 733.5566 | 2245 | 1511.4434 | 1938.0434 | 1938.0434
results267.txt | 6348 OSKARSHAMN 400.00 | -0.1914 | 733.5566 | 2245 | 1511.4434 | 1702.8434 | 1702.8434
results267.txt | 6349 ALVESTA 400.00 | -0.2439 | 733.5566 | 2245 | 1511.4434 | 1755.3434 | 1755.3434
results267.txt | 6350 HEMSJO 400.00 | -0.2813 | 733.5566 | 2245 | 1511.4434 | 1792.7434 | 1792.7434
results267.txt | 6351 KARLSHAMN 400.00 | -0.2812 | 733.5566 | 2245 | 1511.4434 | 1792.6434 | 1792.6434
results267.txt | 6354 NYBRO 400.00 | -0.2511 | 733.5566 | 2245 | 1511.4434 | 1762.5434 | 1762.5434
results267.txt | 7429 JOINT 220.00 | 0.3778 | 733.5566 | 2245 | 1511.4434 | 1133.6434 | 1133.6434
results267.txt | 1052 BREARED 400.00 | 0.2382 | 733.5566 | 2245 | 1511.4434 | 1273.2434 | 1273.2434
results267.txt | 1053 HÄRADSBO 400.00 | 0.2322 | 733.5566 | 2245 | 1511.4434 | 1279.2434 | 1279.2434
results267.txt | 9401 HAGESKRUV 400.00 | -0.2175 | 733.5566 | 2245 | 1511.4434 | 1728.9434 | 1728.9434
results268.txt | PTI INTERACTIVE POWER SYSTEM SIMULATOR--PSS(R)E MON, MAY 29 2023 |  | 56.1197 | 1571.5 | 1515.3803
results268.txt | SENSITIVITY FACTORS ARE CALCULATED WITH AC |  | 56.1197 | 1571.5 | 1515.3803
results268.txt | SUBSYSTEM 'RESERV' IS USED FOR OPPOSING SYSTEM FOR MW POWER |  | 56.1197 | 1571.5 | 1515.3803
results268.txt | SENSITIVITY FACTORS OF BRANCH FLOW (MVA) ON 6909 ISOHAARA 400.00 TO 6910 SUBSTATION 400.00 1 MORE THAN | 0.1 | 56.1197 | 1571.5 | 1515.3803 | 1415.3803 | 1415.3803
results268.txt | <--------- BUS NAME --------> |  | 56.1197 | 1571.5 | 1515.3803
results268.txt | 6909 ISOHAARA 400.00 | 1.0036 | 56.1197 | 1571.5 | 1515.3803 | 511.7803 | 511.7803
results269.txt | PTI INTERACTIVE POWER SYSTEM SIMULATOR--PSS(R)E MON, MAY 29 2023 |  | 725.445 | 2245 | 1519.555
results269.txt | SENSITIVITY FACTORS ARE CALCULATED WITH AC |  | 725.445 | 2245 | 1519.555
results269.txt | SUBSYSTEM 'RESERV' IS USED FOR OPPOSING SYSTEM FOR MW POWER |  | 725.445 | 2245 | 1519.555
results269.txt | SENSITIVITY FACTORS OF BRANCH FLOW (MVA) ON 6726 ROD300 400.00 TO 6738 TVEITEN 400.00 3 MORE THAN | 0.1 | 725.445 | 2245 | 1519.555 | 1419.555 | 1419.555
results269.txt | <--------- BUS NAME --------> |  | 725.445 | 2245 | 1519.555
results269.txt | 6727 ROD400 400.00 | 0.2155 | 725.445 | 2245 | 1519.555 | 1304.055 | 1304.055
results269.txt | 6726 ROD300 400.00 | 0.22 | 725.445 | 2245 | 1519.555 | 1299.555 | 1299.555
results269.txt | 6728 GRENLAND 400.00 | 0.104 | 725.445 | 2245 | 1519.555 | 1415.555 | 1415.555
results269.txt | 6738 TVEITEN 400.00 | -0.2263 | 725.445 | 2245 | 1519.555 | 1745.855 | 1745.855
results269.txt | 9013 HOF 400.00 | -0.13 | 725.445 | 2245 | 1519.555 | 1649.555 | 1649.555
results270.txt | PTI INTERACTIVE POWER SYSTEM SIMULATOR--PSS(R)E MON, MAY 29 2023 |  | -722.4272 | 2245 | 1522.5728
results270.txt | SENSITIVITY FACTORS ARE CALCULATED WITH AC |  | -722.4272 | 2245 | 1522.5728
results270.txt | SUBSYSTEM 'RESERV' IS USED FOR OPPOSING SYSTEM FOR MW POWER |  | -722.4272 | 2245 | 1522.5728
results270.txt | SENSITIVITY FACTORS OF BRANCH FLOW (MVA) ON 6783 PETÄJÄV400 400.00 TO 6785 TOIVILA 400.00 3 MORE THAN | 0.1 | -722.4272 | 2245 | 1522.5728 | 1422.5728 | 1422.5728
results270.txt | <--------- BUS NAME --------> |  | -722.4272 | 2245 | 1522.5728
results270.txt | 6571 VISULAHTI 400.00 | 0.1013 | -722.4272 | 2245 | 1522.5728 | 1421.2728 | 1421.2728
results270.txt | 6545 HUITTINEN 400.00 | 0.2881 | -722.4272 | 2245 | 1522.5728 | 1234.4728 | 1234.4728
results270.txt | 6572 KYMI 400.00 | 0.2595 | -722.4272 | 2245 | 1522.5728 | 1263.0728 | 1263.0728
results270.txt | 6546 SALO 400.00 | 0.2911 | -722.4272 | 2245 | 1522.5728 | 1231.4728 | 1231.4728
results270.txt | 6547 FORSSA 400.00 | 0.2955 | -722.4272 | 2245 | 1522.5728 | 1227.0728 | 1227.0728
results270.txt | 6548 KANGASALA 400.00 | 0.3349 | -722.4272 | 2245 | 1522.5728 | 1187.6728 | 1187.6728
results270.txt | 6549 LAVIANVOURI 400.00 | 0.3319 | -722.4272 | 2245 | 1522.5728 | 1190.6728 | 1190.6728
results270.txt | 6550 KOPULA 400.00 | 0.3088 | -722.4272 | 2245 | 1522.5728 | 1213.7728 | 1213.7728
results270.txt | 6551 HIKIÄ 400.00 | 0.3236 | -722.4272 | 2245 | 1522.5728 | 1198.9728 | 1198.9728
results270.txt | 6552 TAMMISTO 400.00 | 0.2943 | -722.4272 | 2245 | 1522.5728 | 1228.2728 | 1228.2728
results270.txt | 6553 NURMIJÄRVI 400.00 | 0.3059 | -722.4272 | 2245 | 1522.5728 | 1216.6728 | 1216.6728
results270.txt | 6554 LÄNSISALMI 400.00 | 0.2914 | -722.4272 | 2245 | 1522.5728 | 1231.1728 | 1231.1728
results270.txt | 6555 INKOO 400.00 | 0.2956 | -722.4272 | 2245 | 1522.5728 | 1226.9728 | 1226.9728
results270.txt | 6556 ESPOO 400.00 | 0.2983 | -722.4272 | 2245 | 1522.5728 | 1224.2728 | 1224.2728
results270.txt | 6567 ANTTILA 400.00 | 0.2876 | -722.4272 | 2245 | 1522.5728 | 1234.9728 | 1234.9728
results270.txt | 6569 KORIA 400.00 | 0.2509 | -722.4272 | 2245 | 1522.5728 | 1271.6728 | 1271.6728
results270.txt | 6570 LOVIISA 400.00 | 0.2702 | -722.4272 | 2245 | 1522.5728 | 1252.3728 | 1252.3728
results270.txt | 6573 YLLIKKÄLÄ 400.00 | 0.1547 | -722.4272 | 2245 | 1522.5728 | 1367.8728 | 1367.8728
results270.txt | 6615 TAHKOLUOTO 400.00 | 0.2635 | -722.4272 | 2245 | 1522.5728 | 1259.0728 | 1259.0728
results270.txt | 6617 OLKILUOTO 400.00 | 0.2727 | -722.4272 | 2245 | 1522.5728 | 1249.8728 | 1249.8728
results270.txt | 6618 RAUMA 400.00 | 0.273 | -722.4272 | 2245 | 1522.5728 | 1249.5728 | 1249.5728
results270.txt | 6619 ULVILA 400.00 | 0.2656 | -722.4272 | 2245 | 1522.5728 | 1256.9728 | 1256.9728
results270.txt | 6621 LIETO 400.00 | 0.2882 | -722.4272 | 2245 | 1522.5728 | 1234.3728 | 1234.3728
results270.txt | 6781 SEINÄJOKI 400.00 | 0.1599 | -722.4272 | 2245 | 1522.5728 | 1362.6728 | 1362.6728
results270.txt | 6783 PETÄJÄV400 400.00 | -0.3068 | -722.4272 | 2245 | 1522.5728 | 1829.3728 | 1829.3728
results270.txt | 6782 PETÄJÄV220 220.00 | -0.3068 | -722.4272 | 2245 | 1522.5728 | 1829.3728 | 1829.3728
results270.txt | 6784 JÄMSÄ 220.00 | -0.3094 | -722.4272 | 2245 | 1522.5728 | 1831.9728 | 1831.9728
results270.txt | 6785 TOIVILA 400.00 | 0.5183 | -722.4272 | 2245 | 1522.5728 | 1004.2728 | 1004.2728
results270.txt | 6810 TUOVILA 400.00 | 0.1589 | -722.4272 | 2245 | 1522.5728 | 1363.6728 | 1363.6728
results270.txt | 6811 KRSITINESTAD400.00 | 0.2165 | -722.4272 | 2245 | 1522.5728 | 1306.0728 | 1306.0728
results270.txt | 9303 MUSALA 400.00 | 0.1261 | -722.4272 | 2245 | 1522.5728 | 1396.4728 | 1396.4728
results270.txt | 9305 KÄRPPIÖN 400.00 | 0.1983 | -722.4272 | 2245 | 1522.5728 | 1324.2728 | 1324.2728
results270.txt | 9306 HONKAJOEN 400.00 | 0.2445 | -722.4272 | 2245 | 1522.5728 | 1278.0728 | 1278.0728
results270.txt | 9308 ORIMATTILAN 400.00 | 0.2865 | -722.4272 | 2245 | 1522.5728 | 1236.0728 | 1236.0728
results270.txt | 9309 NAANTALINSAL400.00 | 0.2882 | -722.4272 | 2245 | 1522.5728 | 1234.3728 | 1234.3728
results271.txt | PTI INTERACTIVE POWER SYSTEM SIMULATOR--PSS(R)E MON, MAY 29 2023 |  | -46.7287 | 1571.5 | 1524.7713
results271.txt | SENSITIVITY FACTORS ARE CALCULATED WITH AC |  | -46.7287 | 1571.5 | 1524.7713
results271.txt | SUBSYSTEM 'RESERV' IS USED FOR OPPOSING SYSTEM FOR MW POWER |  | -46.7287 | 1571.5 | 1524.7713
results271.txt | SENSITIVITY FACTORS OF BRANCH FLOW (MVA) ON 5672 ARRIE 400.00 TO 5673 KRUSEBERG 400.00 2 MORE THAN | 0.1 | -46.7287 | 1571.5 | 1524.7713 | 1424.7713 | 1424.7713
results271.txt | <--------- BUS NAME --------> |  | -46.7287 | 1571.5 | 1524.7713
results271.txt | 5673 KRUSEBERG 400.00 | 1.0068 | -46.7287 | 1571.5 | 1524.7713 | 517.9713 | 517.9713
results272.txt | PTI INTERACTIVE POWER SYSTEM SIMULATOR--PSS(R)E MON, MAY 29 2023 |  | -715.2911 | 2245 | 1529.7089
results272.txt | SENSITIVITY FACTORS ARE CALCULATED WITH AC |  | -715.2911 | 2245 | 1529.7089
results272.txt | SUBSYSTEM 'RESERV' IS USED FOR OPPOSING SYSTEM FOR MW POWER |  | -715.2911 | 2245 | 1529.7089
results272.txt | SENSITIVITY FACTORS OF BRANCH FLOW (MVA) ON 6733 SYLLING300 400.00 TO 6734 SYLLING400 400.00 5 MORE THAN | 0.1 | -715.2911 | 2245 | 1529.7089 | 1429.7089 | 1429.7089
results272.txt | <--------- BUS NAME --------> |  | -715.2911 | 2245 | 1529.7089
results272.txt | 6716 DAGALI 400.00 | 0.1129 | -715.2911 | 2245 | 1529.7089 | 1416.8089 | 1416.8089
results272.txt | 6724 NORE 400.00 | 0.1561 | -715.2911 | 2245 | 1529.7089 | 1373.6089 | 1373.6089
results272.txt | 6731 RINGERIKE 400.00 | 0.1466 | -715.2911 | 2245 | 1529.7089 | 1383.1089 | 1383.1089
results272.txt | 6734 SYLLING400 400.00 | 0.2953 | -715.2911 | 2245 | 1529.7089 | 1234.4089 | 1234.4089
results272.txt | 6733 SYLLING300 400.00 | -0.2028 | -715.2911 | 2245 | 1529.7089 | 1732.5089 | 1732.5089
results273.txt | PTI INTERACTIVE POWER SYSTEM SIMULATOR--PSS(R)E MON, MAY 29 2023 |  | -715.2911 | 2245 | 1529.7089
results273.txt | SENSITIVITY FACTORS ARE CALCULATED WITH AC |  | -715.2911 | 2245 | 1529.7089
results273.txt | SUBSYSTEM 'RESERV' IS USED FOR OPPOSING SYSTEM FOR MW POWER |  | -715.2911 | 2245 | 1529.7089
results273.txt | SENSITIVITY FACTORS OF BRANCH FLOW (MVA) ON 6733 SYLLING300 400.00 TO 6734 SYLLING400 400.00 6 MORE THAN | 0.1 | -715.2911 | 2245 | 1529.7089 | 1429.7089 | 1429.7089
results273.txt | <--------- BUS NAME --------> |  | -715.2911 | 2245 | 1529.7089
results273.txt | 6716 DAGALI 400.00 | 0.1129 | -715.2911 | 2245 | 1529.7089 | 1416.8089 | 1416.8089
results273.txt | 6724 NORE 400.00 | 0.1561 | -715.2911 | 2245 | 1529.7089 | 1373.6089 | 1373.6089
results273.txt | 6731 RINGERIKE 400.00 | 0.1466 | -715.2911 | 2245 | 1529.7089 | 1383.1089 | 1383.1089
results273.txt | 6734 SYLLING400 400.00 | 0.2953 | -715.2911 | 2245 | 1529.7089 | 1234.4089 | 1234.4089
results273.txt | 6733 SYLLING300 400.00 | -0.2028 | -715.2911 | 2245 | 1529.7089 | 1732.5089 | 1732.5089
results274.txt | PTI INTERACTIVE POWER SYSTEM SIMULATOR--PSS(R)E MON, MAY 29 2023 |  | 714.6655 | 2245 | 1530.3345
results274.txt | SENSITIVITY FACTORS ARE CALCULATED WITH AC |  | 714.6655 | 2245 | 1530.3345
results274.txt | SUBSYSTEM 'RESERV' IS USED FOR OPPOSING SYSTEM FOR MW POWER |  | 714.6655 | 2245 | 1530.3345
results274.txt | SENSITIVITY FACTORS OF BRANCH FLOW (MVA) ON 6653 DALE 400.00 TO 6747 ARNA 400.00 2 MORE THAN | 0.1 | 714.6655 | 2245 | 1530.3345 | 1430.3345 | 1430.3345
results274.txt | <--------- BUS NAME --------> |  | 714.6655 | 2245 | 1530.3345
results274.txt | 6653 DALE 400.00 | 0.2632 | 714.6655 | 2245 | 1530.3345 | 1267.1345 | 1267.1345
results274.txt | 6654 EVANGER 400.00 | 0.1227 | 714.6655 | 2245 | 1530.3345 | 1407.6345 | 1407.6345
results274.txt | 6743 KOLLSNES 400.00 | -0.1313 | 714.6655 | 2245 | 1530.3345 | 1661.6345 | 1661.6345
results274.txt | 6746 NYGARD 400.00 | -0.2479 | 714.6655 | 2245 | 1530.3345 | 1778.2345 | 1778.2345
results274.txt | 6747 ARNA 400.00 | -0.3966 | 714.6655 | 2245 | 1530.3345 | 1926.9345 | 1926.9345
results274.txt | 6748 BERGEN 400.00 | -0.3104 | 714.6655 | 2245 | 1530.3345 | 1840.7345 | 1840.7345
results275.txt | PTI INTERACTIVE POWER SYSTEM SIMULATOR--PSS(R)E MON, MAY 29 2023 |  | -38.8882 | 1571.5 | 1532.6118
results275.txt | SENSITIVITY FACTORS ARE CALCULATED WITH AC |  | -38.8882 | 1571.5 | 1532.6118
results275.txt | SUBSYSTEM 'RESERV' IS USED FOR OPPOSING SYSTEM FOR MW POWER |  | -38.8882 | 1571.5 | 1532.6118
results275.txt | SENSITIVITY FACTORS OF BRANCH FLOW (MVA) ON 5671 SEGE 400.00 TO 5672 ARRIE 400.00 1 MORE THAN | 0.1 | -38.8882 | 1571.5 | 1532.6118 | 1432.6118 | 1432.6118
results275.txt | <--------- BUS NAME --------> |  | -38.8882 | 1571.5 | 1532.6118
results275.txt | 5672 ARRIE 400.00 | 0.9958 | -38.8882 | 1571.5 | 1532.6118 | 536.8118 | 536.8118
results275.txt | 5673 KRUSEBERG 400.00 | 0.9957 | -38.8882 | 1571.5 | 1532.6118 | 536.9118 | 536.9118
results276.txt | PTI INTERACTIVE POWER SYSTEM SIMULATOR--PSS(R)E MON, MAY 29 2023 |  | 37.9326 | 1571.5 | 1533.5674
results276.txt | SENSITIVITY FACTORS ARE CALCULATED WITH AC |  | 37.9326 | 1571.5 | 1533.5674
results276.txt | SUBSYSTEM 'RESERV' IS USED FOR OPPOSING SYSTEM FOR MW POWER |  | 37.9326 | 1571.5 | 1533.5674
results276.txt | SENSITIVITY FACTORS OF BRANCH FLOW (MVA) ON 9001 SEIDAFJELL 400.00 TO 9002 LEBSESBY 400.00 1 MORE THAN | 0.1 | 37.9326 | 1571.5 | 1533.5674 | 1433.5674 | 1433.5674
results276.txt | <--------- BUS NAME --------> |  | 37.9326 | 1571.5 | 1533.5674
results276.txt | 9001 SEIDAFJELL 400.00 | 0.7977 | 37.9326 | 1571.5 | 1533.5674 | 735.8674 | 735.8674
results277.txt | PTI INTERACTIVE POWER SYSTEM SIMULATOR--PSS(R)E MON, MAY 29 2023 |  | -709.9343 | 2245 | 1535.0658
results277.txt | SENSITIVITY FACTORS ARE CALCULATED WITH AC |  | -709.9343 | 2245 | 1535.0658
results277.txt | SUBSYSTEM 'RESERV' IS USED FOR OPPOSING SYSTEM FOR MW POWER |  | -709.9343 | 2245 | 1535.0658
results277.txt | SENSITIVITY FACTORS OF BRANCH FLOW (MVA) ON 6617 OLKILUOTO 400.00 TO 6618 RAUMA 400.00 2 MORE THAN | 0.1 | -709.9343 | 2245 | 1535.0658 | 1435.0657 | 1435.0657
results277.txt | <--------- BUS NAME --------> |  | -709.9343 | 2245 | 1535.0658
results277.txt | 6546 SALO 400.00 | 0.2018 | -709.9343 | 2245 | 1535.0658 | 1333.2657 | 1333.2657
results277.txt | 6555 INKOO 400.00 | 0.14 | -709.9343 | 2245 | 1535.0658 | 1395.0657 | 1395.0657
results277.txt | 6618 RAUMA 400.00 | 0.5213 | -709.9343 | 2245 | 1535.0658 | 1013.7657 | 1013.7657
results277.txt | 6621 LIETO 400.00 | 0.2311 | -709.9343 | 2245 | 1535.0658 | 1303.9657 | 1303.9657
results277.txt | 9309 NAANTALINSAL400.00 | 0.2311 | -709.9343 | 2245 | 1535.0658 | 1303.9657 | 1303.9657
results278.txt | PTI INTERACTIVE POWER SYSTEM SIMULATOR--PSS(R)E MON, MAY 29 2023 |  | -34.7192 | 1571.5 | 1536.7808
results278.txt | SENSITIVITY FACTORS ARE CALCULATED WITH AC |  | -34.7192 | 1571.5 | 1536.7808
results278.txt | SUBSYSTEM 'RESERV' IS USED FOR OPPOSING SYSTEM FOR MW POWER |  | -34.7192 | 1571.5 | 1536.7808
results278.txt | SENSITIVITY FACTORS OF BRANCH FLOW (MVA) ON 6621 LIETO 400.00 TO 9309 NAANTALINSAL400.00 1 MORE THAN | 0.1 | -34.7192 | 1571.5 | 1536.7808 | 1436.7808 | 1436.7808
results278.txt | <--------- BUS NAME --------> |  | -34.7192 | 1571.5 | 1536.7808
results278.txt | 9309 NAANTALINSAL400.00 | 1.0024 | -34.7192 | 1571.5 | 1536.7808 | 534.3808 | 534.3808
results279.txt | PTI INTERACTIVE POWER SYSTEM SIMULATOR--PSS(R)E MON, MAY 29 2023 |  | 705.562 | 2245 | 1539.4379
results279.txt | SENSITIVITY FACTORS ARE CALCULATED WITH AC |  | 705.562 | 2245 | 1539.4379
results279.txt | SUBSYSTEM 'RESERV' IS USED FOR OPPOSING SYSTEM FOR MW POWER |  | 705.562 | 2245 | 1539.4379
results279.txt | SENSITIVITY FACTORS OF BRANCH FLOW (MVA) ON 6705 HOLEN 400.00 TO 6711 TOKKE 400.00 5 MORE THAN | 0.1 | 705.562 | 2245 | 1539.4379 | 1439.438 | 1439.438
results279.txt | <--------- BUS NAME --------> |  | 705.562 | 2245 | 1539.4379
results279.txt | 6365 KRISTIANSAND400.00 | 0.1212 | 705.562 | 2245 | 1539.4379 | 1418.238 | 1418.238
results279.txt | 6679 OKSLA 400.00 | -0.1332 | 705.562 | 2245 | 1539.4379 | 1672.638 | 1672.638
results279.txt | 6680 ÅSEN 400.00 | -0.1332 | 705.562 | 2245 | 1539.4379 | 1672.638 | 1672.638
results279.txt | 6685 RÖDAL 400.00 | -0.1336 | 705.562 | 2245 | 1539.4379 | 1673.038 | 1673.038
results279.txt | 6686 NOVLE 400.00 | -0.1335 | 705.562 | 2245 | 1539.4379 | 1672.938 | 1672.938
results279.txt | 6687 ULLA-FORRE 400.00 | -0.1341 | 705.562 | 2245 | 1539.4379 | 1673.538 | 1673.538
results279.txt | 6693 SATURDAL 400.00 | 0.1858 | 705.562 | 2245 | 1539.4379 | 1353.638 | 1353.638
results279.txt | 6692 HYDRO MIXED 400.00 | 0.1857 | 705.562 | 2245 | 1539.4379 | 1353.738 | 1353.738
results279.txt | 6695 KVILLDAL 400.00 | 0.2441 | 705.562 | 2245 | 1539.4379 | 1295.338 | 1295.338
results279.txt | 6701 KVANNDAL 400.00 | -0.1526 | 705.562 | 2245 | 1539.4379 | 1692.038 | 1692.038
results279.txt | 6702 KJELA 400.00 | -0.1824 | 705.562 | 2245 | 1539.4379 | 1721.838 | 1721.838
results279.txt | 6703 SONGA 400.00 | -0.2239 | 705.562 | 2245 | 1539.4379 | 1763.338 | 1763.338
results279.txt | 6704 VINJE 400.00 | -0.2759 | 705.562 | 2245 | 1539.4379 | 1815.338 | 1815.338
results279.txt | 6705 HOLEN 400.00 | 0.3603 | 705.562 | 2245 | 1539.4379 | 1179.138 | 1179.138
results279.txt | 6710 HEKNI 400.00 | 0.2611 | 705.562 | 2245 | 1539.4379 | 1278.338 | 1278.338
results279.txt | 6711 TOKKE 400.00 | -0.3382 | 705.562 | 2245 | 1539.4379 | 1877.638 | 1877.638
results279.txt | 6722 VEMORK 400.00 | -0.164 | 705.562 | 2245 | 1539.4379 | 1703.438 | 1703.438
results279.txt | 6725 SUNDSBARM 400.00 | -0.1259 | 705.562 | 2245 | 1539.4379 | 1665.338 | 1665.338
results279.txt | 8448 JOINT 400.00 | -0.1825 | 705.562 | 2245 | 1539.4379 | 1721.938 | 1721.938
results279.txt | 8460 JOINT 400.00 | -0.1526 | 705.562 | 2245 | 1539.4379 | 1692.038 | 1692.038
results280.txt | PTI INTERACTIVE POWER SYSTEM SIMULATOR--PSS(R)E MON, MAY 29 2023 |  | 705.4143 | 2245 | 1539.5857
results280.txt | SENSITIVITY FACTORS ARE CALCULATED WITH AC |  | 705.4143 | 2245 | 1539.5857
results280.txt | SUBSYSTEM 'RESERV' IS USED FOR OPPOSING SYSTEM FOR MW POWER |  | 705.4143 | 2245 | 1539.5857
results280.txt | SENSITIVITY FACTORS OF BRANCH FLOW (MVA) ON 6603 ODENSALA 400.00 TO 6605 STOCKHOLM400400.00 1 MORE THAN | 0.1 | 705.4143 | 2245 | 1539.5857 | 1439.5857 | 1439.5857
results280.txt | <--------- BUS NAME --------> |  | 705.4143 | 2245 | 1539.5857
results280.txt | 6588 UNTRA 220.00 | -0.1271 | 705.4143 | 2245 | 1539.5857 | 1666.6857 | 1666.6857
results280.txt | 6589 DANNEBO 400.00 | -0.1225 | 705.4143 | 2245 | 1539.5857 | 1662.0857 | 1662.0857
results280.txt | 6591 FORSMARK 400.00 | -0.1222 | 705.4143 | 2245 | 1539.5857 | 1661.7857 | 1661.7857
results280.txt | 6593 HAMRA220 220.00 | -0.1422 | 705.4143 | 2245 | 1539.5857 | 1681.7857 | 1681.7857
results280.txt | 6595 BREDAKER 220.00 | -0.2182 | 705.4143 | 2245 | 1539.5857 | 1757.7857 | 1757.7857
results280.txt | 6597 TUNA400 400.00 | -0.3896 | 705.4143 | 2245 | 1539.5857 | 1929.1857 | 1929.1857
results280.txt | 6596 TUNA220 220.00 | -0.2809 | 705.4143 | 2245 | 1539.5857 | 1820.4857 | 1820.4857
results280.txt | 6598 BOLANDERNA 220.00 | -0.229 | 705.4143 | 2245 | 1539.5857 | 1768.5857 | 1768.5857
results280.txt | 6599 PLENNINGE 220.00 | -0.2284 | 705.4143 | 2245 | 1539.5857 | 1767.9857 | 1767.9857
results280.txt | 6601 KOLBOTTEN220220.00 | -0.1927 | 705.4143 | 2245 | 1539.5857 | 1732.2857 | 1732.2857
results280.txt | 6605 STOCKHOLM400400.00 | -0.8047 | 705.4143 | 2245 | 1539.5857 | 2145.7143 | 2145.7143
results280.txt | 6604 STOCKHOLM220220.00 | -0.2414 | 705.4143 | 2245 | 1539.5857 | 1780.9857 | 1780.9857
results280.txt | 6607 EKUDDEN220 220.00 | -0.2167 | 705.4143 | 2245 | 1539.5857 | 1756.2857 | 1756.2857
results280.txt | 6609 SOLBERGA 220.00 | -0.2168 | 705.4143 | 2245 | 1539.5857 | 1756.3857 | 1756.3857
results280.txt | 6610 GRASKA 220.00 | -0.2838 | 705.4143 | 2245 | 1539.5857 | 1823.3857 | 1823.3857
results280.txt | 6611 HALLSTAVIK 220.00 | -0.2837 | 705.4143 | 2245 | 1539.5857 | 1823.2857 | 1823.2857
results280.txt | 6613 MALSTA 220.00 | -0.2849 | 705.4143 | 2245 | 1539.5857 | 1824.4857 | 1824.4857
results280.txt | 6614 VALLENTUNA 220.00 | -0.243 | 705.4143 | 2245 | 1539.5857 | 1782.5857 | 1782.5857
results280.txt | 1051 SUBSTATION 400.00 | -0.1222 | 705.4143 | 2245 | 1539.5857 | 1661.7857 | 1661.7857
results281.txt | PTI INTERACTIVE POWER SYSTEM SIMULATOR--PSS(R)E MON, MAY 29 2023 |  | -704.7332 | 2245 | 1540.2668
results281.txt | SENSITIVITY FACTORS ARE CALCULATED WITH AC |  | -704.7332 | 2245 | 1540.2668
results281.txt | SUBSYSTEM 'RESERV' IS USED FOR OPPOSING SYSTEM FOR MW POWER |  | -704.7332 | 2245 | 1540.2668
results281.txt | SENSITIVITY FACTORS OF BRANCH FLOW (MVA) ON 6602 KOLBOTTEN400400.00 TO 6603 ODENSALA 400.00 3 MORE THAN | 0.1 | -704.7332 | 2245 | 1540.2668 | 1440.2668 | 1440.2668
results281.txt | <--------- BUS NAME --------> |  | -704.7332 | 2245 | 1540.2668
results281.txt | 6602 KOLBOTTEN400400.00 | -0.1666 | -704.7332 | 2245 | 1540.2668 | 1706.8668 | 1706.8668
results281.txt | 6603 ODENSALA 400.00 | 0.1025 | -704.7332 | 2245 | 1540.2668 | 1437.7668 | 1437.7668
results281.txt | 6606 HALL 400.00 | -0.1543 | -704.7332 | 2245 | 1540.2668 | 1694.5668 | 1694.5668
results281.txt | 6608 EKUDDEN400 400.00 | -0.1477 | -704.7332 | 2245 | 1540.2668 | 1687.9668 | 1687.9668
results282.txt | PTI INTERACTIVE POWER SYSTEM SIMULATOR--PSS(R)E MON, MAY 29 2023 |  | -700.6125 | 2245 | 1544.3875
results282.txt | SENSITIVITY FACTORS ARE CALCULATED WITH AC |  | -700.6125 | 2245 | 1544.3875
results282.txt | SUBSYSTEM 'RESERV' IS USED FOR OPPOSING SYSTEM FOR MW POWER |  | -700.6125 | 2245 | 1544.3875
results282.txt | SENSITIVITY FACTORS OF BRANCH FLOW (MVA) ON 6781 SEINÄJOKI 400.00 TO 6810 TUOVILA 400.00 4 MORE THAN | 0.1 | -700.6125 | 2245 | 1544.3875 | 1444.3875 | 1444.3875
results282.txt | <--------- BUS NAME --------> |  | -700.6125 | 2245 | 1544.3875
results282.txt | 6778 HIRVISUO 400.00 | 0.2285 | -700.6125 | 2245 | 1544.3875 | 1315.8875 | 1315.8875
results282.txt | 6780 ALAJÄRVI 400.00 | -0.1306 | -700.6125 | 2245 | 1544.3875 | 1674.9875 | 1674.9875
results282.txt | 6781 SEINÄJOKI 400.00 | -0.3475 | -700.6125 | 2245 | 1544.3875 | 1891.8875 | 1891.8875
results282.txt | 6810 TUOVILA 400.00 | 0.4454 | -700.6125 | 2245 | 1544.3875 | 1098.9875 | 1098.9875
results282.txt | 6811 KRSITINESTAD400.00 | 0.1904 | -700.6125 | 2245 | 1544.3875 | 1353.9875 | 1353.9875
results282.txt | 9303 MUSALA 400.00 | 0.3368 | -700.6125 | 2245 | 1544.3875 | 1207.5875 | 1207.5875
results282.txt | 9305 KÄRPPIÖN 400.00 | 0.2695 | -700.6125 | 2245 | 1544.3875 | 1274.8875 | 1274.8875
results283.txt | PTI INTERACTIVE POWER SYSTEM SIMULATOR--PSS(R)E MON, MAY 29 2023 |  | -26.9242 | 1571.5 | 1544.5758
results283.txt | SENSITIVITY FACTORS ARE CALCULATED WITH AC |  | -26.9242 | 1571.5 | 1544.5758
results283.txt | SUBSYSTEM 'RESERV' IS USED FOR OPPOSING SYSTEM FOR MW POWER |  | -26.9242 | 1571.5 | 1544.5758
results283.txt | SENSITIVITY FACTORS OF BRANCH FLOW (MVA) ON 6362 FEDA300 400.00 TO 6364 LISTAWIND 400.00 1 MORE THAN | 0.1 | -26.9242 | 1571.5 | 1544.5758 | 1444.5758 | 1444.5758
results283.txt | <--------- BUS NAME --------> |  | -26.9242 | 1571.5 | 1544.5758
results283.txt | 6364 LISTAWIND 400.00 | 0.803 | -26.9242 | 1571.5 | 1544.5758 | 741.5758 | 741.5758
results284.txt | PTI INTERACTIVE POWER SYSTEM SIMULATOR--PSS(R)E MON, MAY 29 2023 |  | 26.5923 | 1571.5 | 1544.9077
results284.txt | SENSITIVITY FACTORS ARE CALCULATED WITH AC |  | 26.5923 | 1571.5 | 1544.9077
results284.txt | SUBSYSTEM 'RESERV' IS USED FOR OPPOSING SYSTEM FOR MW POWER |  | 26.5923 | 1571.5 | 1544.9077
results284.txt | SENSITIVITY FACTORS OF BRANCH FLOW (MVA) ON 7017 HAMMERFEST 400.00 TO 9003 HAMMERF 400.00 3 MORE THAN | 0.1 | 26.5923 | 1571.5 | 1544.9077 | 1444.9077 | 1444.9077
results285.txt | PTI INTERACTIVE POWER SYSTEM SIMULATOR--PSS(R)E MON, MAY 29 2023 |  | -25.5555 | 1571.5 | 1545.9445
results285.txt | SENSITIVITY FACTORS ARE CALCULATED WITH AC |  | -25.5555 | 1571.5 | 1545.9445
results285.txt | SUBSYSTEM 'RESERV' IS USED FOR OPPOSING SYSTEM FOR MW POWER |  | -25.5555 | 1571.5 | 1545.9445
results285.txt | SENSITIVITY FACTORS OF BRANCH FLOW (MVA) ON 6713 NEDREVINSTRA400.00 TO 6717 NEDREVINSTRA400.00 1 MORE THAN | 0.1 | -25.5555 | 1571.5 | 1545.9445 | 1445.9445 | 1445.9445
results285.txt | <--------- BUS NAME --------> |  | -25.5555 | 1571.5 | 1545.9445
results285.txt | 6717 NEDREVINSTRA400.00 | 0.9762 | -25.5555 | 1571.5 | 1545.9445 | 569.7445 | 569.7445
results286.txt | PTI INTERACTIVE POWER SYSTEM SIMULATOR--PSS(R)E MON, MAY 29 2023 |  | -698.8651 | 2245 | 1546.1349
results286.txt | SENSITIVITY FACTORS ARE CALCULATED WITH AC |  | -698.8651 | 2245 | 1546.1349
results286.txt | SUBSYSTEM 'RESERV' IS USED FOR OPPOSING SYSTEM FOR MW POWER |  | -698.8651 | 2245 | 1546.1349
results286.txt | SENSITIVITY FACTORS OF BRANCH FLOW (MVA) ON 6940 NAMSKOGEN 400.00 TO 6941 TUNNSJO300 400.00 3 MORE THAN | 0.1 | -698.8651 | 2245 | 1546.1349 | 1446.1349 | 1446.1349
results286.txt | <--------- BUS NAME --------> |  | -698.8651 | 2245 | 1546.1349
results286.txt | 6936 NEDRERÖS400 400.00 | -0.1751 | -698.8651 | 2245 | 1546.1349 | 1721.2349 | 1721.2349
results286.txt | 6935 NEDRERÖS300 400.00 | -0.1771 | -698.8651 | 2245 | 1546.1349 | 1723.2349 | 1723.2349
results286.txt | 6934 NEDRERÖS220 220.00 | -0.1524 | -698.8651 | 2245 | 1546.1349 | 1698.5349 | 1698.5349
results286.txt | 6937 MARKA 400.00 | -0.3373 | -698.8651 | 2245 | 1546.1349 | 1883.4349 | 1883.4349
results286.txt | 6938 NAMSOS 400.00 | 0.1143 | -698.8651 | 2245 | 1546.1349 | 1431.8349 | 1431.8349
results286.txt | 6939 KOLSVIK 400.00 | -0.7116 | -698.8651 | 2245 | 1546.1349 | 2232.2651 | 2232.2651
results286.txt | 6940 NAMSKOGEN 400.00 | -0.7125 | -698.8651 | 2245 | 1546.1349 | 2231.3651 | 2231.3651
results286.txt | 6942 TUNNSJO400 400.00 | 0.1321 | -698.8651 | 2245 | 1546.1349 | 1414.0349 | 1414.0349
results286.txt | 6941 TUNNSJO300 400.00 | 0.1321 | -698.8651 | 2245 | 1546.1349 | 1414.0349 | 1414.0349
results286.txt | 6944 RANA 400.00 | -0.1702 | -698.8651 | 2245 | 1546.1349 | 1716.3349 | 1716.3349
results286.txt | 6945 GEJMÅN 220.00 | -0.1175 | -698.8651 | 2245 | 1546.1349 | 1663.6349 | 1663.6349
results286.txt | 6996 OFOTEN 400.00 | -0.1207 | -698.8651 | 2245 | 1546.1349 | 1666.8349 | 1666.8349
results286.txt | 6997 NARVIK 400.00 | -0.1212 | -698.8651 | 2245 | 1546.1349 | 1667.3349 | 1667.3349
results286.txt | 7006 SVARTISEN 400.00 | -0.1612 | -698.8651 | 2245 | 1546.1349 | 1707.3349 | 1707.3349
results286.txt | 7007 KOBBELV 400.00 | -0.1356 | -698.8651 | 2245 | 1546.1349 | 1681.7349 | 1681.7349
results286.txt | 7008 SALTEN 400.00 | -0.1416 | -698.8651 | 2245 | 1546.1349 | 1687.7349 | 1687.7349
results286.txt | 7017 HAMMERFEST 400.00 | -0.1245 | -698.8651 | 2245 | 1546.1349 | 1670.6349 | 1670.6349
results286.txt | 7019 BALSFJORD 400.00 | -0.1223 | -698.8651 | 2245 | 1546.1349 | 1668.4349 | 1668.4349
results286.txt | 7020 BARDUFOSS 400.00 | -0.1221 | -698.8651 | 2245 | 1546.1349 | 1668.2349 | 1668.2349
results286.txt | 7799 JOINT 220.00 | -0.1176 | -698.8651 | 2245 | 1546.1349 | 1663.7349 | 1663.7349
results286.txt | 9001 SEIDAFJELL 400.00 | -0.1243 | -698.8651 | 2245 | 1546.1349 | 1670.4349 | 1670.4349
results286.txt | 9002 LEBSESBY 400.00 | -0.1243 | -698.8651 | 2245 | 1546.1349 | 1670.4349 | 1670.4349
results286.txt | 9003 HAMMERF 400.00 | -0.1245 | -698.8651 | 2245 | 1546.1349 | 1670.6349 | 1670.6349
results286.txt | 9004 ALTA 400.00 | -0.1237 | -698.8651 | 2245 | 1546.1349 | 1669.8349 | 1669.8349
results286.txt | 9005 BERGHEIM 400.00 | -0.123 | -698.8651 | 2245 | 1546.1349 | 1669.1349 | 1669.1349
results287.txt | PTI INTERACTIVE POWER SYSTEM SIMULATOR--PSS(R)E MON, MAY 29 2023 |  | 696.2568 | 2245 | 1549.8812
results287.txt | SENSITIVITY FACTORS ARE CALCULATED WITH AC |  | 696.2568 | 2245 | 1549.8812
results287.txt | SUBSYSTEM 'RESERV' IS USED FOR OPPOSING SYSTEM FOR MW POWER |  | 696.2568 | 2245 | 1549.8812
results287.txt | SENSITIVITY FACTORS OF BRANCH FLOW (MVA) ON 6935 NEDRERÖS300 400.00 TO 6937 MARKA 400.00 1 MORE THAN | 0.1 | 696.2568 | 2245 | 1549.8812 | 1448.7432 | 1448.7432
results287.txt | <--------- BUS NAME --------> |  | 696.2568 | 2245 | 1549.8812
results287.txt | 6936 NEDRERÖS400 400.00 | 0.1728 | 696.2568 | 2245 | 1549.8812 | 1375.9432 | 1375.9432
results287.txt | 6935 NEDRERÖS300 400.00 | 0.1748 | 696.2568 | 2245 | 1549.8812 | 1373.9432 | 1373.9432
results287.txt | 6934 NEDRERÖS220 220.00 | 0.151 | 696.2568 | 2245 | 1549.8812 | 1397.7432 | 1397.7432
results287.txt | 6937 MARKA 400.00 | -0.6717 | 696.2568 | 2245 | 1549.8812 | 2220.4432 | 2220.4432
results287.txt | 6938 NAMSOS 400.00 | -0.1132 | 696.2568 | 2245 | 1549.8812 | 1661.9432 | 1661.9432
results287.txt | 6939 KOLSVIK 400.00 | -0.2949 | 696.2568 | 2245 | 1549.8812 | 1843.6432 | 1843.6432
results287.txt | 6940 NAMSKOGEN 400.00 | -0.2954 | 696.2568 | 2245 | 1549.8812 | 1844.1432 | 1844.1432
results287.txt | 6942 TUNNSJO400 400.00 | -0.1308 | 696.2568 | 2245 | 1549.8812 | 1679.5432 | 1679.5432
results287.txt | 6941 TUNNSJO300 400.00 | -0.1308 | 696.2568 | 2245 | 1549.8812 | 1679.5432 | 1679.5432
results287.txt | 6944 RANA 400.00 | 0.1686 | 696.2568 | 2245 | 1549.8812 | 1380.1432 | 1380.1432
results287.txt | 6945 GEJMÅN 220.00 | 0.1165 | 696.2568 | 2245 | 1549.8812 | 1432.2432 | 1432.2432
results287.txt | 6996 OFOTEN 400.00 | 0.1195 | 696.2568 | 2245 | 1549.8812 | 1429.2432 | 1429.2432
results287.txt | 6997 NARVIK 400.00 | 0.12 | 696.2568 | 2245 | 1549.8812 | 1428.7432 | 1428.7432
results287.txt | 7006 SVARTISEN 400.00 | 0.1597 | 696.2568 | 2245 | 1549.8812 | 1389.0432 | 1389.0432
results287.txt | 7007 KOBBELV 400.00 | 0.1343 | 696.2568 | 2245 | 1549.8812 | 1414.4432 | 1414.4432
results287.txt | 7008 SALTEN 400.00 | 0.1403 | 696.2568 | 2245 | 1549.8812 | 1408.4432 | 1408.4432
results287.txt | 7017 HAMMERFEST 400.00 | 0.1233 | 696.2568 | 2245 | 1549.8812 | 1425.4432 | 1425.4432
results287.txt | 7019 BALSFJORD 400.00 | 0.1212 | 696.2568 | 2245 | 1549.8812 | 1427.5432 | 1427.5432
results287.txt | 7020 BARDUFOSS 400.00 | 0.1209 | 696.2568 | 2245 | 1549.8812 | 1427.8432 | 1427.8432
results287.txt | 7799 JOINT 220.00 | 0.1165 | 696.2568 | 2245 | 1549.8812 | 1432.2432 | 1432.2432
results287.txt | 9001 SEIDAFJELL 400.00 | 0.1231 | 696.2568 | 2245 | 1549.8812 | 1425.6432 | 1425.6432
results287.txt | 9002 LEBSESBY 400.00 | 0.1231 | 696.2568 | 2245 | 1549.8812 | 1425.6432 | 1425.6432
results287.txt | 9003 HAMMERF 400.00 | 0.1233 | 696.2568 | 2245 | 1549.8812 | 1425.4432 | 1425.4432
results287.txt | 9004 ALTA 400.00 | 0.1226 | 696.2568 | 2245 | 1549.8812 | 1426.1432 | 1426.1432
results287.txt | 9005 BERGHEIM 400.00 | 0.1218 | 696.2568 | 2245 | 1549.8812 | 1426.9432 | 1426.9432
results288.txt | PTI INTERACTIVE POWER SYSTEM SIMULATOR--PSS(R)E MON, MAY 29 2023 |  | -693.233 | 2245 | 1551.767
results288.txt | SENSITIVITY FACTORS ARE CALCULATED WITH AC |  | -693.233 | 2245 | 1551.767
results288.txt | SUBSYSTEM 'RESERV' IS USED FOR OPPOSING SYSTEM FOR MW POWER |  | -693.233 | 2245 | 1551.767
results288.txt | SENSITIVITY FACTORS OF BRANCH FLOW (MVA) ON 6780 ALAJÄRVI 400.00 TO 6781 SEINÄJOKI 400.00 3 MORE THAN | 0.1 | -693.233 | 2245 | 1551.767 | 1451.767 | 1451.767
results288.txt | <--------- BUS NAME --------> |  | -693.233 | 2245 | 1551.767
results288.txt | 6545 HUITTINEN 400.00 | 0.1436 | -693.233 | 2245 | 1551.767 | 1408.167 | 1408.167
results288.txt | 6546 SALO 400.00 | 0.129 | -693.233 | 2245 | 1551.767 | 1422.767 | 1422.767
results288.txt | 6547 FORSSA 400.00 | 0.127 | -693.233 | 2245 | 1551.767 | 1424.767 | 1424.767
results288.txt | 6550 KOPULA 400.00 | 0.1028 | -693.233 | 2245 | 1551.767 | 1448.967 | 1448.967
results288.txt | 6552 TAMMISTO 400.00 | 0.1054 | -693.233 | 2245 | 1551.767 | 1446.367 | 1446.367
results288.txt | 6554 LÄNSISALMI 400.00 | 0.1005 | -693.233 | 2245 | 1551.767 | 1451.267 | 1451.267
results288.txt | 6555 INKOO 400.00 | 0.1171 | -693.233 | 2245 | 1551.767 | 1434.667 | 1434.667
results288.txt | 6556 ESPOO 400.00 | 0.1073 | -693.233 | 2245 | 1551.767 | 1444.467 | 1444.467
results288.txt | 6615 TAHKOLUOTO 400.00 | 0.1837 | -693.233 | 2245 | 1551.767 | 1368.067 | 1368.067
results288.txt | 6617 OLKILUOTO 400.00 | 0.161 | -693.233 | 2245 | 1551.767 | 1390.767 | 1390.767
results288.txt | 6618 RAUMA 400.00 | 0.159 | -693.233 | 2245 | 1551.767 | 1392.767 | 1392.767
results288.txt | 6619 ULVILA 400.00 | 0.1852 | -693.233 | 2245 | 1551.767 | 1366.567 | 1366.567
results288.txt | 6621 LIETO 400.00 | 0.1345 | -693.233 | 2245 | 1551.767 | 1417.267 | 1417.267
results288.txt | 6778 HIRVISUO 400.00 | 0.1712 | -693.233 | 2245 | 1551.767 | 1380.567 | 1380.567
results288.txt | 6780 ALAJÄRVI 400.00 | -0.1656 | -693.233 | 2245 | 1551.767 | 1717.367 | 1717.367
results288.txt | 6781 SEINÄJOKI 400.00 | 0.461 | -693.233 | 2245 | 1551.767 | 1090.767 | 1090.767
results288.txt | 6810 TUOVILA 400.00 | 0.3441 | -693.233 | 2245 | 1551.767 | 1207.667 | 1207.667
results288.txt | 6811 KRSITINESTAD400.00 | 0.2577 | -693.233 | 2245 | 1551.767 | 1294.067 | 1294.067
results288.txt | 9303 MUSALA 400.00 | 0.2576 | -693.233 | 2245 | 1551.767 | 1294.167 | 1294.167
results288.txt | 9305 KÄRPPIÖN 400.00 | 0.2843 | -693.233 | 2245 | 1551.767 | 1267.467 | 1267.467
results288.txt | 9306 HONKAJOEN 400.00 | 0.2399 | -693.233 | 2245 | 1551.767 | 1311.867 | 1311.867
results288.txt | 9309 NAANTALINSAL400.00 | 0.1344 | -693.233 | 2245 | 1551.767 | 1417.367 | 1417.367
results289.txt | PTI INTERACTIVE POWER SYSTEM SIMULATOR--PSS(R)E MON, MAY 29 2023 |  | 691.5976 | 2245 | 1553.4025
results289.txt | SENSITIVITY FACTORS ARE CALCULATED WITH AC |  | 691.5976 | 2245 | 1553.4025
results289.txt | SUBSYSTEM 'RESERV' IS USED FOR OPPOSING SYSTEM FOR MW POWER |  | 691.5976 | 2245 | 1553.4025
results289.txt | SENSITIVITY FACTORS OF BRANCH FLOW (MVA) ON 6796 BETÅSEN400 400.00 TO 6930 LETSI 400.00 6 MORE THAN | 0.1 | 691.5976 | 2245 | 1553.4025 | 1453.4024 | 1453.4024
results289.txt | <--------- BUS NAME --------> |  | 691.5976 | 2245 | 1553.4025
results289.txt | 5624 HERSLEV 400.00 | 0.1186 | 691.5976 | 2245 | 1553.4025 | 1434.8024 | 1434.8024
results289.txt | 5642 HOVEGARD 400.00 | 0.1183 | 691.5976 | 2245 | 1553.4025 | 1435.1024 | 1435.1024
results289.txt | 5646 BJAEVERSKOV4400.00 | 0.1182 | 691.5976 | 2245 | 1553.4025 | 1435.2024 | 1435.2024
results289.txt | 5645 BJAEVERSKOV2220.00 | 0.1177 | 691.5976 | 2245 | 1553.4025 | 1435.7024 | 1435.7024
results289.txt | 5657 ISHOJ400 400.00 | 0.1183 | 691.5976 | 2245 | 1553.4025 | 1435.1024 | 1435.1024
results289.txt | 5656 ISHOJ220 220.00 | 0.1187 | 691.5976 | 2245 | 1553.4025 | 1434.7024 | 1434.7024
results289.txt | 5660 AVEDOREVERK 400.00 | 0.1185 | 691.5976 | 2245 | 1553.4025 | 1434.9024 | 1434.9024
results289.txt | 5662 ORSTEDSVERKE400.00 | 0.1188 | 691.5976 | 2245 | 1553.4025 | 1434.6024 | 1434.6024
results289.txt | 5671 SEGE 400.00 | 0.1155 | 691.5976 | 2245 | 1553.4025 | 1437.9024 | 1437.9024
results289.txt | 5672 ARRIE 400.00 | 0.1155 | 691.5976 | 2245 | 1553.4025 | 1437.9024 | 1437.9024
results289.txt | 5673 KRUSEBERG 400.00 | 0.1154 | 691.5976 | 2245 | 1553.4025 | 1438.0024 | 1438.0024
results289.txt | 5676 WIND FARM 220.00 | 0.1137 | 691.5976 | 2245 | 1553.4025 | 1439.7024 | 1439.7024
results289.txt | 5845 ASNAESVERK 400.00 | 0.1184 | 691.5976 | 2245 | 1553.4025 | 1435.0024 | 1435.0024
results289.txt | 6314 TIMMERSDALA 400.00 | 0.1032 | 691.5976 | 2245 | 1553.4025 | 1450.2024 | 1450.2024
results289.txt | 6316 UDDEBO 400.00 | 0.1013 | 691.5976 | 2245 | 1553.4025 | 1452.1024 | 1452.1024
results289.txt | 6319 KYNDBYVERKER400.00 | 0.1182 | 691.5976 | 2245 | 1553.4025 | 1435.2024 | 1435.2024
results289.txt | 6324 GORLOSEGARD 400.00 | 0.1173 | 691.5976 | 2245 | 1553.4025 | 1436.1024 | 1436.1024
results289.txt | 6330 GELNTEGARD2 400.00 | 0.1194 | 691.5976 | 2245 | 1553.4025 | 1434.0024 | 1434.0024
results289.txt | 6334 GLENTEGARD 400.00 | 0.1198 | 691.5976 | 2245 | 1553.4025 | 1433.6024 | 1433.6024
results289.txt | 6335 SODERASEN 400.00 | 0.1143 | 691.5976 | 2245 | 1553.4025 | 1439.1024 | 1439.1024
results289.txt | 6337 BARSEBACK 400.00 | 0.1155 | 691.5976 | 2245 | 1553.4025 | 1437.9024 | 1437.9024
results289.txt | 6338 HURVA 400.00 | 0.1165 | 691.5976 | 2245 | 1553.4025 | 1436.9024 | 1436.9024
results289.txt | 6340 MOHOLM 220.00 | 0.1252 | 691.5976 | 2245 | 1553.4025 | 1428.2024 | 1428.2024
results289.txt | 6341 KOLSTAD 400.00 | 0.1156 | 691.5976 | 2245 | 1553.4025 | 1437.8024 | 1437.8024
results289.txt | 6342 TENHULT 400.00 | 0.1106 | 691.5976 | 2245 | 1553.4025 | 1442.8024 | 1442.8024
results289.txt | 6343 BARKERYD 400.00 | 0.1141 | 691.5976 | 2245 | 1553.4025 | 1439.3024 | 1439.3024
results289.txt | 6345 GLAN 400.00 | 0.1138 | 691.5976 | 2245 | 1553.4025 | 1439.6024 | 1439.6024
results289.txt | 6346 KIMSTAD 400.00 | 0.1144 | 691.5976 | 2245 | 1553.4025 | 1439.0024 | 1439.0024
results289.txt | 6348 OSKARSHAMN 400.00 | 0.1158 | 691.5976 | 2245 | 1553.4025 | 1437.6024 | 1437.6024
results289.txt | 6349 ALVESTA 400.00 | 0.1165 | 691.5976 | 2245 | 1553.4025 | 1436.9024 | 1436.9024
results289.txt | 6350 HEMSJO 400.00 | 0.1185 | 691.5976 | 2245 | 1553.4025 | 1434.9024 | 1434.9024
results289.txt | 6351 KARLSHAMN 400.00 | 0.1184 | 691.5976 | 2245 | 1553.4025 | 1435.0024 | 1435.0024
results289.txt | 6354 NYBRO 400.00 | 0.1194 | 691.5976 | 2245 | 1553.4025 | 1434.0024 | 1434.0024
results289.txt | 6571 VISULAHTI 400.00 | -0.1718 | 691.5976 | 2245 | 1553.4025 | 1725.2024 | 1725.2024
results289.txt | 6545 HUITTINEN 400.00 | -0.1705 | 691.5976 | 2245 | 1553.4025 | 1723.9024 | 1723.9024
results289.txt | 6572 KYMI 400.00 | -0.1712 | 691.5976 | 2245 | 1553.4025 | 1724.6024 | 1724.6024
results289.txt | 6546 SALO 400.00 | -0.1707 | 691.5976 | 2245 | 1553.4025 | 1724.1024 | 1724.1024
results289.txt | 6547 FORSSA 400.00 | -0.1707 | 691.5976 | 2245 | 1553.4025 | 1724.1024 | 1724.1024
results289.txt | 6548 KANGASALA 400.00 | -0.1709 | 691.5976 | 2245 | 1553.4025 | 1724.3024 | 1724.3024
results289.txt | 6549 LAVIANVOURI 400.00 | -0.171 | 691.5976 | 2245 | 1553.4025 | 1724.4024 | 1724.4024
results289.txt | 6550 KOPULA 400.00 | -0.1711 | 691.5976 | 2245 | 1553.4025 | 1724.5024 | 1724.5024
results289.txt | 6551 HIKIÄ 400.00 | -0.171 | 691.5976 | 2245 | 1553.4025 | 1724.4024 | 1724.4024
results289.txt | 6552 TAMMISTO 400.00 | -0.1708 | 691.5976 | 2245 | 1553.4025 | 1724.2024 | 1724.2024
results289.txt | 6553 NURMIJÄRVI 400.00 | -0.171 | 691.5976 | 2245 | 1553.4025 | 1724.4024 | 1724.4024
results289.txt | 6554 LÄNSISALMI 400.00 | -0.1709 | 691.5976 | 2245 | 1553.4025 | 1724.3024 | 1724.3024
results289.txt | 6555 INKOO 400.00 | -0.1708 | 691.5976 | 2245 | 1553.4025 | 1724.2024 | 1724.2024
results289.txt | 6556 ESPOO 400.00 | -0.1709 | 691.5976 | 2245 | 1553.4025 | 1724.3024 | 1724.3024
results289.txt | 6567 ANTTILA 400.00 | -0.171 | 691.5976 | 2245 | 1553.4025 | 1724.4024 | 1724.4024
results289.txt | 6569 KORIA 400.00 | -0.1712 | 691.5976 | 2245 | 1553.4025 | 1724.6024 | 1724.6024
results289.txt | 6570 LOVIISA 400.00 | -0.1708 | 691.5976 | 2245 | 1553.4025 | 1724.2024 | 1724.2024
results289.txt | 6573 YLLIKKÄLÄ 400.00 | -0.1716 | 691.5976 | 2245 | 1553.4025 | 1725.0024 | 1725.0024
results289.txt | 6580 SODERALA 220.00 | 0.1085 | 691.5976 | 2245 | 1553.4025 | 1444.9024 | 1444.9024
results289.txt | 6583 STACKBO400 400.00 | 0.1013 | 691.5976 | 2245 | 1553.4025 | 1452.1024 | 1452.1024
results289.txt | 6582 STACKBO220 220.00 | 0.1026 | 691.5976 | 2245 | 1553.4025 | 1450.8024 | 1450.8024
results289.txt | 6584 VALBO 220.00 | 0.1039 | 691.5976 | 2245 | 1553.4025 | 1449.5024 | 1449.5024
results289.txt | 6585 FINNBOLEHVDC400.00 | 0.1017 | 691.5976 | 2245 | 1553.4025 | 1451.7024 | 1451.7024
results289.txt | 6586 FINNBOLEHVDC400.00 | 0.1024 | 691.5976 | 2245 | 1553.4025 | 1451.0024 | 1451.0024
results289.txt | 6588 UNTRA 220.00 | 0.1056 | 691.5976 | 2245 | 1553.4025 | 1447.8024 | 1447.8024
results289.txt | 6592 STARFORS 220.00 | 0.1134 | 691.5976 | 2245 | 1553.4025 | 1440.0024 | 1440.0024
results289.txt | 6594 HAMRA400 400.00 | 0.1066 | 691.5976 | 2245 | 1553.4025 | 1446.8024 | 1446.8024
results289.txt | 6593 HAMRA220 220.00 | 0.1056 | 691.5976 | 2245 | 1553.4025 | 1447.8024 | 1447.8024
results289.txt | 6595 BREDAKER 220.00 | 0.1078 | 691.5976 | 2245 | 1553.4025 | 1445.6024 | 1445.6024
results289.txt | 6597 TUNA400 400.00 | 0.1039 | 691.5976 | 2245 | 1553.4025 | 1449.5024 | 1449.5024
results289.txt | 6596 TUNA220 220.00 | 0.1075 | 691.5976 | 2245 | 1553.4025 | 1445.9024 | 1445.9024
results289.txt | 6598 BOLANDERNA 220.00 | 0.1101 | 691.5976 | 2245 | 1553.4025 | 1443.3024 | 1443.3024
results289.txt | 6599 PLENNINGE 220.00 | 0.1095 | 691.5976 | 2245 | 1553.4025 | 1443.9024 | 1443.9024
results289.txt | 6600 AKER 400.00 | 0.1104 | 691.5976 | 2245 | 1553.4025 | 1443.0024 | 1443.0024
results289.txt | 6602 KOLBOTTEN400400.00 | 0.1061 | 691.5976 | 2245 | 1553.4025 | 1447.3024 | 1447.3024
results289.txt | 6601 KOLBOTTEN220220.00 | 0.1056 | 691.5976 | 2245 | 1553.4025 | 1447.8024 | 1447.8024
results289.txt | 6603 ODENSALA 400.00 | 0.1039 | 691.5976 | 2245 | 1553.4025 | 1449.5024 | 1449.5024
results289.txt | 6605 STOCKHOLM400400.00 | 0.1042 | 691.5976 | 2245 | 1553.4025 | 1449.2024 | 1449.2024
results289.txt | 6604 STOCKHOLM220220.00 | 0.1052 | 691.5976 | 2245 | 1553.4025 | 1448.2024 | 1448.2024
results289.txt | 6606 HALL 400.00 | 0.1067 | 691.5976 | 2245 | 1553.4025 | 1446.7024 | 1446.7024
results289.txt | 6608 EKUDDEN400 400.00 | 0.1066 | 691.5976 | 2245 | 1553.4025 | 1446.8024 | 1446.8024
results289.txt | 6607 EKUDDEN220 220.00 | 0.105 | 691.5976 | 2245 | 1553.4025 | 1448.4024 | 1448.4024
results289.txt | 6609 SOLBERGA 220.00 | 0.1051 | 691.5976 | 2245 | 1553.4025 | 1448.3024 | 1448.3024
results289.txt | 6610 GRASKA 220.00 | 0.1101 | 691.5976 | 2245 | 1553.4025 | 1443.3024 | 1443.3024
results289.txt | 6611 HALLSTAVIK 220.00 | 0.1101 | 691.5976 | 2245 | 1553.4025 | 1443.3024 | 1443.3024
results289.txt | 6613 MALSTA 220.00 | 0.1111 | 691.5976 | 2245 | 1553.4025 | 1442.3024 | 1442.3024
results289.txt | 6614 VALLENTUNA 220.00 | 0.1069 | 691.5976 | 2245 | 1553.4025 | 1446.5024 | 1446.5024
results289.txt | 6615 TAHKOLUOTO 400.00 | -0.1702 | 691.5976 | 2245 | 1553.4025 | 1723.6024 | 1723.6024
results289.txt | 6617 OLKILUOTO 400.00 | -0.1701 | 691.5976 | 2245 | 1553.4025 | 1723.5024 | 1723.5024
results289.txt | 6618 RAUMA 400.00 | -0.1701 | 691.5976 | 2245 | 1553.4025 | 1723.5024 | 1723.5024
results289.txt | 6619 ULVILA 400.00 | -0.1704 | 691.5976 | 2245 | 1553.4025 | 1723.8024 | 1723.8024
results289.txt | 6621 LIETO 400.00 | -0.1705 | 691.5976 | 2245 | 1553.4025 | 1723.9024 | 1723.9024
results289.txt | 6631 BASNA 400.00 | 0.1227 | 691.5976 | 2245 | 1553.4025 | 1430.7024 | 1430.7024
results289.txt | 6632 REPBACKEN 400.00 | 0.1227 | 691.5976 | 2245 | 1553.4025 | 1430.7024 | 1430.7024
results289.txt | 6633 DÖNJE 220.00 | 0.112 | 691.5976 | 2245 | 1553.4025 | 1441.4024 | 1441.4024
results289.txt | 6634 OCKELBO 220.00 | 0.1101 | 691.5976 | 2245 | 1553.4025 | 1443.3024 | 1443.3024
results289.txt | 6635 HOFORS 220.00 | 0.1108 | 691.5976 | 2245 | 1553.4025 | 1442.6024 | 1442.6024
results289.txt | 6636 HORNDAL 220.00 | 0.1082 | 691.5976 | 2245 | 1553.4025 | 1445.2024 | 1445.2024
results289.txt | 6637 MORGARDSH 400.00 | 0.1096 | 691.5976 | 2245 | 1553.4025 | 1443.8024 | 1443.8024
results289.txt | 6639 LINDBACKA400400.00 | 0.1126 | 691.5976 | 2245 | 1553.4025 | 1440.8024 | 1440.8024
results289.txt | 6638 LINDBACKA220220.00 | 0.111 | 691.5976 | 2245 | 1553.4025 | 1442.4024 | 1442.4024
results289.txt | 6641 HALLSBERG400400.00 | 0.113 | 691.5976 | 2245 | 1553.4025 | 1440.4024 | 1440.4024
results289.txt | 6640 HALLSBERG220220.00 | 0.113 | 691.5976 | 2245 | 1553.4025 | 1440.4024 | 1440.4024
results289.txt | 6642 OSTANSJO 400.00 | 0.1133 | 691.5976 | 2245 | 1553.4025 | 1440.1024 | 1440.1024
results289.txt | 6643 FINNSLATTEN 220.00 | 0.109 | 691.5976 | 2245 | 1553.4025 | 1444.4024 | 1444.4024
results289.txt | 6644 HIMMETA 220.00 | 0.1116 | 691.5976 | 2245 | 1553.4025 | 1441.8024 | 1441.8024
results289.txt | 6645 AROSVERKET 220.00 | 0.1116 | 691.5976 | 2245 | 1553.4025 | 1441.8024 | 1441.8024
results289.txt | 6646 HEDENLUNDA 400.00 | 0.1119 | 691.5976 | 2245 | 1553.4025 | 1441.5024 | 1441.5024
results289.txt | 6778 HIRVISUO 400.00 | -0.1711 | 691.5976 | 2245 | 1553.4025 | 1724.5024 | 1724.5024
results289.txt | 6779 UUSNIVALA 400.00 | -0.1715 | 691.5976 | 2245 | 1553.4025 | 1724.9024 | 1724.9024
results289.txt | 6780 ALAJÄRVI 400.00 | -0.1714 | 691.5976 | 2245 | 1553.4025 | 1724.8024 | 1724.8024
results289.txt | 6781 SEINÄJOKI 400.00 | -0.171 | 691.5976 | 2245 | 1553.4025 | 1724.4024 | 1724.4024
results289.txt | 6783 PETÄJÄV400 400.00 | -0.1714 | 691.5976 | 2245 | 1553.4025 | 1724.8024 | 1724.8024
results289.txt | 6782 PETÄJÄV220 220.00 | -0.1714 | 691.5976 | 2245 | 1553.4025 | 1724.8024 | 1724.8024
results289.txt | 6784 JÄMSÄ 220.00 | -0.1716 | 691.5976 | 2245 | 1553.4025 | 1725.0024 | 1725.0024
results289.txt | 6785 TOIVILA 400.00 | -0.1712 | 691.5976 | 2245 | 1553.4025 | 1724.6024 | 1724.6024
results289.txt | 6786 HAAPAVESI 220.00 | -0.1711 | 691.5976 | 2245 | 1553.4025 | 1724.5024 | 1724.5024
results289.txt | 6787 VUOLIJOKI 400.00 | -0.1719 | 691.5976 | 2245 | 1553.4025 | 1725.3024 | 1725.3024
results289.txt | 6788 ALAPITKÄ 400.00 | -0.1719 | 691.5976 | 2245 | 1553.4025 | 1725.3024 | 1725.3024
results289.txt | 6789 VIHTAVUORI 400.00 | -0.1716 | 691.5976 | 2245 | 1553.4025 | 1725.0024 | 1725.0024
results289.txt | 6790 HUUTOKOSKI 400.00 | -0.1719 | 691.5976 | 2245 | 1553.4025 | 1725.3024 | 1725.3024
results289.txt | 6791 TRATTBERGET 220.00 | 0.1182 | 691.5976 | 2245 | 1553.4025 | 1435.2024 | 1435.2024
results289.txt | 6792 HÄLLBY 220.00 | 0.1182 | 691.5976 | 2245 | 1553.4025 | 1435.2024 | 1435.2024
results289.txt | 6793 DEGERFORSEN 220.00 | 0.118 | 691.5976 | 2245 | 1553.4025 | 1435.4024 | 1435.4024
results289.txt | 6794 GUSELE 220.00 | 0.119 | 691.5976 | 2245 | 1553.4025 | 1434.4024 | 1434.4024
results289.txt | 6796 BETÅSEN400 400.00 | 0.1521 | 691.5976 | 2245 | 1553.4025 | 1401.3024 | 1401.3024
results289.txt | 6795 BETÅSEN220 220.00 | 0.1331 | 691.5976 | 2245 | 1553.4025 | 1420.3024 | 1420.3024
results289.txt | 6797 NÄMFORSEN 220.00 | 0.118 | 691.5976 | 2245 | 1553.4025 | 1435.4024 | 1435.4024
results289.txt | 6798 MOFORSEN 220.00 | 0.1151 | 691.5976 | 2245 | 1553.4025 | 1438.3024 | 1438.3024
results289.txt | 6800 FORSMO 220.00 | 0.1086 | 691.5976 | 2245 | 1553.4025 | 1444.8024 | 1444.8024
results289.txt | 6810 TUOVILA 400.00 | -0.1708 | 691.5976 | 2245 | 1553.4025 | 1724.2024 | 1724.2024
results289.txt | 6811 KRSITINESTAD400.00 | -0.1705 | 691.5976 | 2245 | 1553.4025 | 1723.9024 | 1723.9024
results289.txt | 6829 HAVSNÄS 220.00 | 0.1118 | 691.5976 | 2245 | 1553.4025 | 1441.6024 | 1441.6024
results289.txt | 6832 LÅNGBJÖRN400400.00 | 0.1104 | 691.5976 | 2245 | 1553.4025 | 1443.0024 | 1443.0024
results289.txt | 6831 LÅNGBJÖRN220220.00 | 0.1176 | 691.5976 | 2245 | 1553.4025 | 1435.8024 | 1435.8024
results289.txt | 6833 LASELE 220.00 | 0.127 | 691.5976 | 2245 | 1553.4025 | 1426.4024 | 1426.4024
results289.txt | 6838 RAMSELE 400.00 | 0.1012 | 691.5976 | 2245 | 1553.4025 | 1452.2024 | 1452.2024
results289.txt | 6839 KILFORSEN 400.00 | 0.1202 | 691.5976 | 2245 | 1553.4025 | 1433.2024 | 1433.2024
results289.txt | 6854 LJUSDAL 220.00 | 0.1166 | 691.5976 | 2245 | 1553.4025 | 1436.8024 | 1436.8024
results289.txt | 6903 SEITENOIKEA 220.00 | -0.1704 | 691.5976 | 2245 | 1553.4025 | 1723.8024 | 1723.8024
results289.txt | 6907 DJUPTJÄRN 400.00 | -0.1554 | 691.5976 | 2245 | 1553.4025 | 1708.8024 | 1708.8024
results289.txt | 6908 KEMINMAA 220.00 | -0.1707 | 691.5976 | 2245 | 1553.4025 | 1724.1024 | 1724.1024
results289.txt | 6909 ISOHAARA 400.00 | -0.1655 | 691.5976 | 2245 | 1553.4025 | 1718.9024 | 1718.9024
results289.txt | 6910 SUBSTATION 400.00 | -0.1655 | 691.5976 | 2245 | 1553.4025 | 1718.9024 | 1718.9024
results289.txt | 6911 JYLKKÄ 400.00 | -0.1714 | 691.5976 | 2245 | 1553.4025 | 1724.8024 | 1724.8024
results289.txt | 6912 VALAJASKO 220.00 | -0.1709 | 691.5976 | 2245 | 1553.4025 | 1724.3024 | 1724.3024
results289.txt | 6913 VANTTAUSKOSK220.00 | -0.171 | 691.5976 | 2245 | 1553.4025 | 1724.4024 | 1724.4024
results289.txt | 6915 PIRITTIK400 400.00 | -0.171 | 691.5976 | 2245 | 1553.4025 | 1724.4024 | 1724.4024
results289.txt | 6914 PIRITTK220 220.00 | -0.171 | 691.5976 | 2245 | 1553.4025 | 1724.4024 | 1724.4024
results289.txt | 6916 SEITAKORVA 220.00 | -0.1709 | 691.5976 | 2245 | 1553.4025 | 1724.3024 | 1724.3024
results289.txt | 6917 ISOKANGAS 400.00 | -0.1715 | 691.5976 | 2245 | 1553.4025 | 1724.9024 | 1724.9024
results289.txt | 6918 PIKKARALA 400.00 | -0.1713 | 691.5976 | 2245 | 1553.4025 | 1724.7024 | 1724.7024
results289.txt | 6920 PYHÄNSEL400 400.00 | -0.1717 | 691.5976 | 2245 | 1553.4025 | 1725.1024 | 1725.1024
results289.txt | 6919 PYHÄNSEL220 220.00 | -0.1717 | 691.5976 | 2245 | 1553.4025 | 1725.1024 | 1725.1024
results289.txt | 6921 PYHÄKOSI 220.00 | -0.1713 | 691.5976 | 2245 | 1553.4025 | 1724.7024 | 1724.7024
results289.txt | 6922 UTANEN 220.00 | -0.171 | 691.5976 | 2245 | 1553.4025 | 1724.4024 | 1724.4024
results289.txt | 6923 NUOJA 220.00 | -0.1708 | 691.5976 | 2245 | 1553.4025 | 1724.2024 | 1724.2024
results289.txt | 6927 STENKULLAFOR220.00 | 0.1164 | 691.5976 | 2245 | 1553.4025 | 1437.0024 | 1437.0024
results289.txt | 6928 ÅSELE 220.00 | 0.1162 | 691.5976 | 2245 | 1553.4025 | 1437.2024 | 1437.2024
results289.txt | 6930 LETSI 400.00 | -0.1877 | 691.5976 | 2245 | 1553.4025 | 1741.1024 | 1741.1024
results289.txt | 6931 SVARTBYN 400.00 | -0.147 | 691.5976 | 2245 | 1553.4025 | 1700.4024 | 1700.4024
results289.txt | 6933 RÅBÄCKEN 400.00 | -0.1004 | 691.5976 | 2245 | 1553.4025 | 1653.8024 | 1653.8024
results289.txt | 6943 LINNVASSELV 220.00 | 0.1062 | 691.5976 | 2245 | 1553.4025 | 1447.2024 | 1447.2024
results289.txt | 6948 BLÅSJÖN 220.00 | 0.1066 | 691.5976 | 2245 | 1553.4025 | 1446.8024 | 1446.8024
results289.txt | 6949 JUNSTERF 220.00 | 0.107 | 691.5976 | 2245 | 1553.4025 | 1446.4024 | 1446.4024
results289.txt | 6950 GÄDDEDE 220.00 | 0.1074 | 691.5976 | 2245 | 1553.4025 | 1446.0024 | 1446.0024
results289.txt | 6951 KORSELBRÄNNA220.00 | 0.1065 | 691.5976 | 2245 | 1553.4025 | 1446.9024 | 1446.9024
results289.txt | 6952 BÅGEDE 220.00 | 0.1092 | 691.5976 | 2245 | 1553.4025 | 1444.2024 | 1444.2024
results289.txt | 6953 STALON 220.00 | 0.1049 | 691.5976 | 2245 | 1553.4025 | 1448.5024 | 1448.5024
results289.txt | 6954 STORBÄCK 220.00 | 0.1061 | 691.5976 | 2245 | 1553.4025 | 1447.3024 | 1447.3024
results289.txt | 6990 ISONIEMI 220.00 | -0.1724 | 691.5976 | 2245 | 1553.4025 | 1725.8024 | 1725.8024
results289.txt | 6992 IVALO 220.00 | -0.1742 | 691.5976 | 2245 | 1553.4025 | 1727.6024 | 1727.6024
results289.txt | 6993 KUOLAJÄRVI 220.00 | -0.1726 | 691.5976 | 2245 | 1553.4025 | 1726.0024 | 1726.0024
results289.txt | 6994 VAJUKOSKI 220.00 | -0.1727 | 691.5976 | 2245 | 1553.4025 | 1726.1024 | 1726.1024
results289.txt | 6995 KOKKOSNIVA 220.00 | -0.1723 | 691.5976 | 2245 | 1553.4025 | 1725.7024 | 1725.7024
results289.txt | 7001 SEITEVARE 400.00 | -0.1473 | 691.5976 | 2245 | 1553.4025 | 1700.7024 | 1700.7024
results289.txt | 7002 PORJUS 400.00 | -0.1228 | 691.5976 | 2245 | 1553.4025 | 1676.2024 | 1676.2024
results289.txt | 7003 HARSPÅNGET 400.00 | -0.1405 | 691.5976 | 2245 | 1553.4025 | 1693.9024 | 1693.9024
results289.txt | 7004 LIGGA 400.00 | -0.1473 | 691.5976 | 2245 | 1553.4025 | 1700.7024 | 1700.7024
results289.txt | 7005 MESSAURE 400.00 | -0.167 | 691.5976 | 2245 | 1553.4025 | 1720.4024 | 1720.4024
results289.txt | 7010 VARANGERBOT 220.00 | -0.1755 | 691.5976 | 2245 | 1553.4025 | 1728.9024 | 1728.9024
results289.txt | 7018 UTSJOKI 220.00 | -0.1753 | 691.5976 | 2245 | 1553.4025 | 1728.7024 | 1728.7024
results289.txt | 7054 OSSAUSKOSKI 220.00 | -0.1707 | 691.5976 | 2245 | 1553.4025 | 1724.1024 | 1724.1024
results289.txt | 7056 PETÄJÄSKO 400.00 | -0.1709 | 691.5976 | 2245 | 1553.4025 | 1724.3024 | 1724.3024
results289.txt | 7055 PETÄJÄSKO 220.00 | -0.1709 | 691.5976 | 2245 | 1553.4025 | 1724.3024 | 1724.3024
results289.txt | 8426 JOINT 220.00 | 0.1183 | 691.5976 | 2245 | 1553.4025 | 1435.1024 | 1435.1024
results289.txt | 8830 JOINT 220.00 | 0.118 | 691.5976 | 2245 | 1553.4025 | 1435.4024 | 1435.4024
results289.txt | 8424 JOINT 220.00 | 0.1075 | 691.5976 | 2245 | 1553.4025 | 1445.9024 | 1445.9024
results289.txt | 8861 JOINT 400.00 | 0.1057 | 691.5976 | 2245 | 1553.4025 | 1447.7024 | 1447.7024
results289.txt | 8579 JOINT 220.00 | -0.171 | 691.5976 | 2245 | 1553.4025 | 1724.4024 | 1724.4024
results289.txt | 8284 JOINT 220.00 | 0.1151 | 691.5976 | 2245 | 1553.4025 | 1438.3024 | 1438.3024
results289.txt | 8817 JOINT 220.00 | 0.1166 | 691.5976 | 2245 | 1553.4025 | 1436.8024 | 1436.8024
results289.txt | 7429 JOINT 220.00 | 0.1141 | 691.5976 | 2245 | 1553.4025 | 1439.3024 | 1439.3024
results289.txt | 8526 JOINT 220.00 | 0.1071 | 691.5976 | 2245 | 1553.4025 | 1446.3024 | 1446.3024
results289.txt | 8799 JOINT 220.00 | 0.1069 | 691.5976 | 2245 | 1553.4025 | 1446.5024 | 1446.5024
results289.txt | 7140 JOINT 220.00 | -0.1752 | 691.5976 | 2245 | 1553.4025 | 1728.6024 | 1728.6024
results289.txt | 8504 JOINT 220.00 | 0.112 | 691.5976 | 2245 | 1553.4025 | 1441.4024 | 1441.4024
results289.txt | 8256 JOINT 400.00 | -0.1473 | 691.5976 | 2245 | 1553.4025 | 1700.7024 | 1700.7024
results289.txt | 8845 JOINT 220.00 | 0.111 | 691.5976 | 2245 | 1553.4025 | 1442.4024 | 1442.4024
results289.txt | 8691 JOINT 220.00 | 0.1092 | 691.5976 | 2245 | 1553.4025 | 1444.2024 | 1444.2024
results289.txt | 8723 JOINT 220.00 | 0.1061 | 691.5976 | 2245 | 1553.4025 | 1447.3024 | 1447.3024
results289.txt | 1052 BREARED 400.00 | 0.1037 | 691.5976 | 2245 | 1553.4025 | 1449.7024 | 1449.7024
results289.txt | 1053 HÄRADSBO 400.00 | 0.1052 | 691.5976 | 2245 | 1553.4025 | 1448.2024 | 1448.2024
results289.txt | 9401 HAGESKRUV 400.00 | 0.1159 | 691.5976 | 2245 | 1553.4025 | 1437.5024 | 1437.5024
results289.txt | 9404 GÄDDTJÄRN 400.00 | 0.1296 | 691.5976 | 2245 | 1553.4025 | 1423.8024 | 1423.8024
results289.txt | 9405 GRÖNVIKEN 400.00 | 0.1016 | 691.5976 | 2245 | 1553.4025 | 1451.8024 | 1451.8024
results289.txt | 9408 HÄLLBERGET 400.00 | -0.1817 | 691.5976 | 2245 | 1553.4025 | 1735.1024 | 1735.1024
results289.txt | 9301 KEMIJÄRVI 220.00 | -0.1713 | 691.5976 | 2245 | 1553.4025 | 1724.7024 | 1724.7024
results289.txt | 9302 KEMINMAA 400.00 | -0.1788 | 691.5976 | 2245 | 1553.4025 | 1732.2024 | 1732.2024
results289.txt | 9304 LUMIJÄRVI 400.00 | -0.1714 | 691.5976 | 2245 | 1553.4025 | 1724.8024 | 1724.8024
results289.txt | 9303 MUSALA 400.00 | -0.1709 | 691.5976 | 2245 | 1553.4025 | 1724.3024 | 1724.3024
results289.txt | 9305 KÄRPPIÖN 400.00 | -0.1706 | 691.5976 | 2245 | 1553.4025 | 1724.0024 | 1724.0024
results289.txt | 9306 HONKAJOEN 400.00 | -0.1705 | 691.5976 | 2245 | 1553.4025 | 1723.9024 | 1723.9024
results289.txt | 9307 KONTIOLAHTI 400.00 | -0.1718 | 691.5976 | 2245 | 1553.4025 | 1725.2024 | 1725.2024
results289.txt | 9308 ORIMATTILAN 400.00 | -0.171 | 691.5976 | 2245 | 1553.4025 | 1724.4024 | 1724.4024
results289.txt | 9309 NAANTALINSAL400.00 | -0.1705 | 691.5976 | 2245 | 1553.4025 | 1723.9024 | 1723.9024
results289.txt | 9410 HORNDAL 400.00 | 0.1108 | 691.5976 | 2245 | 1553.4025 | 1442.6024 | 1442.6024
results289.txt | 9411 MUNGA 400.00 | 0.1074 | 691.5976 | 2245 | 1553.4025 | 1446.0024 | 1446.0024
results289.txt | 9412 FALLVIKEN 400.00 | 0.112 | 691.5976 | 2245 | 1553.4025 | 1441.4024 | 1441.4024
results290.txt | PTI INTERACTIVE POWER SYSTEM SIMULATOR--PSS(R)E MON, MAY 29 2023 |  | -18.0044 | 1571.5 | 1553.4956
results290.txt | SENSITIVITY FACTORS ARE CALCULATED WITH AC |  | -18.0044 | 1571.5 | 1553.4956
results290.txt | SUBSYSTEM 'RESERV' IS USED FOR OPPOSING SYSTEM FOR MW POWER |  | -18.0044 | 1571.5 | 1553.4956
results290.txt | SENSITIVITY FACTORS OF BRANCH FLOW (MVA) ON 6663 AURLAND400 400.00 TO 6664 AURLAND2 400.00 1 MORE THAN | 0.1 | -18.0044 | 1571.5 | 1553.4956 | 1453.4956 | 1453.4956
results290.txt | <--------- BUS NAME --------> |  | -18.0044 | 1571.5 | 1553.4956
results290.txt | 6664 AURLAND2 400.00 | 0.9798 | -18.0044 | 1571.5 | 1553.4956 | 573.6956 | 573.6956
results291.txt | PTI INTERACTIVE POWER SYSTEM SIMULATOR--PSS(R)E MON, MAY 29 2023 |  | -691.2806 | 2245 | 1553.7194
results291.txt | SENSITIVITY FACTORS ARE CALCULATED WITH AC |  | -691.2806 | 2245 | 1553.7194
results291.txt | SUBSYSTEM 'RESERV' IS USED FOR OPPOSING SYSTEM FOR MW POWER |  | -691.2806 | 2245 | 1553.7194
results291.txt | SENSITIVITY FACTORS OF BRANCH FLOW (MVA) ON 6815 HÖGÅSEN 400.00 TO 7061 NEA 400.00 2 MORE THAN | 0.1 | -691.2806 | 2245 | 1553.7194 | 1453.7194 | 1453.7194
results291.txt | <--------- BUS NAME --------> |  | -691.2806 | 2245 | 1553.7194
results291.txt | 5624 HERSLEV 400.00 | -0.1095 | -691.2806 | 2245 | 1553.7194 | 1663.2194 | 1663.2194
results291.txt | 5642 HOVEGARD 400.00 | -0.1095 | -691.2806 | 2245 | 1553.7194 | 1663.2194 | 1663.2194
results291.txt | 5646 BJAEVERSKOV4400.00 | -0.1095 | -691.2806 | 2245 | 1553.7194 | 1663.2194 | 1663.2194
results291.txt | 5645 BJAEVERSKOV2220.00 | -0.1095 | -691.2806 | 2245 | 1553.7194 | 1663.2194 | 1663.2194
results291.txt | 5657 ISHOJ400 400.00 | -0.1095 | -691.2806 | 2245 | 1553.7194 | 1663.2194 | 1663.2194
results291.txt | 5656 ISHOJ220 220.00 | -0.1096 | -691.2806 | 2245 | 1553.7194 | 1663.3194 | 1663.3194
results291.txt | 5660 AVEDOREVERK 400.00 | -0.1095 | -691.2806 | 2245 | 1553.7194 | 1663.2194 | 1663.2194
results291.txt | 5662 ORSTEDSVERKE400.00 | -0.1096 | -691.2806 | 2245 | 1553.7194 | 1663.3194 | 1663.3194
results291.txt | 5671 SEGE 400.00 | -0.1122 | -691.2806 | 2245 | 1553.7194 | 1665.9194 | 1665.9194
results291.txt | 5672 ARRIE 400.00 | -0.1122 | -691.2806 | 2245 | 1553.7194 | 1665.9194 | 1665.9194
results291.txt | 5673 KRUSEBERG 400.00 | -0.1122 | -691.2806 | 2245 | 1553.7194 | 1665.9194 | 1665.9194
results291.txt | 5676 WIND FARM 220.00 | -0.109 | -691.2806 | 2245 | 1553.7194 | 1662.7194 | 1662.7194
results291.txt | 5845 ASNAESVERK 400.00 | -0.1095 | -691.2806 | 2245 | 1553.7194 | 1663.2194 | 1663.2194
results291.txt | 6312 RINGHALS 400.00 | -0.1018 | -691.2806 | 2245 | 1553.7194 | 1655.5194 | 1655.5194
results291.txt | 6313 STROMMA 400.00 | -0.1003 | -691.2806 | 2245 | 1553.7194 | 1654.0194 | 1654.0194
results291.txt | 6314 TIMMERSDALA 400.00 | -0.1149 | -691.2806 | 2245 | 1553.7194 | 1668.6194 | 1668.6194
results291.txt | 6315 HORRED 400.00 | -0.1032 | -691.2806 | 2245 | 1553.7194 | 1656.9194 | 1656.9194
results291.txt | 6316 UDDEBO 400.00 | -0.1069 | -691.2806 | 2245 | 1553.7194 | 1660.6194 | 1660.6194
results291.txt | 6319 KYNDBYVERKER400.00 | -0.1095 | -691.2806 | 2245 | 1553.7194 | 1663.2194 | 1663.2194
results291.txt | 6324 GORLOSEGARD 400.00 | -0.1094 | -691.2806 | 2245 | 1553.7194 | 1663.1194 | 1663.1194
results291.txt | 6330 GELNTEGARD2 400.00 | -0.1096 | -691.2806 | 2245 | 1553.7194 | 1663.3194 | 1663.3194
results291.txt | 6334 GLENTEGARD 400.00 | -0.1097 | -691.2806 | 2245 | 1553.7194 | 1663.4194 | 1663.4194
results291.txt | 6335 SODERASEN 400.00 | -0.1091 | -691.2806 | 2245 | 1553.7194 | 1662.8194 | 1662.8194
results291.txt | 6337 BARSEBACK 400.00 | -0.1118 | -691.2806 | 2245 | 1553.7194 | 1665.5194 | 1665.5194
results291.txt | 6338 HURVA 400.00 | -0.1133 | -691.2806 | 2245 | 1553.7194 | 1667.0194 | 1667.0194
results291.txt | 6340 MOHOLM 220.00 | -0.1317 | -691.2806 | 2245 | 1553.7194 | 1685.4194 | 1685.4194
results291.txt | 6341 KOLSTAD 400.00 | -0.1221 | -691.2806 | 2245 | 1553.7194 | 1675.8194 | 1675.8194
results291.txt | 6342 TENHULT 400.00 | -0.1145 | -691.2806 | 2245 | 1553.7194 | 1668.2194 | 1668.2194
results291.txt | 6343 BARKERYD 400.00 | -0.1191 | -691.2806 | 2245 | 1553.7194 | 1672.8194 | 1672.8194
results291.txt | 6345 GLAN 400.00 | -0.1256 | -691.2806 | 2245 | 1553.7194 | 1679.3194 | 1679.3194
results291.txt | 6346 KIMSTAD 400.00 | -0.1257 | -691.2806 | 2245 | 1553.7194 | 1679.4194 | 1679.4194
results291.txt | 6348 OSKARSHAMN 400.00 | -0.1204 | -691.2806 | 2245 | 1553.7194 | 1674.1194 | 1674.1194
results291.txt | 6349 ALVESTA 400.00 | -0.1162 | -691.2806 | 2245 | 1553.7194 | 1669.9194 | 1669.9194
results291.txt | 6350 HEMSJO 400.00 | -0.1169 | -691.2806 | 2245 | 1553.7194 | 1670.6194 | 1670.6194
results291.txt | 6351 KARLSHAMN 400.00 | -0.1169 | -691.2806 | 2245 | 1553.7194 | 1670.6194 | 1670.6194
results291.txt | 6354 NYBRO 400.00 | -0.1184 | -691.2806 | 2245 | 1553.7194 | 1672.1194 | 1672.1194
results291.txt | 6580 SODERALA 220.00 | -0.1309 | -691.2806 | 2245 | 1553.7194 | 1684.6194 | 1684.6194
results291.txt | 6581 ANGSBERG 400.00 | -0.1293 | -691.2806 | 2245 | 1553.7194 | 1683.0194 | 1683.0194
results291.txt | 6583 STACKBO400 400.00 | -0.1296 | -691.2806 | 2245 | 1553.7194 | 1683.3194 | 1683.3194
results291.txt | 6582 STACKBO220 220.00 | -0.1298 | -691.2806 | 2245 | 1553.7194 | 1683.5194 | 1683.5194
results291.txt | 6584 VALBO 220.00 | -0.13 | -691.2806 | 2245 | 1553.7194 | 1683.7194 | 1683.7194
results291.txt | 6585 FINNBOLEHVDC400.00 | -0.1296 | -691.2806 | 2245 | 1553.7194 | 1683.3194 | 1683.3194
results291.txt | 6586 FINNBOLEHVDC400.00 | -0.1297 | -691.2806 | 2245 | 1553.7194 | 1683.4194 | 1683.4194
results291.txt | 6588 UNTRA 220.00 | -0.1303 | -691.2806 | 2245 | 1553.7194 | 1684.0194 | 1684.0194
results291.txt | 6589 DANNEBO 400.00 | -0.129 | -691.2806 | 2245 | 1553.7194 | 1682.7194 | 1682.7194
results291.txt | 6591 FORSMARK 400.00 | -0.1289 | -691.2806 | 2245 | 1553.7194 | 1682.6194 | 1682.6194
results291.txt | 6592 STARFORS 220.00 | -0.132 | -691.2806 | 2245 | 1553.7194 | 1685.7194 | 1685.7194
results291.txt | 6594 HAMRA400 400.00 | -0.1301 | -691.2806 | 2245 | 1553.7194 | 1683.8194 | 1683.8194
results291.txt | 6593 HAMRA220 220.00 | -0.1298 | -691.2806 | 2245 | 1553.7194 | 1683.5194 | 1683.5194
results291.txt | 6595 BREDAKER 220.00 | -0.1305 | -691.2806 | 2245 | 1553.7194 | 1684.2194 | 1684.2194
results291.txt | 6597 TUNA400 400.00 | -0.1297 | -691.2806 | 2245 | 1553.7194 | 1683.4194 | 1683.4194
results291.txt | 6596 TUNA220 220.00 | -0.1305 | -691.2806 | 2245 | 1553.7194 | 1684.2194 | 1684.2194
results291.txt | 6598 BOLANDERNA 220.00 | -0.1309 | -691.2806 | 2245 | 1553.7194 | 1684.6194 | 1684.6194
results291.txt | 6599 PLENNINGE 220.00 | -0.1307 | -691.2806 | 2245 | 1553.7194 | 1684.4194 | 1684.4194
results291.txt | 6600 AKER 400.00 | -0.1286 | -691.2806 | 2245 | 1553.7194 | 1682.3194 | 1682.3194
results291.txt | 6602 KOLBOTTEN400400.00 | -0.1296 | -691.2806 | 2245 | 1553.7194 | 1683.3194 | 1683.3194
results291.txt | 6601 KOLBOTTEN220220.00 | -0.1297 | -691.2806 | 2245 | 1553.7194 | 1683.4194 | 1683.4194
results291.txt | 6603 ODENSALA 400.00 | -0.1296 | -691.2806 | 2245 | 1553.7194 | 1683.3194 | 1683.3194
results291.txt | 6605 STOCKHOLM400400.00 | -0.1297 | -691.2806 | 2245 | 1553.7194 | 1683.4194 | 1683.4194
results291.txt | 6604 STOCKHOLM220220.00 | -0.1296 | -691.2806 | 2245 | 1553.7194 | 1683.3194 | 1683.3194
results291.txt | 6606 HALL 400.00 | -0.1294 | -691.2806 | 2245 | 1553.7194 | 1683.1194 | 1683.1194
results291.txt | 6608 EKUDDEN400 400.00 | -0.1294 | -691.2806 | 2245 | 1553.7194 | 1683.1194 | 1683.1194
results291.txt | 6607 EKUDDEN220 220.00 | -0.1296 | -691.2806 | 2245 | 1553.7194 | 1683.3194 | 1683.3194
results291.txt | 6609 SOLBERGA 220.00 | -0.1296 | -691.2806 | 2245 | 1553.7194 | 1683.3194 | 1683.3194
results291.txt | 6610 GRASKA 220.00 | -0.131 | -691.2806 | 2245 | 1553.7194 | 1684.7194 | 1684.7194
results291.txt | 6611 HALLSTAVIK 220.00 | -0.131 | -691.2806 | 2245 | 1553.7194 | 1684.7194 | 1684.7194
results291.txt | 6613 MALSTA 220.00 | -0.1312 | -691.2806 | 2245 | 1553.7194 | 1684.9194 | 1684.9194
results291.txt | 6614 VALLENTUNA 220.00 | -0.13 | -691.2806 | 2245 | 1553.7194 | 1683.7194 | 1683.7194
results291.txt | 6630 BORGVIK 400.00 | -0.1028 | -691.2806 | 2245 | 1553.7194 | 1656.5194 | 1656.5194
results291.txt | 6631 BASNA 400.00 | -0.1314 | -691.2806 | 2245 | 1553.7194 | 1685.1194 | 1685.1194
results291.txt | 6632 REPBACKEN 400.00 | -0.1314 | -691.2806 | 2245 | 1553.7194 | 1685.1194 | 1685.1194
results291.txt | 6633 DÖNJE 220.00 | -0.1316 | -691.2806 | 2245 | 1553.7194 | 1685.3194 | 1685.3194
results291.txt | 6634 OCKELBO 220.00 | -0.1314 | -691.2806 | 2245 | 1553.7194 | 1685.1194 | 1685.1194
results291.txt | 6635 HOFORS 220.00 | -0.1318 | -691.2806 | 2245 | 1553.7194 | 1685.5194 | 1685.5194
results291.txt | 6636 HORNDAL 220.00 | -0.131 | -691.2806 | 2245 | 1553.7194 | 1684.7194 | 1684.7194
results291.txt | 6637 MORGARDSH 400.00 | -0.1392 | -691.2806 | 2245 | 1553.7194 | 1692.9194 | 1692.9194
results291.txt | 6639 LINDBACKA400400.00 | -0.1314 | -691.2806 | 2245 | 1553.7194 | 1685.1194 | 1685.1194
results291.txt | 6638 LINDBACKA220220.00 | -0.1312 | -691.2806 | 2245 | 1553.7194 | 1684.9194 | 1684.9194
results291.txt | 6641 HALLSBERG400400.00 | -0.1294 | -691.2806 | 2245 | 1553.7194 | 1683.1194 | 1683.1194
results291.txt | 6640 HALLSBERG220220.00 | -0.1294 | -691.2806 | 2245 | 1553.7194 | 1683.1194 | 1683.1194
results291.txt | 6642 OSTANSJO 400.00 | -0.1293 | -691.2806 | 2245 | 1553.7194 | 1683.0194 | 1683.0194
results291.txt | 6643 FINNSLATTEN 220.00 | -0.1309 | -691.2806 | 2245 | 1553.7194 | 1684.6194 | 1684.6194
results291.txt | 6644 HIMMETA 220.00 | -0.1314 | -691.2806 | 2245 | 1553.7194 | 1685.1194 | 1685.1194
results291.txt | 6645 AROSVERKET 220.00 | -0.1314 | -691.2806 | 2245 | 1553.7194 | 1685.1194 | 1685.1194
results291.txt | 6646 HEDENLUNDA 400.00 | -0.1272 | -691.2806 | 2245 | 1553.7194 | 1680.9194 | 1680.9194
results291.txt | 6791 TRATTBERGET 220.00 | -0.1412 | -691.2806 | 2245 | 1553.7194 | 1694.9194 | 1694.9194
results291.txt | 6792 HÄLLBY 220.00 | -0.1412 | -691.2806 | 2245 | 1553.7194 | 1694.9194 | 1694.9194
results291.txt | 6793 DEGERFORSEN 220.00 | -0.1409 | -691.2806 | 2245 | 1553.7194 | 1694.6194 | 1694.6194
results291.txt | 6794 GUSELE 220.00 | -0.1413 | -691.2806 | 2245 | 1553.7194 | 1695.0194 | 1695.0194
results291.txt | 6796 BETÅSEN400 400.00 | -0.1334 | -691.2806 | 2245 | 1553.7194 | 1687.1194 | 1687.1194
results291.txt | 6795 BETÅSEN220 220.00 | -0.1428 | -691.2806 | 2245 | 1553.7194 | 1696.5194 | 1696.5194
results291.txt | 6797 NÄMFORSEN 220.00 | -0.1466 | -691.2806 | 2245 | 1553.7194 | 1700.3194 | 1700.3194
results291.txt | 6798 MOFORSEN 220.00 | -0.1479 | -691.2806 | 2245 | 1553.7194 | 1701.6194 | 1701.6194
results291.txt | 6799 HJÄLTA220 220.00 | -0.1609 | -691.2806 | 2245 | 1553.7194 | 1714.6194 | 1714.6194
results291.txt | 6800 FORSMO 220.00 | -0.1504 | -691.2806 | 2245 | 1553.7194 | 1704.1194 | 1704.1194
results291.txt | 6801 FORSSE 220.00 | -0.1585 | -691.2806 | 2245 | 1553.7194 | 1712.2194 | 1712.2194
results291.txt | 6802 HJÄLTA 400.00 | -0.1284 | -691.2806 | 2245 | 1553.7194 | 1682.1194 | 1682.1194
results291.txt | 6803 MOLIDEN 400.00 | -0.1207 | -691.2806 | 2245 | 1553.7194 | 1674.4194 | 1674.4194
results291.txt | 6804 JARKVISSLE 220.00 | -0.1603 | -691.2806 | 2245 | 1553.7194 | 1714.0194 | 1714.0194
results291.txt | 6805 NYSATER 400.00 | -0.1283 | -691.2806 | 2245 | 1553.7194 | 1682.0194 | 1682.0194
results291.txt | 6806 HALLSJO 220.00 | -0.1602 | -691.2806 | 2245 | 1553.7194 | 1713.9194 | 1713.9194
results291.txt | 6807 BANDSJO 400.00 | -0.1283 | -691.2806 | 2245 | 1553.7194 | 1682.0194 | 1682.0194
results291.txt | 6808 VAPLE 220.00 | -0.1599 | -691.2806 | 2245 | 1553.7194 | 1713.6194 | 1713.6194
results291.txt | 6809 STORNORRFORS400.00 | -0.1162 | -691.2806 | 2245 | 1553.7194 | 1669.9194 | 1669.9194
results291.txt | 6812 OGNDAL 400.00 | 0.247 | -691.2806 | 2245 | 1553.7194 | 1306.7194 | 1306.7194
results291.txt | 6814 VERDAL400 400.00 | 0.2634 | -691.2806 | 2245 | 1553.7194 | 1290.3194 | 1290.3194
results291.txt | 6813 VERDAL300 400.00 | 0.2634 | -691.2806 | 2245 | 1553.7194 | 1290.3194 | 1290.3194
results291.txt | 6815 HÖGÅSEN 400.00 | -0.4225 | -691.2806 | 2245 | 1553.7194 | 1976.2194 | 1976.2194
results291.txt | 6816 JUVLEN 220.00 | -0.2821 | -691.2806 | 2245 | 1553.7194 | 1835.8194 | 1835.8194
results291.txt | 6817 STENSJÖN 220.00 | -0.2803 | -691.2806 | 2245 | 1553.7194 | 1834.0194 | 1834.0194
results291.txt | 6818 OLDEN 220.00 | -0.2804 | -691.2806 | 2245 | 1553.7194 | 1834.1194 | 1834.1194
results291.txt | 6820 JÄRPSTR400 400.00 | -0.33 | -691.2806 | 2245 | 1553.7194 | 1883.7194 | 1883.7194
results291.txt | 6819 JÄRPSTR220 220.00 | -0.2839 | -691.2806 | 2245 | 1553.7194 | 1837.6194 | 1837.6194
results291.txt | 6821 MÖRSIL 220.00 | -0.2696 | -691.2806 | 2245 | 1553.7194 | 1823.3194 | 1823.3194
results291.txt | 6822 SÄLLSJÖ 220.00 | -0.2693 | -691.2806 | 2245 | 1553.7194 | 1823.0194 | 1823.0194
results291.txt | 6823 LANGA 220.00 | -0.1559 | -691.2806 | 2245 | 1553.7194 | 1709.6194 | 1709.6194
results291.txt | 6824 TRANGFARS 220.00 | -0.159 | -691.2806 | 2245 | 1553.7194 | 1712.7194 | 1712.7194
results291.txt | 6825 NORDIASEN 220.00 | -0.1583 | -691.2806 | 2245 | 1553.7194 | 1712.0194 | 1712.0194
results291.txt | 6826 KATTSTRUPEF 220.00 | -0.2156 | -691.2806 | 2245 | 1553.7194 | 1769.3194 | 1769.3194
results291.txt | 6828 MIDSKOG400 400.00 | -0.1682 | -691.2806 | 2245 | 1553.7194 | 1721.9194 | 1721.9194
results291.txt | 6827 MIDSKOG220 220.00 | -0.1954 | -691.2806 | 2245 | 1553.7194 | 1749.1194 | 1749.1194
results291.txt | 6829 HAVSNÄS 220.00 | -0.1394 | -691.2806 | 2245 | 1553.7194 | 1693.1194 | 1693.1194
results291.txt | 6830 STORFINNSF 400.00 | -0.1433 | -691.2806 | 2245 | 1553.7194 | 1697.0194 | 1697.0194
results291.txt | 6832 LÅNGBJÖRN400400.00 | -0.1386 | -691.2806 | 2245 | 1553.7194 | 1692.3194 | 1692.3194
results291.txt | 6831 LÅNGBJÖRN220220.00 | -0.1407 | -691.2806 | 2245 | 1553.7194 | 1694.4194 | 1694.4194
results291.txt | 6833 LASELE 220.00 | -0.1437 | -691.2806 | 2245 | 1553.7194 | 1697.4194 | 1697.4194
results291.txt | 6834 STUGUN 220.00 | -0.1821 | -691.2806 | 2245 | 1553.7194 | 1735.8194 | 1735.8194
results291.txt | 6835 NÄVEREDE 220.00 | -0.1882 | -691.2806 | 2245 | 1553.7194 | 1741.9194 | 1741.9194
results291.txt | 6836 GAMMALÄNGE 220.00 | -0.1734 | -691.2806 | 2245 | 1553.7194 | 1727.1194 | 1727.1194
results291.txt | 6837 KRÅNGEDE 220.00 | -0.1735 | -691.2806 | 2245 | 1553.7194 | 1727.2194 | 1727.2194
results291.txt | 6872 AURA2300 400.00 | 0.1908 | -691.2806 | 2245 | 1553.7194 | 1362.9194 | 1362.9194
results291.txt | 6838 RAMSELE 400.00 | -0.1416 | -691.2806 | 2245 | 1553.7194 | 1695.3194 | 1695.3194
results291.txt | 6839 KILFORSEN 400.00 | -0.1357 | -691.2806 | 2245 | 1553.7194 | 1689.4194 | 1689.4194
results291.txt | 6840 SVARTHÅLSF 220.00 | -0.1695 | -691.2806 | 2245 | 1553.7194 | 1723.2194 | 1723.2194
results291.txt | 6841 STADSFORSEN 220.00 | -0.1609 | -691.2806 | 2245 | 1553.7194 | 1714.6194 | 1714.6194
results291.txt | 6843 RATANSKV400 400.00 | -0.1525 | -691.2806 | 2245 | 1553.7194 | 1706.2194 | 1706.2194
results291.txt | 6842 RATANSKV220 220.00 | -0.1608 | -691.2806 | 2245 | 1553.7194 | 1714.5194 | 1714.5194
results291.txt | 6844 RATAN 400.00 | -0.1523 | -691.2806 | 2245 | 1553.7194 | 1706.0194 | 1706.0194
results291.txt | 6845 TURINGE 220.00 | -0.1606 | -691.2806 | 2245 | 1553.7194 | 1714.3194 | 1714.3194
results291.txt | 6846 SVEG 220.00 | -0.1586 | -691.2806 | 2245 | 1553.7194 | 1712.3194 | 1712.3194
results291.txt | 6847 BRACKE 220.00 | -0.1739 | -691.2806 | 2245 | 1553.7194 | 1727.6194 | 1727.6194
results291.txt | 6848 JARNVAGSFOR 220.00 | -0.1605 | -691.2806 | 2245 | 1553.7194 | 1714.2194 | 1714.2194
results291.txt | 6849 ANGE 220.00 | -0.1605 | -691.2806 | 2245 | 1553.7194 | 1714.2194 | 1714.2194
results291.txt | 6850 MORTTJARNB 220.00 | -0.1739 | -691.2806 | 2245 | 1553.7194 | 1727.6194 | 1727.6194
results291.txt | 6851 HOLLEFORSEN 220.00 | -0.1606 | -691.2806 | 2245 | 1553.7194 | 1714.3194 | 1714.3194
results291.txt | 6852 TORPSHAMMAR 220.00 | -0.1603 | -691.2806 | 2245 | 1553.7194 | 1714.0194 | 1714.0194
results291.txt | 6853 DONJE 220.00 | -0.1602 | -691.2806 | 2245 | 1553.7194 | 1713.9194 | 1713.9194
results291.txt | 6854 LJUSDAL 220.00 | -0.1325 | -691.2806 | 2245 | 1553.7194 | 1686.2194 | 1686.2194
results291.txt | 6855 FRAERNA 400.00 | 0.1802 | -691.2806 | 2245 | 1553.7194 | 1373.5194 | 1373.5194
results291.txt | 6856 ORSKOG 400.00 | 0.144 | -691.2806 | 2245 | 1553.7194 | 1409.7194 | 1409.7194
results291.txt | 6857 ORSTA 400.00 | 0.1184 | -691.2806 | 2245 | 1553.7194 | 1435.3194 | 1435.3194
results291.txt | 6858 ISTAD 400.00 | 0.1802 | -691.2806 | 2245 | 1553.7194 | 1373.5194 | 1373.5194
results291.txt | 6859 AURA1 400.00 | 0.1874 | -691.2806 | 2245 | 1553.7194 | 1366.3194 | 1366.3194
results291.txt | 6860 GRYTTEN 400.00 | 0.171 | -691.2806 | 2245 | 1553.7194 | 1382.7194 | 1382.7194
results291.txt | 6861 SNILLDAL 400.00 | 0.2133 | -691.2806 | 2245 | 1553.7194 | 1340.4194 | 1340.4194
results291.txt | 6862 SURNA 400.00 | 0.2147 | -691.2806 | 2245 | 1553.7194 | 1339.0194 | 1339.0194
results291.txt | 6863 HOFSTAD 400.00 | 0.209 | -691.2806 | 2245 | 1553.7194 | 1344.7194 | 1344.7194
results291.txt | 6864 ÅFJORD 400.00 | 0.2109 | -691.2806 | 2245 | 1553.7194 | 1342.8194 | 1342.8194
results291.txt | 6866 ORKDAL400 400.00 | 0.2735 | -691.2806 | 2245 | 1553.7194 | 1280.2194 | 1280.2194
results291.txt | 6865 ORKDAL300 400.00 | 0.2735 | -691.2806 | 2245 | 1553.7194 | 1280.2194 | 1280.2194
results291.txt | 6867 STRINDA 400.00 | 0.3064 | -691.2806 | 2245 | 1553.7194 | 1247.3194 | 1247.3194
results291.txt | 6869 KLAEBU400 400.00 | 0.3111 | -691.2806 | 2245 | 1553.7194 | 1242.6194 | 1242.6194
results291.txt | 6868 KLAEBU300 400.00 | 0.3111 | -691.2806 | 2245 | 1553.7194 | 1242.6194 | 1242.6194
results291.txt | 6871 EIDUM400 400.00 | 0.2964 | -691.2806 | 2245 | 1553.7194 | 1257.3194 | 1257.3194
results291.txt | 6870 EIDUM300 400.00 | 0.2964 | -691.2806 | 2245 | 1553.7194 | 1257.3194 | 1257.3194
results291.txt | 6874 VÅGÅMO 400.00 | 0.114 | -691.2806 | 2245 | 1553.7194 | 1439.7194 | 1439.7194
results291.txt | 6924 JUKTAN/BLAIK400.00 | -0.1051 | -691.2806 | 2245 | 1553.7194 | 1658.8194 | 1658.8194
results291.txt | 6926 GRUNDFORS400400.00 | -0.1051 | -691.2806 | 2245 | 1553.7194 | 1658.8194 | 1658.8194
results291.txt | 6927 STENKULLAFOR220.00 | -0.1408 | -691.2806 | 2245 | 1553.7194 | 1694.5194 | 1694.5194
results291.txt | 6928 ÅSELE 220.00 | -0.1407 | -691.2806 | 2245 | 1553.7194 | 1694.4194 | 1694.4194
results291.txt | 6929 TUGGEN 400.00 | -0.1102 | -691.2806 | 2245 | 1553.7194 | 1663.9194 | 1663.9194
results291.txt | 6932 VAGFORS 400.00 | -0.1019 | -691.2806 | 2245 | 1553.7194 | 1655.6194 | 1655.6194
results291.txt | 6936 NEDRERÖS400 400.00 | 0.1348 | -691.2806 | 2245 | 1553.7194 | 1418.9194 | 1418.9194
results291.txt | 6935 NEDRERÖS300 400.00 | 0.135 | -691.2806 | 2245 | 1553.7194 | 1418.7194 | 1418.7194
results291.txt | 6937 MARKA 400.00 | 0.147 | -691.2806 | 2245 | 1553.7194 | 1406.7194 | 1406.7194
results291.txt | 6938 NAMSOS 400.00 | 0.2072 | -691.2806 | 2245 | 1553.7194 | 1346.5194 | 1346.5194
results291.txt | 6939 KOLSVIK 400.00 | 0.172 | -691.2806 | 2245 | 1553.7194 | 1381.7194 | 1381.7194
results291.txt | 6940 NAMSKOGEN 400.00 | 0.1723 | -691.2806 | 2245 | 1553.7194 | 1381.4194 | 1381.4194
results291.txt | 6942 TUNNSJO400 400.00 | 0.1819 | -691.2806 | 2245 | 1553.7194 | 1371.8194 | 1371.8194
results291.txt | 6941 TUNNSJO300 400.00 | 0.1819 | -691.2806 | 2245 | 1553.7194 | 1371.8194 | 1371.8194
results291.txt | 6943 LINNVASSELV 220.00 | -0.1381 | -691.2806 | 2245 | 1553.7194 | 1691.8194 | 1691.8194
results291.txt | 6944 RANA 400.00 | 0.1273 | -691.2806 | 2245 | 1553.7194 | 1426.4194 | 1426.4194
results291.txt | 6948 BLÅSJÖN 220.00 | -0.1382 | -691.2806 | 2245 | 1553.7194 | 1691.9194 | 1691.9194
results291.txt | 6949 JUNSTERF 220.00 | -0.1383 | -691.2806 | 2245 | 1553.7194 | 1692.0194 | 1692.0194
results291.txt | 6950 GÄDDEDE 220.00 | -0.1384 | -691.2806 | 2245 | 1553.7194 | 1692.1194 | 1692.1194
results291.txt | 6951 KORSELBRÄNNA220.00 | -0.1382 | -691.2806 | 2245 | 1553.7194 | 1691.9194 | 1691.9194
results291.txt | 6952 BÅGEDE 220.00 | -0.1388 | -691.2806 | 2245 | 1553.7194 | 1692.5194 | 1692.5194
results291.txt | 6953 STALON 220.00 | -0.1378 | -691.2806 | 2245 | 1553.7194 | 1691.5194 | 1691.5194
results291.txt | 6954 STORBÄCK 220.00 | -0.1381 | -691.2806 | 2245 | 1553.7194 | 1691.8194 | 1691.8194
results291.txt | 7006 SVARTISEN 400.00 | 0.1128 | -691.2806 | 2245 | 1553.7194 | 1440.9194 | 1440.9194
results291.txt | 7061 NEA 400.00 | 0.4615 | -691.2806 | 2245 | 1553.7194 | 1092.2194 | 1092.2194
results291.txt | 8619 JOINT 220.00 | -0.1604 | -691.2806 | 2245 | 1553.7194 | 1714.1194 | 1714.1194
results291.txt | 8426 JOINT 220.00 | -0.1466 | -691.2806 | 2245 | 1553.7194 | 1700.3194 | 1700.3194
results291.txt | 8830 JOINT 220.00 | -0.1409 | -691.2806 | 2245 | 1553.7194 | 1694.6194 | 1694.6194
results291.txt | 8424 JOINT 220.00 | -0.1384 | -691.2806 | 2245 | 1553.7194 | 1692.1194 | 1692.1194
results291.txt | 8861 JOINT 400.00 | -0.1297 | -691.2806 | 2245 | 1553.7194 | 1683.4194 | 1683.4194
results291.txt | 8750 JOINT 220.00 | -0.1697 | -691.2806 | 2245 | 1553.7194 | 1723.4194 | 1723.4194
results291.txt | 8271 JOINT 220.00 | -0.1603 | -691.2806 | 2245 | 1553.7194 | 1714.0194 | 1714.0194
results291.txt | 8284 JOINT 220.00 | -0.1479 | -691.2806 | 2245 | 1553.7194 | 1701.6194 | 1701.6194
results291.txt | 8817 JOINT 220.00 | -0.1408 | -691.2806 | 2245 | 1553.7194 | 1694.5194 | 1694.5194
results291.txt | 8411 JOINT 220.00 | -0.281 | -691.2806 | 2245 | 1553.7194 | 1834.7194 | 1834.7194
results291.txt | 7429 JOINT 220.00 | -0.1091 | -691.2806 | 2245 | 1553.7194 | 1662.8194 | 1662.8194
results291.txt | 8526 JOINT 220.00 | -0.1383 | -691.2806 | 2245 | 1553.7194 | 1692.0194 | 1692.0194
results291.txt | 8799 JOINT 220.00 | -0.1383 | -691.2806 | 2245 | 1553.7194 | 1692.0194 | 1692.0194
results291.txt | 8857 JOINT 220.00 | -0.2823 | -691.2806 | 2245 | 1553.7194 | 1836.0194 | 1836.0194
results291.txt | 8777 JOINT 220.00 | -0.1585 | -691.2806 | 2245 | 1553.7194 | 1712.2194 | 1712.2194
results291.txt | 8504 JOINT 220.00 | -0.1394 | -691.2806 | 2245 | 1553.7194 | 1693.1194 | 1693.1194
results291.txt | 8682 JOINT 220.00 | -0.1822 | -691.2806 | 2245 | 1553.7194 | 1735.9194 | 1735.9194
results291.txt | 8845 JOINT 220.00 | -0.1313 | -691.2806 | 2245 | 1553.7194 | 1685.0194 | 1685.0194
results291.txt | 8691 JOINT 220.00 | -0.1388 | -691.2806 | 2245 | 1553.7194 | 1692.5194 | 1692.5194
results291.txt | 8812 JOINT 220.00 | -0.2163 | -691.2806 | 2245 | 1553.7194 | 1770.0194 | 1770.0194
results291.txt | 8258 JOINT 220.00 | -0.1883 | -691.2806 | 2245 | 1553.7194 | 1742.0194 | 1742.0194
results291.txt | 8723 JOINT 220.00 | -0.1381 | -691.2806 | 2245 | 1553.7194 | 1691.8194 | 1691.8194
results291.txt | 8606 JOINT 220.00 | -0.16 | -691.2806 | 2245 | 1553.7194 | 1713.7194 | 1713.7194
results291.txt | 8693 JOINT 220.00 | -0.1603 | -691.2806 | 2245 | 1553.7194 | 1714.0194 | 1714.0194
results291.txt | 8613 JOINT 220.00 | -0.1604 | -691.2806 | 2245 | 1553.7194 | 1714.1194 | 1714.1194
results291.txt | 1051 SUBSTATION 400.00 | -0.1289 | -691.2806 | 2245 | 1553.7194 | 1682.6194 | 1682.6194
results291.txt | 1052 BREARED 400.00 | -0.1047 | -691.2806 | 2245 | 1553.7194 | 1658.4194 | 1658.4194
results291.txt | 1053 HÄRADSBO 400.00 | -0.1062 | -691.2806 | 2245 | 1553.7194 | 1659.9194 | 1659.9194
results291.txt | 9006 TROFORS 400.00 | 0.1547 | -691.2806 | 2245 | 1553.7194 | 1399.0194 | 1399.0194
results291.txt | 9007 TJELDBERGO 400.00 | 0.2143 | -691.2806 | 2245 | 1553.7194 | 1339.4194 | 1339.4194
results291.txt | 9008 SYLKKYVELN 400.00 | 0.1328 | -691.2806 | 2245 | 1553.7194 | 1420.9194 | 1420.9194
results291.txt | 9401 HAGESKRUV 400.00 | -0.1183 | -691.2806 | 2245 | 1553.7194 | 1672.0194 | 1672.0194
results291.txt | 9403 TOVÅSEN 400.00 | -0.1571 | -691.2806 | 2245 | 1553.7194 | 1710.8194 | 1710.8194
results291.txt | 9404 GÄDDTJÄRN 400.00 | -0.132 | -691.2806 | 2245 | 1553.7194 | 1685.7194 | 1685.7194
results291.txt | 9405 GRÖNVIKEN 400.00 | -0.1297 | -691.2806 | 2245 | 1553.7194 | 1683.4194 | 1683.4194
results291.txt | 9406 TANDÖ 400.00 | -0.1345 | -691.2806 | 2245 | 1553.7194 | 1688.2194 | 1688.2194
results291.txt | 9407 HAGFORS 400.00 | -0.1165 | -691.2806 | 2245 | 1553.7194 | 1670.2194 | 1670.2194
results291.txt | 9409 TROLLTJÄRN 400.00 | -0.1038 | -691.2806 | 2245 | 1553.7194 | 1657.5194 | 1657.5194
results291.txt | 9410 HORNDAL 400.00 | -0.1318 | -691.2806 | 2245 | 1553.7194 | 1685.5194 | 1685.5194
results291.txt | 9411 MUNGA 400.00 | -0.1307 | -691.2806 | 2245 | 1553.7194 | 1684.4194 | 1684.4194
results291.txt | 9412 FALLVIKEN 400.00 | -0.1323 | -691.2806 | 2245 | 1553.7194 | 1686.0194 | 1686.0194
results292.txt | PTI INTERACTIVE POWER SYSTEM SIMULATOR--PSS(R)E MON, MAY 29 2023 |  | -16.9592 | 1571.5 | 1554.5408
results292.txt | SENSITIVITY FACTORS ARE CALCULATED WITH AC |  | -16.9592 | 1571.5 | 1554.5408
results292.txt | SUBSYSTEM 'RESERV' IS USED FOR OPPOSING SYSTEM FOR MW POWER |  | -16.9592 | 1571.5 | 1554.5408
results292.txt | SENSITIVITY FACTORS OF BRANCH FLOW (MVA) ON 6855 FRAERNA 400.00 TO 6858 ISTAD 400.00 4 MORE THAN | 0.1 | -16.9592 | 1571.5 | 1554.5408 | 1454.5408 | 1454.5408
results292.txt | <--------- BUS NAME --------> |  | -16.9592 | 1571.5 | 1554.5408
results292.txt | 6855 FRAERNA 400.00 | -0.165 | -16.9592 | 1571.5 | 1554.5408 | 1423.4592 | 1423.4592
results293.txt | PTI INTERACTIVE POWER SYSTEM SIMULATOR--PSS(R)E MON, MAY 29 2023 |  | 688.2311 | 2245 | 1556.769
results293.txt | SENSITIVITY FACTORS ARE CALCULATED WITH AC |  | 688.2311 | 2245 | 1556.769
results293.txt | SUBSYSTEM 'RESERV' IS USED FOR OPPOSING SYSTEM FOR MW POWER |  | 688.2311 | 2245 | 1556.769
results293.txt | SENSITIVITY FACTORS OF BRANCH FLOW (MVA) ON 6869 KLAEBU400 400.00 TO 7061 NEA 400.00 4 MORE THAN | 0.1 | 688.2311 | 2245 | 1556.769 | 1456.7689 | 1456.7689
results293.txt | <--------- BUS NAME --------> |  | 688.2311 | 2245 | 1556.769
results293.txt | 6647 MOSKOG 400.00 | 0.1482 | 688.2311 | 2245 | 1556.769 | 1408.5689 | 1408.5689
results293.txt | 6648 HOYANGER 400.00 | 0.136 | 688.2311 | 2245 | 1556.769 | 1420.7689 | 1420.7689
results293.txt | 6657 JOSTEDAL 400.00 | 0.103 | 688.2311 | 2245 | 1556.769 | 1453.7689 | 1453.7689
results293.txt | 6658 LEIRDOLA 400.00 | 0.1031 | 688.2311 | 2245 | 1556.769 | 1453.6689 | 1453.6689
results293.txt | 6659 ÅROY 400.00 | 0.1042 | 688.2311 | 2245 | 1556.769 | 1452.5689 | 1452.5689
results293.txt | 6661 FARDAL400 400.00 | 0.1042 | 688.2311 | 2245 | 1556.769 | 1452.5689 | 1452.5689
results293.txt | 6660 FARDAL300 400.00 | 0.1042 | 688.2311 | 2245 | 1556.769 | 1452.5689 | 1452.5689
results293.txt | 6666 SKAGEN-FOTUN400.00 | 0.1026 | 688.2311 | 2245 | 1556.769 | 1454.1689 | 1454.1689
results293.txt | 6712 OVREVINSTRA 400.00 | 0.1882 | 688.2311 | 2245 | 1556.769 | 1368.5689 | 1368.5689
results293.txt | 6713 NEDREVINSTRA400.00 | 0.1332 | 688.2311 | 2245 | 1556.769 | 1423.5689 | 1423.5689
results293.txt | 6717 NEDREVINSTRA400.00 | 0.1332 | 688.2311 | 2245 | 1556.769 | 1423.5689 | 1423.5689
results293.txt | 6718 FÅBERG 400.00 | 0.134 | 688.2311 | 2245 | 1556.769 | 1422.7689 | 1422.7689
results293.txt | 6720 VARDAL 400.00 | 0.1184 | 688.2311 | 2245 | 1556.769 | 1438.3689 | 1438.3689
results293.txt | 6721 VANG 400.00 | 0.1157 | 688.2311 | 2245 | 1556.769 | 1441.0689 | 1441.0689
results293.txt | 6812 OGNDAL 400.00 | 0.3632 | 688.2311 | 2245 | 1556.769 | 1193.5689 | 1193.5689
results293.txt | 6814 VERDAL400 400.00 | 0.3797 | 688.2311 | 2245 | 1556.769 | 1177.0689 | 1177.0689
results293.txt | 6813 VERDAL300 400.00 | 0.3797 | 688.2311 | 2245 | 1556.769 | 1177.0689 | 1177.0689
results293.txt | 6815 HÖGÅSEN 400.00 | -0.3118 | 688.2311 | 2245 | 1556.769 | 1868.5689 | 1868.5689
results293.txt | 6816 JUVLEN 220.00 | -0.1701 | 688.2311 | 2245 | 1556.769 | 1726.8689 | 1726.8689
results293.txt | 6817 STENSJÖN 220.00 | -0.1684 | 688.2311 | 2245 | 1556.769 | 1725.1689 | 1725.1689
results293.txt | 6818 OLDEN 220.00 | -0.1685 | 688.2311 | 2245 | 1556.769 | 1725.2689 | 1725.2689
results293.txt | 6820 JÄRPSTR400 400.00 | -0.2185 | 688.2311 | 2245 | 1556.769 | 1775.2689 | 1775.2689
results293.txt | 6819 JÄRPSTR220 220.00 | -0.172 | 688.2311 | 2245 | 1556.769 | 1728.7689 | 1728.7689
results293.txt | 6821 MÖRSIL 220.00 | -0.1576 | 688.2311 | 2245 | 1556.769 | 1714.3689 | 1714.3689
results293.txt | 6822 SÄLLSJÖ 220.00 | -0.1573 | 688.2311 | 2245 | 1556.769 | 1714.0689 | 1714.0689
results293.txt | 6826 KATTSTRUPEF 220.00 | -0.1032 | 688.2311 | 2245 | 1556.769 | 1659.9689 | 1659.9689
results293.txt | 6872 AURA2300 400.00 | 0.3066 | 688.2311 | 2245 | 1556.769 | 1250.1689 | 1250.1689
results293.txt | 6855 FRAERNA 400.00 | 0.2958 | 688.2311 | 2245 | 1556.769 | 1260.9689 | 1260.9689
results293.txt | 6856 ORSKOG 400.00 | 0.2593 | 688.2311 | 2245 | 1556.769 | 1297.4689 | 1297.4689
results293.txt | 6857 ORSTA 400.00 | 0.2335 | 688.2311 | 2245 | 1556.769 | 1323.2689 | 1323.2689
results293.txt | 6858 ISTAD 400.00 | 0.2958 | 688.2311 | 2245 | 1556.769 | 1260.9689 | 1260.9689
results293.txt | 6859 AURA1 400.00 | 0.3031 | 688.2311 | 2245 | 1556.769 | 1253.6689 | 1253.6689
results293.txt | 6860 GRYTTEN 400.00 | 0.2865 | 688.2311 | 2245 | 1556.769 | 1270.2689 | 1270.2689
results293.txt | 6861 SNILLDAL 400.00 | 0.3292 | 688.2311 | 2245 | 1556.769 | 1227.5689 | 1227.5689
results293.txt | 6862 SURNA 400.00 | 0.3306 | 688.2311 | 2245 | 1556.769 | 1226.1689 | 1226.1689
results293.txt | 6863 HOFSTAD 400.00 | 0.3249 | 688.2311 | 2245 | 1556.769 | 1231.8689 | 1231.8689
results293.txt | 6864 ÅFJORD 400.00 | 0.3268 | 688.2311 | 2245 | 1556.769 | 1229.9689 | 1229.9689
results293.txt | 6866 ORKDAL400 400.00 | 0.3899 | 688.2311 | 2245 | 1556.769 | 1166.8689 | 1166.8689
results293.txt | 6865 ORKDAL300 400.00 | 0.3899 | 688.2311 | 2245 | 1556.769 | 1166.8689 | 1166.8689
results293.txt | 6867 STRINDA 400.00 | 0.423 | 688.2311 | 2245 | 1556.769 | 1133.7689 | 1133.7689
results293.txt | 6869 KLAEBU400 400.00 | 0.4278 | 688.2311 | 2245 | 1556.769 | 1128.9689 | 1128.9689
results293.txt | 6868 KLAEBU300 400.00 | 0.4278 | 688.2311 | 2245 | 1556.769 | 1128.9689 | 1128.9689
results293.txt | 6871 EIDUM400 400.00 | 0.413 | 688.2311 | 2245 | 1556.769 | 1143.7689 | 1143.7689
results293.txt | 6870 EIDUM300 400.00 | 0.413 | 688.2311 | 2245 | 1556.769 | 1143.7689 | 1143.7689
results293.txt | 6874 VÅGÅMO 400.00 | 0.2291 | 688.2311 | 2245 | 1556.769 | 1327.6689 | 1327.6689
results293.txt | 6875 RENDALEN 301.00 | 0.117 | 688.2311 | 2245 | 1556.769 | 1439.7689 | 1439.7689
results293.txt | 6936 NEDRERÖS400 400.00 | 0.2501 | 688.2311 | 2245 | 1556.769 | 1306.6689 | 1306.6689
results293.txt | 6935 NEDRERÖS300 400.00 | 0.2502 | 688.2311 | 2245 | 1556.769 | 1306.5689 | 1306.5689
results293.txt | 6934 NEDRERÖS220 220.00 | 0.2132 | 688.2311 | 2245 | 1556.769 | 1343.5689 | 1343.5689
results293.txt | 6937 MARKA 400.00 | 0.2623 | 688.2311 | 2245 | 1556.769 | 1294.4689 | 1294.4689
results293.txt | 6938 NAMSOS 400.00 | 0.323 | 688.2311 | 2245 | 1556.769 | 1233.7689 | 1233.7689
results293.txt | 6939 KOLSVIK 400.00 | 0.2876 | 688.2311 | 2245 | 1556.769 | 1269.1689 | 1269.1689
results293.txt | 6940 NAMSKOGEN 400.00 | 0.2879 | 688.2311 | 2245 | 1556.769 | 1268.8689 | 1268.8689
results293.txt | 6942 TUNNSJO400 400.00 | 0.2975 | 688.2311 | 2245 | 1556.769 | 1259.2689 | 1259.2689
results293.txt | 6941 TUNNSJO300 400.00 | 0.2975 | 688.2311 | 2245 | 1556.769 | 1259.2689 | 1259.2689
results293.txt | 6944 RANA 400.00 | 0.2425 | 688.2311 | 2245 | 1556.769 | 1314.2689 | 1314.2689
results293.txt | 6945 GEJMÅN 220.00 | 0.1557 | 688.2311 | 2245 | 1556.769 | 1401.0689 | 1401.0689
results293.txt | 6946 AJAURE 220.00 | 0.119 | 688.2311 | 2245 | 1556.769 | 1437.7689 | 1437.7689
results293.txt | 6996 OFOTEN 400.00 | 0.1619 | 688.2311 | 2245 | 1556.769 | 1394.8689 | 1394.8689
results293.txt | 6997 NARVIK 400.00 | 0.1627 | 688.2311 | 2245 | 1556.769 | 1394.0689 | 1394.0689
results293.txt | 7000 VITAS 400.00 | 0.1064 | 688.2311 | 2245 | 1556.769 | 1450.3689 | 1450.3689
results293.txt | 7006 SVARTISEN 400.00 | 0.2279 | 688.2311 | 2245 | 1556.769 | 1328.8689 | 1328.8689
results293.txt | 7007 KOBBELV 400.00 | 0.1861 | 688.2311 | 2245 | 1556.769 | 1370.6689 | 1370.6689
results293.txt | 7008 SALTEN 400.00 | 0.196 | 688.2311 | 2245 | 1556.769 | 1360.7689 | 1360.7689
results293.txt | 7017 HAMMERFEST 400.00 | 0.1681 | 688.2311 | 2245 | 1556.769 | 1388.6689 | 1388.6689
results293.txt | 7019 BALSFJORD 400.00 | 0.1645 | 688.2311 | 2245 | 1556.769 | 1392.2689 | 1392.2689
results293.txt | 7020 BARDUFOSS 400.00 | 0.1641 | 688.2311 | 2245 | 1556.769 | 1392.6689 | 1392.6689
results293.txt | 7061 NEA 400.00 | -0.4299 | 688.2311 | 2245 | 1556.769 | 1986.6689 | 1986.6689
results293.txt | 7062 RITSEM 400.00 | 0.1194 | 688.2311 | 2245 | 1556.769 | 1437.3689 | 1437.3689
results293.txt | 8411 JOINT 220.00 | -0.1691 | 688.2311 | 2245 | 1556.769 | 1725.8689 | 1725.8689
results293.txt | 7799 JOINT 220.00 | 0.1558 | 688.2311 | 2245 | 1556.769 | 1400.9689 | 1400.9689
results293.txt | 8857 JOINT 220.00 | -0.1704 | 688.2311 | 2245 | 1556.769 | 1727.1689 | 1727.1689
results293.txt | 8812 JOINT 220.00 | -0.1038 | 688.2311 | 2245 | 1556.769 | 1660.5689 | 1660.5689
results293.txt | 9001 SEIDAFJELL 400.00 | 0.1676 | 688.2311 | 2245 | 1556.769 | 1389.1689 | 1389.1689
results293.txt | 9002 LEBSESBY 400.00 | 0.1677 | 688.2311 | 2245 | 1556.769 | 1389.0689 | 1389.0689
results293.txt | 9003 HAMMERF 400.00 | 0.1681 | 688.2311 | 2245 | 1556.769 | 1388.6689 | 1388.6689
results293.txt | 9004 ALTA 400.00 | 0.1668 | 688.2311 | 2245 | 1556.769 | 1389.9689 | 1389.9689
results293.txt | 9005 BERGHEIM 400.00 | 0.1656 | 688.2311 | 2245 | 1556.769 | 1391.1689 | 1391.1689
results293.txt | 9006 TROFORS 400.00 | 0.2701 | 688.2311 | 2245 | 1556.769 | 1286.6689 | 1286.6689
results293.txt | 9007 TJELDBERGO 400.00 | 0.3303 | 688.2311 | 2245 | 1556.769 | 1226.4689 | 1226.4689
results293.txt | 9008 SYLKKYVELN 400.00 | 0.248 | 688.2311 | 2245 | 1556.769 | 1308.7689 | 1308.7689
results293.txt | 9009 ALFOTEN 400.00 | 0.1946 | 688.2311 | 2245 | 1556.769 | 1362.1689 | 1362.1689
results293.txt | 9016 FÅBER300 301.00 | 0.1182 | 688.2311 | 2245 | 1556.769 | 1438.5689 | 1438.5689
results294.txt | PTI INTERACTIVE POWER SYSTEM SIMULATOR--PSS(R)E MON, MAY 29 2023 |  | -13.0744 | 1571.5 | 1558.4256
results294.txt | SENSITIVITY FACTORS ARE CALCULATED WITH AC |  | -13.0744 | 1571.5 | 1558.4256
results294.txt | SUBSYSTEM 'RESERV' IS USED FOR OPPOSING SYSTEM FOR MW POWER |  | -13.0744 | 1571.5 | 1558.4256
results294.txt | SENSITIVITY FACTORS OF BRANCH FLOW (MVA) ON 6631 BASNA 400.00 TO 6632 REPBACKEN 400.00 4 MORE THAN | 0.1 | -13.0744 | 1571.5 | 1558.4256 | 1458.4256 | 1458.4256
results294.txt | <--------- BUS NAME --------> |  | -13.0744 | 1571.5 | 1558.4256
results294.txt | 6632 REPBACKEN 400.00 | 0.9301 | -13.0744 | 1571.5 | 1558.4256 | 628.3256 | 628.3256
results295.txt | PTI INTERACTIVE POWER SYSTEM SIMULATOR--PSS(R)E MON, MAY 29 2023 |  | -685.2275 | 2245 | 1559.7724
results295.txt | SENSITIVITY FACTORS ARE CALCULATED WITH AC |  | -685.2275 | 2245 | 1559.7724
results295.txt | SUBSYSTEM 'RESERV' IS USED FOR OPPOSING SYSTEM FOR MW POWER |  | -685.2275 | 2245 | 1559.7724
results295.txt | SENSITIVITY FACTORS OF BRANCH FLOW (MVA) ON 6306 TROLLHATTAN 400.00 TO 6630 BORGVIK 400.00 3 MORE THAN | 0.1 | -685.2275 | 2245 | 1559.7724 | 1459.7725 | 1459.7725
results295.txt | <--------- BUS NAME --------> |  | -685.2275 | 2245 | 1559.7724
results295.txt | 5624 HERSLEV 400.00 | -0.1277 | -685.2275 | 2245 | 1559.7724 | 1687.4725 | 1687.4725
results295.txt | 5642 HOVEGARD 400.00 | -0.1276 | -685.2275 | 2245 | 1559.7724 | 1687.3725 | 1687.3725
results295.txt | 5646 BJAEVERSKOV4400.00 | -0.1275 | -685.2275 | 2245 | 1559.7724 | 1687.2725 | 1687.2725
results295.txt | 5645 BJAEVERSKOV2220.00 | -0.1273 | -685.2275 | 2245 | 1559.7724 | 1687.0725 | 1687.0725
results295.txt | 5657 ISHOJ400 400.00 | -0.1276 | -685.2275 | 2245 | 1559.7724 | 1687.3725 | 1687.3725
results295.txt | 5656 ISHOJ220 220.00 | -0.1278 | -685.2275 | 2245 | 1559.7724 | 1687.5725 | 1687.5725
results295.txt | 5660 AVEDOREVERK 400.00 | -0.1277 | -685.2275 | 2245 | 1559.7724 | 1687.4725 | 1687.4725
results295.txt | 5662 ORSTEDSVERKE400.00 | -0.1278 | -685.2275 | 2245 | 1559.7724 | 1687.5725 | 1687.5725
results295.txt | 5671 SEGE 400.00 | -0.1132 | -685.2275 | 2245 | 1559.7724 | 1672.9725 | 1672.9725
results295.txt | 5672 ARRIE 400.00 | -0.1132 | -685.2275 | 2245 | 1559.7724 | 1672.9725 | 1672.9725
results295.txt | 5673 KRUSEBERG 400.00 | -0.1132 | -685.2275 | 2245 | 1559.7724 | 1672.9725 | 1672.9725
results295.txt | 5676 WIND FARM 220.00 | -0.1253 | -685.2275 | 2245 | 1559.7724 | 1685.0725 | 1685.0725
results295.txt | 5845 ASNAESVERK 400.00 | -0.1276 | -685.2275 | 2245 | 1559.7724 | 1687.3725 | 1687.3725
results295.txt | 6306 TROLLHATTAN 400.00 | -0.1874 | -685.2275 | 2245 | 1559.7724 | 1747.1725 | 1747.1725
results295.txt | 6307 KILANDA 400.00 | -0.1411 | -685.2275 | 2245 | 1559.7724 | 1700.8725 | 1700.8725
results295.txt | 6308 HISINGEN 400.00 | -0.1405 | -685.2275 | 2245 | 1559.7724 | 1700.2725 | 1700.2725
results295.txt | 6309 STENKULLEN 400.00 | -0.1531 | -685.2275 | 2245 | 1559.7724 | 1712.8725 | 1712.8725
results295.txt | 6311 LINDOME 400.00 | -0.1477 | -685.2275 | 2245 | 1559.7724 | 1707.4725 | 1707.4725
results295.txt | 6312 RINGHALS 400.00 | -0.1357 | -685.2275 | 2245 | 1559.7724 | 1695.4725 | 1695.4725
results295.txt | 6313 STROMMA 400.00 | -0.1426 | -685.2275 | 2245 | 1559.7724 | 1702.3725 | 1702.3725
results295.txt | 6315 HORRED 400.00 | -0.1318 | -685.2275 | 2245 | 1559.7724 | 1691.5725 | 1691.5725
results295.txt | 6316 UDDEBO 400.00 | -0.1217 | -685.2275 | 2245 | 1559.7724 | 1681.4725 | 1681.4725
results295.txt | 6319 KYNDBYVERKER400.00 | -0.1275 | -685.2275 | 2245 | 1559.7724 | 1687.2725 | 1687.2725
results295.txt | 6324 GORLOSEGARD 400.00 | -0.1271 | -685.2275 | 2245 | 1559.7724 | 1686.8725 | 1686.8725
results295.txt | 6330 GELNTEGARD2 400.00 | -0.1281 | -685.2275 | 2245 | 1559.7724 | 1687.8725 | 1687.8725
results295.txt | 6334 GLENTEGARD 400.00 | -0.1283 | -685.2275 | 2245 | 1559.7724 | 1688.0725 | 1688.0725
results295.txt | 6335 SODERASEN 400.00 | -0.1256 | -685.2275 | 2245 | 1559.7724 | 1685.3725 | 1685.3725
results295.txt | 6337 BARSEBACK 400.00 | -0.115 | -685.2275 | 2245 | 1559.7724 | 1674.7725 | 1674.7725
results295.txt | 6338 HURVA 400.00 | -0.1096 | -685.2275 | 2245 | 1559.7724 | 1669.3725 | 1669.3725
results295.txt | 6630 BORGVIK 400.00 | 0.1305 | -685.2275 | 2245 | 1559.7724 | 1429.2725 | 1429.2725
results295.txt | 7429 JOINT 220.00 | -0.1255 | -685.2275 | 2245 | 1559.7724 | 1685.2725 | 1685.2725
results295.txt | 1052 BREARED 400.00 | -0.1349 | -685.2275 | 2245 | 1559.7724 | 1694.6725 | 1694.6725
results295.txt | 1053 HÄRADSBO 400.00 | -0.129 | -685.2275 | 2245 | 1559.7724 | 1688.7725 | 1688.7725
results295.txt | 9402 INGELKÄRR 400.00 | -0.1703 | -685.2275 | 2245 | 1559.7724 | 1730.0725 | 1730.0725
results295.txt | 9407 HAGFORS 400.00 | 0.1109 | -685.2275 | 2245 | 1559.7724 | 1448.8725 | 1448.8725
results296.txt | PTI INTERACTIVE POWER SYSTEM SIMULATOR--PSS(R)E MON, MAY 29 2023 |  | -11.0645 | 1571.5 | 1560.4355
results296.txt | SENSITIVITY FACTORS ARE CALCULATED WITH AC |  | -11.0645 | 1571.5 | 1560.4355
results296.txt | SUBSYSTEM 'RESERV' IS USED FOR OPPOSING SYSTEM FOR MW POWER |  | -11.0645 | 1571.5 | 1560.4355
results296.txt | SENSITIVITY FACTORS OF BRANCH FLOW (MVA) ON 6683 HYLEN 400.00 TO 6691 SUBSTATION 400.00 1 MORE THAN | 0.1 | -11.0645 | 1571.5 | 1560.4355 | 1460.4355 | 1460.4355
results296.txt | <--------- BUS NAME --------> |  | -11.0645 | 1571.5 | 1560.4355
results296.txt | 6691 SUBSTATION 400.00 | 0.8308 | -11.0645 | 1571.5 | 1560.4355 | 729.6355 | 729.6355
results297.txt | PTI INTERACTIVE POWER SYSTEM SIMULATOR--PSS(R)E MON, MAY 29 2023 |  | 9.9825 | 1571.5 | 1561.5175
results297.txt | SENSITIVITY FACTORS ARE CALCULATED WITH AC |  | 9.9825 | 1571.5 | 1561.5175
results297.txt | SUBSYSTEM 'RESERV' IS USED FOR OPPOSING SYSTEM FOR MW POWER |  | 9.9825 | 1571.5 | 1561.5175
results297.txt | SENSITIVITY FACTORS OF BRANCH FLOW (MVA) ON 6679 OKSLA 400.00 TO 6680 ÅSEN 400.00 1 MORE THAN | 0.1 | 9.9825 | 1571.5 | 1561.5175 | 1461.5175 | 1461.5175
results297.txt | <--------- BUS NAME --------> |  | 9.9825 | 1571.5 | 1561.5175
results297.txt | 6679 OKSLA 400.00 | 0.9383 | 9.9825 | 1571.5 | 1561.5175 | 623.2175 | 623.2175
results298.txt | PTI INTERACTIVE POWER SYSTEM SIMULATOR--PSS(R)E MON, MAY 29 2023 |  | 9.2099 | 1571.5 | 1562.2901
results298.txt | SENSITIVITY FACTORS ARE CALCULATED WITH AC |  | 9.2099 | 1571.5 | 1562.2901
results298.txt | SUBSYSTEM 'RESERV' IS USED FOR OPPOSING SYSTEM FOR MW POWER |  | 9.2099 | 1571.5 | 1562.2901
results298.txt | SENSITIVITY FACTORS OF BRANCH FLOW (MVA) ON 6701 KVANNDAL 400.00 TO 8460 JOINT 400.00 1 MORE THAN | 0.1 | 9.2099 | 1571.5 | 1562.2901 | 1462.2901 | 1462.2901
results298.txt | <--------- BUS NAME --------> |  | 9.2099 | 1571.5 | 1562.2901
results298.txt | 6701 KVANNDAL 400.00 | 0.991 | 9.2099 | 1571.5 | 1562.2901 | 571.2901 | 571.2901
results299.txt | PTI INTERACTIVE POWER SYSTEM SIMULATOR--PSS(R)E MON, MAY 29 2023 |  | 682.5474 | 2245 | 1562.4526
results299.txt | SENSITIVITY FACTORS ARE CALCULATED WITH AC |  | 682.5474 | 2245 | 1562.4526
results299.txt | SUBSYSTEM 'RESERV' IS USED FOR OPPOSING SYSTEM FOR MW POWER |  | 682.5474 | 2245 | 1562.4526
results299.txt | SENSITIVITY FACTORS OF BRANCH FLOW (MVA) ON 6641 HALLSBERG400400.00 TO 6642 OSTANSJO 400.00 4 MORE THAN | 0.1 | 682.5474 | 2245 | 1562.4526 | 1462.4526 | 1462.4526
results299.txt | <--------- BUS NAME --------> |  | 682.5474 | 2245 | 1562.4526
results299.txt | 6340 MOHOLM 220.00 | 0.1886 | 682.5474 | 2245 | 1562.4526 | 1373.8526 | 1373.8526
results299.txt | 6341 KOLSTAD 400.00 | -0.1096 | 682.5474 | 2245 | 1562.4526 | 1672.0526 | 1672.0526
results299.txt | 6342 TENHULT 400.00 | -0.1257 | 682.5474 | 2245 | 1562.4526 | 1688.1526 | 1688.1526
results299.txt | 6343 BARKERYD 400.00 | -0.1797 | 682.5474 | 2245 | 1562.4526 | 1742.1526 | 1742.1526
results299.txt | 6641 HALLSBERG400400.00 | 0.1804 | 682.5474 | 2245 | 1562.4526 | 1382.0526 | 1382.0526
results299.txt | 6640 HALLSBERG220220.00 | 0.1804 | 682.5474 | 2245 | 1562.4526 | 1382.0526 | 1382.0526
results299.txt | 6642 OSTANSJO 400.00 | -0.5778 | 682.5474 | 2245 | 1562.4526 | 2140.2526 | 2140.2526
results300.txt | PTI INTERACTIVE POWER SYSTEM SIMULATOR--PSS(R)E MON, MAY 29 2023 |  | 677.5052 | 2245 | 1567.4948
results300.txt | SENSITIVITY FACTORS ARE CALCULATED WITH AC |  | 677.5052 | 2245 | 1567.4948
results300.txt | SUBSYSTEM 'RESERV' IS USED FOR OPPOSING SYSTEM FOR MW POWER |  | 677.5052 | 2245 | 1567.4948
results300.txt | SENSITIVITY FACTORS OF BRANCH FLOW (MVA) ON 6649 REFSDAL 400.00 TO 6651 MODALEN 400.00 2 MORE THAN | 0.1 | 677.5052 | 2245 | 1567.4948 | 1467.4948 | 1467.4948
results300.txt | <--------- BUS NAME --------> |  | 677.5052 | 2245 | 1567.4948
results300.txt | 6647 MOSKOG 400.00 | -0.1187 | 677.5052 | 2245 | 1567.4948 | 1686.1948 | 1686.1948
results300.txt | 6648 HOYANGER 400.00 | -0.1249 | 677.5052 | 2245 | 1567.4948 | 1692.3948 | 1692.3948
results300.txt | 6649 REFSDAL 400.00 | -0.2628 | 677.5052 | 2245 | 1567.4948 | 1830.2948 | 1830.2948
results300.txt | 6650 HOVE 400.00 | -0.2211 | 677.5052 | 2245 | 1567.4948 | 1788.5948 | 1788.5948
results300.txt | 6651 MODALEN 400.00 | 0.2279 | 677.5052 | 2245 | 1567.4948 | 1339.5948 | 1339.5948
results300.txt | 6653 DALE 400.00 | 0.1813 | 677.5052 | 2245 | 1567.4948 | 1386.1948 | 1386.1948
results300.txt | 6654 EVANGER 400.00 | 0.1852 | 677.5052 | 2245 | 1567.4948 | 1382.2948 | 1382.2948
results300.txt | 6656 SAMNAGER400 400.00 | 0.1496 | 677.5052 | 2245 | 1567.4948 | 1417.8948 | 1417.8948
results300.txt | 6655 SAMNAGER300 400.00 | 0.1506 | 677.5052 | 2245 | 1567.4948 | 1416.8948 | 1416.8948
results300.txt | 6657 JOSTEDAL 400.00 | -0.1407 | 677.5052 | 2245 | 1567.4948 | 1708.1948 | 1708.1948
results300.txt | 6658 LEIRDOLA 400.00 | -0.1409 | 677.5052 | 2245 | 1567.4948 | 1708.3948 | 1708.3948
results300.txt | 6659 ÅROY 400.00 | -0.1428 | 677.5052 | 2245 | 1567.4948 | 1710.2948 | 1710.2948
results300.txt | 6661 FARDAL400 400.00 | -0.1429 | 677.5052 | 2245 | 1567.4948 | 1710.3948 | 1710.3948
results300.txt | 6660 FARDAL300 400.00 | -0.1429 | 677.5052 | 2245 | 1567.4948 | 1710.3948 | 1710.3948
results300.txt | 6666 SKAGEN-FOTUN400.00 | -0.1399 | 677.5052 | 2245 | 1567.4948 | 1707.3948 | 1707.3948
results300.txt | 6676 HYDRO PURE S400.00 | 0.1165 | 677.5052 | 2245 | 1567.4948 | 1450.9948 | 1450.9948
results300.txt | 6675 MAURANGER 400.00 | 0.1165 | 677.5052 | 2245 | 1567.4948 | 1450.9948 | 1450.9948
results300.txt | 6743 KOLLSNES 400.00 | 0.1807 | 677.5052 | 2245 | 1567.4948 | 1386.7948 | 1386.7948
results300.txt | 6745 SUBSTATION 400.00 | 0.1956 | 677.5052 | 2245 | 1567.4948 | 1371.8948 | 1371.8948
results300.txt | 6744 LINDÅS 400.00 | 0.1956 | 677.5052 | 2245 | 1567.4948 | 1371.8948 | 1371.8948
results300.txt | 6746 NYGARD 400.00 | 0.1745 | 677.5052 | 2245 | 1567.4948 | 1392.9948 | 1392.9948
results300.txt | 6747 ARNA 400.00 | 0.1732 | 677.5052 | 2245 | 1567.4948 | 1394.2948 | 1394.2948
results300.txt | 6748 BERGEN 400.00 | 0.1712 | 677.5052 | 2245 | 1567.4948 | 1396.2948 | 1396.2948
results300.txt | 9010 HAUGSVAER 400.00 | 0.2117 | 677.5052 | 2245 | 1567.4948 | 1355.7948 | 1355.7948
results300.txt | 9011 STEINSLAND 400.00 | 0.2246 | 677.5052 | 2245 | 1567.4948 | 1342.8948 | 1342.8948
results301.txt | PTI INTERACTIVE POWER SYSTEM SIMULATOR--PSS(R)E MON, MAY 29 2023 |  | -672.0364 | 2245 | 1572.9636
results301.txt | SENSITIVITY FACTORS ARE CALCULATED WITH AC |  | -672.0364 | 2245 | 1572.9636
results301.txt | SUBSYSTEM 'RESERV' IS USED FOR OPPOSING SYSTEM FOR MW POWER |  | -672.0364 | 2245 | 1572.9636
results301.txt | SENSITIVITY FACTORS OF BRANCH FLOW (MVA) ON 6581 ANGSBERG 400.00 TO 6583 STACKBO400 400.00 1 MORE THAN | 0.1 | -672.0364 | 2245 | 1572.9636 | 1472.9636 | 1472.9636
results301.txt | <--------- BUS NAME --------> |  | -672.0364 | 2245 | 1572.9636
results301.txt | 6581 ANGSBERG 400.00 | -0.5904 | -672.0364 | 2245 | 1572.9636 | 2163.3636 | 2163.3636
results301.txt | 6803 MOLIDEN 400.00 | -0.292 | -672.0364 | 2245 | 1572.9636 | 1864.9636 | 1864.9636
results301.txt | 6809 STORNORRFORS400.00 | -0.1395 | -672.0364 | 2245 | 1572.9636 | 1712.4636 | 1712.4636
results302.txt | PTI INTERACTIVE POWER SYSTEM SIMULATOR--PSS(R)E MON, MAY 29 2023 |  | 664.1526 | 2245 | 1580.8475
results302.txt | SENSITIVITY FACTORS ARE CALCULATED WITH AC |  | 664.1526 | 2245 | 1580.8475
results302.txt | SUBSYSTEM 'RESERV' IS USED FOR OPPOSING SYSTEM FOR MW POWER |  | 664.1526 | 2245 | 1580.8475
results302.txt | SENSITIVITY FACTORS OF BRANCH FLOW (MVA) ON 6941 TUNNSJO300 400.00 TO 9006 TROFORS 400.00 1 MORE THAN | 0.1 | 664.1526 | 2245 | 1580.8475 | 1480.8474 | 1480.8474
results302.txt | <--------- BUS NAME --------> |  | 664.1526 | 2245 | 1580.8475
results302.txt | 6812 OGNDAL 400.00 | 0.1708 | 664.1526 | 2245 | 1580.8475 | 1410.0474 | 1410.0474
results302.txt | 6814 VERDAL400 400.00 | 0.159 | 664.1526 | 2245 | 1580.8475 | 1421.8474 | 1421.8474
results302.txt | 6813 VERDAL300 400.00 | 0.159 | 664.1526 | 2245 | 1580.8475 | 1421.8474 | 1421.8474
results302.txt | 6872 AURA2300 400.00 | 0.1087 | 664.1526 | 2245 | 1580.8475 | 1472.1474 | 1472.1474
results302.txt | 6855 FRAERNA 400.00 | 0.1047 | 664.1526 | 2245 | 1580.8475 | 1476.1474 | 1476.1474
results302.txt | 6858 ISTAD 400.00 | 0.1047 | 664.1526 | 2245 | 1580.8475 | 1476.1474 | 1476.1474
results302.txt | 6859 AURA1 400.00 | 0.1074 | 664.1526 | 2245 | 1580.8475 | 1473.4474 | 1473.4474
results302.txt | 6860 GRYTTEN 400.00 | 0.1008 | 664.1526 | 2245 | 1580.8475 | 1480.0474 | 1480.0474
results302.txt | 6861 SNILLDAL 400.00 | 0.1286 | 664.1526 | 2245 | 1580.8475 | 1452.2474 | 1452.2474
results302.txt | 6862 SURNA 400.00 | 0.1176 | 664.1526 | 2245 | 1580.8475 | 1463.2474 | 1463.2474
results302.txt | 6863 HOFSTAD 400.00 | 0.1681 | 664.1526 | 2245 | 1580.8475 | 1412.7474 | 1412.7474
results302.txt | 6864 ÅFJORD 400.00 | 0.1483 | 664.1526 | 2245 | 1580.8475 | 1432.5474 | 1432.5474
results302.txt | 6866 ORKDAL400 400.00 | 0.1215 | 664.1526 | 2245 | 1580.8475 | 1459.3474 | 1459.3474
results302.txt | 6865 ORKDAL300 400.00 | 0.1215 | 664.1526 | 2245 | 1580.8475 | 1459.3474 | 1459.3474
results302.txt | 6867 STRINDA 400.00 | 0.127 | 664.1526 | 2245 | 1580.8475 | 1453.8474 | 1453.8474
results302.txt | 6869 KLAEBU400 400.00 | 0.1235 | 664.1526 | 2245 | 1580.8475 | 1457.3474 | 1457.3474
results302.txt | 6868 KLAEBU300 400.00 | 0.1235 | 664.1526 | 2245 | 1580.8475 | 1457.3474 | 1457.3474
results302.txt | 6871 EIDUM400 400.00 | 0.1344 | 664.1526 | 2245 | 1580.8475 | 1446.4474 | 1446.4474
results302.txt | 6870 EIDUM300 400.00 | 0.1344 | 664.1526 | 2245 | 1580.8475 | 1446.4474 | 1446.4474
results302.txt | 6936 NEDRERÖS400 400.00 | -0.2989 | 664.1526 | 2245 | 1580.8475 | 1879.7474 | 1879.7474
results302.txt | 6935 NEDRERÖS300 400.00 | -0.2974 | 664.1526 | 2245 | 1580.8475 | 1878.2474 | 1878.2474
results302.txt | 6934 NEDRERÖS220 220.00 | -0.2662 | 664.1526 | 2245 | 1580.8475 | 1847.0474 | 1847.0474
results302.txt | 6937 MARKA 400.00 | -0.1815 | 664.1526 | 2245 | 1580.8475 | 1762.3474 | 1762.3474
results302.txt | 6938 NAMSOS 400.00 | 0.1993 | 664.1526 | 2245 | 1580.8475 | 1381.5474 | 1381.5474
results302.txt | 6939 KOLSVIK 400.00 | 0.1064 | 664.1526 | 2245 | 1580.8475 | 1474.4474 | 1474.4474
results302.txt | 6940 NAMSKOGEN 400.00 | 0.1067 | 664.1526 | 2245 | 1580.8475 | 1474.1474 | 1474.1474
results302.txt | 6942 TUNNSJO400 400.00 | 0.2303 | 664.1526 | 2245 | 1580.8475 | 1350.5474 | 1350.5474
results302.txt | 6941 TUNNSJO300 400.00 | 0.2303 | 664.1526 | 2245 | 1580.8475 | 1350.5474 | 1350.5474
results302.txt | 6944 RANA 400.00 | -0.2967 | 664.1526 | 2245 | 1580.8475 | 1877.5474 | 1877.5474
results302.txt | 6945 GEJMÅN 220.00 | -0.2052 | 664.1526 | 2245 | 1580.8475 | 1786.0474 | 1786.0474
results302.txt | 6946 AJAURE 220.00 | -0.1663 | 664.1526 | 2245 | 1580.8475 | 1747.1474 | 1747.1474
results302.txt | 6947 GARDIKFORS 220.00 | -0.141 | 664.1526 | 2245 | 1580.8475 | 1721.8474 | 1721.8474
results302.txt | 6996 OFOTEN 400.00 | -0.2103 | 664.1526 | 2245 | 1580.8475 | 1791.1474 | 1791.1474
results302.txt | 6997 NARVIK 400.00 | -0.2112 | 664.1526 | 2245 | 1580.8475 | 1792.0474 | 1792.0474
results302.txt | 7000 VITAS 400.00 | -0.1509 | 664.1526 | 2245 | 1580.8475 | 1731.7474 | 1731.7474
results302.txt | 7006 SVARTISEN 400.00 | -0.281 | 664.1526 | 2245 | 1580.8475 | 1861.8474 | 1861.8474
results302.txt | 7007 KOBBELV 400.00 | -0.2363 | 664.1526 | 2245 | 1580.8475 | 1817.1474 | 1817.1474
results302.txt | 7008 SALTEN 400.00 | -0.2468 | 664.1526 | 2245 | 1580.8475 | 1827.6474 | 1827.6474
results302.txt | 7017 HAMMERFEST 400.00 | -0.217 | 664.1526 | 2245 | 1580.8475 | 1797.8474 | 1797.8474
results302.txt | 7019 BALSFJORD 400.00 | -0.2132 | 664.1526 | 2245 | 1580.8475 | 1794.0474 | 1794.0474
results302.txt | 7020 BARDUFOSS 400.00 | -0.2127 | 664.1526 | 2245 | 1580.8475 | 1793.5474 | 1793.5474
results302.txt | 7062 RITSEM 400.00 | -0.1649 | 664.1526 | 2245 | 1580.8475 | 1745.7474 | 1745.7474
results302.txt | 7799 JOINT 220.00 | -0.2053 | 664.1526 | 2245 | 1580.8475 | 1786.1474 | 1786.1474
results302.txt | 8643 JOINT 220.00 | -0.1409 | 664.1526 | 2245 | 1580.8475 | 1721.7474 | 1721.7474
results302.txt | 9001 SEIDAFJELL 400.00 | -0.2166 | 664.1526 | 2245 | 1580.8475 | 1797.4474 | 1797.4474
results302.txt | 9002 LEBSESBY 400.00 | -0.2167 | 664.1526 | 2245 | 1580.8475 | 1797.5474 | 1797.5474
results302.txt | 9003 HAMMERF 400.00 | -0.217 | 664.1526 | 2245 | 1580.8475 | 1797.8474 | 1797.8474
results302.txt | 9004 ALTA 400.00 | -0.2157 | 664.1526 | 2245 | 1580.8475 | 1796.5474 | 1796.5474
results302.txt | 9005 BERGHEIM 400.00 | -0.2144 | 664.1526 | 2245 | 1580.8475 | 1795.2474 | 1795.2474
results302.txt | 9006 TROFORS 400.00 | -0.4239 | 664.1526 | 2245 | 1580.8475 | 2004.7474 | 2004.7474
results302.txt | 9007 TJELDBERGO 400.00 | 0.1233 | 664.1526 | 2245 | 1580.8475 | 1457.5474 | 1457.5474
results303.txt | PTI INTERACTIVE POWER SYSTEM SIMULATOR--PSS(R)E MON, MAY 29 2023 |  | 657.849 | 2245 | 1587.151
results303.txt | SENSITIVITY FACTORS ARE CALCULATED WITH AC |  | 657.849 | 2245 | 1587.151
results303.txt | SUBSYSTEM 'RESERV' IS USED FOR OPPOSING SYSTEM FOR MW POWER |  | 657.849 | 2245 | 1587.151
results303.txt | SENSITIVITY FACTORS OF BRANCH FLOW (MVA) ON 6930 LETSI 400.00 TO 7005 MESSAURE 400.00 1 MORE THAN | 0.1 | 657.849 | 2245 | 1587.151 | 1487.151 | 1487.151
results303.txt | <--------- BUS NAME --------> |  | 657.849 | 2245 | 1587.151
results303.txt | 6571 VISULAHTI 400.00 | 0.2912 | 657.849 | 2245 | 1587.151 | 1295.951 | 1295.951
results303.txt | 6545 HUITTINEN 400.00 | 0.2672 | 657.849 | 2245 | 1587.151 | 1319.951 | 1319.951
results303.txt | 6572 KYMI 400.00 | 0.2794 | 657.849 | 2245 | 1587.151 | 1307.751 | 1307.751
results303.txt | 6546 SALO 400.00 | 0.2698 | 657.849 | 2245 | 1587.151 | 1317.351 | 1317.351
results303.txt | 6547 FORSSA 400.00 | 0.2699 | 657.849 | 2245 | 1587.151 | 1317.251 | 1317.251
results303.txt | 6548 KANGASALA 400.00 | 0.2753 | 657.849 | 2245 | 1587.151 | 1311.851 | 1311.851
results303.txt | 6549 LAVIANVOURI 400.00 | 0.2763 | 657.849 | 2245 | 1587.151 | 1310.851 | 1310.851
results303.txt | 6550 KOPULA 400.00 | 0.2779 | 657.849 | 2245 | 1587.151 | 1309.251 | 1309.251
results303.txt | 6551 HIKIÄ 400.00 | 0.2768 | 657.849 | 2245 | 1587.151 | 1310.351 | 1310.351
results303.txt | 6552 TAMMISTO 400.00 | 0.2734 | 657.849 | 2245 | 1587.151 | 1313.751 | 1313.751
results303.txt | 6553 NURMIJÄRVI 400.00 | 0.2769 | 657.849 | 2245 | 1587.151 | 1310.251 | 1310.251
results303.txt | 6554 LÄNSISALMI 400.00 | 0.2739 | 657.849 | 2245 | 1587.151 | 1313.251 | 1313.251
results303.txt | 6555 INKOO 400.00 | 0.2731 | 657.849 | 2245 | 1587.151 | 1314.051 | 1314.051
results303.txt | 6556 ESPOO 400.00 | 0.2743 | 657.849 | 2245 | 1587.151 | 1312.851 | 1312.851
results303.txt | 6567 ANTTILA 400.00 | 0.276 | 657.849 | 2245 | 1587.151 | 1311.151 | 1311.151
results303.txt | 6569 KORIA 400.00 | 0.2802 | 657.849 | 2245 | 1587.151 | 1306.951 | 1306.951
results303.txt | 6570 LOVIISA 400.00 | 0.2719 | 657.849 | 2245 | 1587.151 | 1315.251 | 1315.251
results303.txt | 6573 YLLIKKÄLÄ 400.00 | 0.2882 | 657.849 | 2245 | 1587.151 | 1298.951 | 1298.951
results303.txt | 6615 TAHKOLUOTO 400.00 | 0.261 | 657.849 | 2245 | 1587.151 | 1326.151 | 1326.151
results303.txt | 6617 OLKILUOTO 400.00 | 0.2593 | 657.849 | 2245 | 1587.151 | 1327.851 | 1327.851
results303.txt | 6618 RAUMA 400.00 | 0.2586 | 657.849 | 2245 | 1587.151 | 1328.551 | 1328.551
results303.txt | 6619 ULVILA 400.00 | 0.2646 | 657.849 | 2245 | 1587.151 | 1322.551 | 1322.551
results303.txt | 6621 LIETO 400.00 | 0.2671 | 657.849 | 2245 | 1587.151 | 1320.051 | 1320.051
results303.txt | 6778 HIRVISUO 400.00 | 0.2798 | 657.849 | 2245 | 1587.151 | 1307.351 | 1307.351
results303.txt | 6779 UUSNIVALA 400.00 | 0.289 | 657.849 | 2245 | 1587.151 | 1298.151 | 1298.151
results303.txt | 6780 ALAJÄRVI 400.00 | 0.2843 | 657.849 | 2245 | 1587.151 | 1302.851 | 1302.851
results303.txt | 6781 SEINÄJOKI 400.00 | 0.2764 | 657.849 | 2245 | 1587.151 | 1310.751 | 1310.751
results303.txt | 6783 PETÄJÄV400 400.00 | 0.2832 | 657.849 | 2245 | 1587.151 | 1303.951 | 1303.951
results303.txt | 6782 PETÄJÄV220 220.00 | 0.2832 | 657.849 | 2245 | 1587.151 | 1303.951 | 1303.951
results303.txt | 6784 JÄMSÄ 220.00 | 0.2872 | 657.849 | 2245 | 1587.151 | 1299.951 | 1299.951
results303.txt | 6785 TOIVILA 400.00 | 0.2795 | 657.849 | 2245 | 1587.151 | 1307.651 | 1307.651
results303.txt | 6786 HAAPAVESI 220.00 | 0.2769 | 657.849 | 2245 | 1587.151 | 1310.251 | 1310.251
results303.txt | 6787 VUOLIJOKI 400.00 | 0.2931 | 657.849 | 2245 | 1587.151 | 1294.051 | 1294.051
results303.txt | 6788 ALAPITKÄ 400.00 | 0.2936 | 657.849 | 2245 | 1587.151 | 1293.551 | 1293.551
results303.txt | 6789 VIHTAVUORI 400.00 | 0.2879 | 657.849 | 2245 | 1587.151 | 1299.251 | 1299.251
results303.txt | 6790 HUUTOKOSKI 400.00 | 0.2932 | 657.849 | 2245 | 1587.151 | 1293.951 | 1293.951
results303.txt | 6810 TUOVILA 400.00 | 0.2727 | 657.849 | 2245 | 1587.151 | 1314.451 | 1314.451
results303.txt | 6811 KRSITINESTAD400.00 | 0.2678 | 657.849 | 2245 | 1587.151 | 1319.351 | 1319.351
results303.txt | 6903 SEITENOIKEA 220.00 | 0.2632 | 657.849 | 2245 | 1587.151 | 1323.951 | 1323.951
results303.txt | 6907 DJUPTJÄRN 400.00 | 0.1682 | 657.849 | 2245 | 1587.151 | 1418.951 | 1418.951
results303.txt | 6908 KEMINMAA 220.00 | 0.2772 | 657.849 | 2245 | 1587.151 | 1309.951 | 1309.951
results303.txt | 6909 ISOHAARA 400.00 | 0.2412 | 657.849 | 2245 | 1587.151 | 1345.951 | 1345.951
results303.txt | 6910 SUBSTATION 400.00 | 0.2413 | 657.849 | 2245 | 1587.151 | 1345.851 | 1345.851
results303.txt | 6911 JYLKKÄ 400.00 | 0.2845 | 657.849 | 2245 | 1587.151 | 1302.651 | 1302.651
results303.txt | 6912 VALAJASKO 220.00 | 0.2823 | 657.849 | 2245 | 1587.151 | 1304.851 | 1304.851
results303.txt | 6913 VANTTAUSKOSK220.00 | 0.2823 | 657.849 | 2245 | 1587.151 | 1304.851 | 1304.851
results303.txt | 6915 PIRITTIK400 400.00 | 0.283 | 657.849 | 2245 | 1587.151 | 1304.151 | 1304.151
results303.txt | 6914 PIRITTK220 220.00 | 0.2833 | 657.849 | 2245 | 1587.151 | 1303.851 | 1303.851
results303.txt | 6916 SEITAKORVA 220.00 | 0.2809 | 657.849 | 2245 | 1587.151 | 1306.251 | 1306.251
results303.txt | 6917 ISOKANGAS 400.00 | 0.2863 | 657.849 | 2245 | 1587.151 | 1300.851 | 1300.851
results303.txt | 6918 PIKKARALA 400.00 | 0.2857 | 657.849 | 2245 | 1587.151 | 1301.451 | 1301.451
results303.txt | 6920 PYHÄNSEL400 400.00 | 0.2896 | 657.849 | 2245 | 1587.151 | 1297.551 | 1297.551
results303.txt | 6919 PYHÄNSEL220 220.00 | 0.2896 | 657.849 | 2245 | 1587.151 | 1297.551 | 1297.551
results303.txt | 6921 PYHÄKOSI 220.00 | 0.2803 | 657.849 | 2245 | 1587.151 | 1306.851 | 1306.851
results303.txt | 6922 UTANEN 220.00 | 0.2757 | 657.849 | 2245 | 1587.151 | 1311.451 | 1311.451
results303.txt | 6923 NUOJA 220.00 | 0.2706 | 657.849 | 2245 | 1587.151 | 1316.551 | 1316.551
results303.txt | 6930 LETSI 400.00 | 0.4093 | 657.849 | 2245 | 1587.151 | 1177.851 | 1177.851
results303.txt | 6990 ISONIEMI 220.00 | 0.3113 | 657.849 | 2245 | 1587.151 | 1275.851 | 1275.851
results303.txt | 6992 IVALO 220.00 | 0.3473 | 657.849 | 2245 | 1587.151 | 1239.851 | 1239.851
results303.txt | 6993 KUOLAJÄRVI 220.00 | 0.316 | 657.849 | 2245 | 1587.151 | 1271.151 | 1271.151
results303.txt | 6994 VAJUKOSKI 220.00 | 0.3177 | 657.849 | 2245 | 1587.151 | 1269.451 | 1269.451
results303.txt | 6995 KOKKOSNIVA 220.00 | 0.3101 | 657.849 | 2245 | 1587.151 | 1277.051 | 1277.051
results303.txt | 7001 SEITEVARE 400.00 | -0.1918 | 657.849 | 2245 | 1587.151 | 1778.951 | 1778.951
results303.txt | 7004 LIGGA 400.00 | -0.1918 | 657.849 | 2245 | 1587.151 | 1778.951 | 1778.951
results303.txt | 7005 MESSAURE 400.00 | -0.3682 | 657.849 | 2245 | 1587.151 | 1955.351 | 1955.351
results303.txt | 7010 VARANGERBOT 220.00 | 0.3743 | 657.849 | 2245 | 1587.151 | 1212.851 | 1212.851
results303.txt | 7018 UTSJOKI 220.00 | 0.3692 | 657.849 | 2245 | 1587.151 | 1217.951 | 1217.951
results303.txt | 7054 OSSAUSKOSKI 220.00 | 0.2781 | 657.849 | 2245 | 1587.151 | 1309.051 | 1309.051
results303.txt | 7056 PETÄJÄSKO 400.00 | 0.2814 | 657.849 | 2245 | 1587.151 | 1305.751 | 1305.751
results303.txt | 7055 PETÄJÄSKO 220.00 | 0.2811 | 657.849 | 2245 | 1587.151 | 1306.051 | 1306.051
results303.txt | 8579 JOINT 220.00 | 0.2759 | 657.849 | 2245 | 1587.151 | 1311.251 | 1311.251
results303.txt | 7140 JOINT 220.00 | 0.3687 | 657.849 | 2245 | 1587.151 | 1218.451 | 1218.451
results303.txt | 8256 JOINT 400.00 | -0.1918 | 657.849 | 2245 | 1587.151 | 1778.951 | 1778.951
results303.txt | 9408 HÄLLBERGET 400.00 | 0.3641 | 657.849 | 2245 | 1587.151 | 1223.051 | 1223.051
results303.txt | 9301 KEMIJÄRVI 220.00 | 0.2887 | 657.849 | 2245 | 1587.151 | 1298.451 | 1298.451
results303.txt | 9302 KEMINMAA 400.00 | 0.3421 | 657.849 | 2245 | 1587.151 | 1245.051 | 1245.051
results303.txt | 9304 LUMIJÄRVI 400.00 | 0.2852 | 657.849 | 2245 | 1587.151 | 1301.951 | 1301.951
results303.txt | 9303 MUSALA 400.00 | 0.2755 | 657.849 | 2245 | 1587.151 | 1311.651 | 1311.651
results303.txt | 9305 KÄRPPIÖN 400.00 | 0.2688 | 657.849 | 2245 | 1587.151 | 1318.351 | 1318.351
results303.txt | 9306 HONKAJOEN 400.00 | 0.2668 | 657.849 | 2245 | 1587.151 | 1320.351 | 1320.351
results303.txt | 9307 KONTIOLAHTI 400.00 | 0.2907 | 657.849 | 2245 | 1587.151 | 1296.451 | 1296.451
results303.txt | 9308 ORIMATTILAN 400.00 | 0.2773 | 657.849 | 2245 | 1587.151 | 1309.851 | 1309.851
results303.txt | 9309 NAANTALINSAL400.00 | 0.2671 | 657.849 | 2245 | 1587.151 | 1320.051 | 1320.051
results304.txt | PTI INTERACTIVE POWER SYSTEM SIMULATOR--PSS(R)E MON, MAY 29 2023 |  | -410.3412 | 2000 | 1589.6588
results304.txt | SENSITIVITY FACTORS ARE CALCULATED WITH AC |  | -410.3412 | 2000 | 1589.6588
results304.txt | SUBSYSTEM 'RESERV' IS USED FOR OPPOSING SYSTEM FOR MW POWER |  | -410.3412 | 2000 | 1589.6588
results304.txt | SENSITIVITY FACTORS OF BRANCH FLOW (MVA) ON 6934 NEDRERÖS220 220.00 TO 6936 NEDRERÖS400 400.00 2 MORE THAN | 0.1 | -410.3412 | 2000 | 1589.6588 | 1489.6588 | 1489.6588
results304.txt | <--------- BUS NAME --------> |  | -410.3412 | 2000 | 1589.6588
results304.txt | 6925 GRUNDFORS220220.00 | 0.1846 | -410.3412 | 2000 | 1589.6588 | 1405.0588 | 1405.0588
results304.txt | 6936 NEDRERÖS400 400.00 | -0.1056 | -410.3412 | 2000 | 1589.6588 | 1695.2588 | 1695.2588
results304.txt | 6935 NEDRERÖS300 400.00 | -0.1055 | -410.3412 | 2000 | 1589.6588 | 1695.1588 | 1695.1588
results304.txt | 6934 NEDRERÖS220 220.00 | 0.7692 | -410.3412 | 2000 | 1589.6588 | 820.4588 | 820.4588
results304.txt | 6937 MARKA 400.00 | -0.1009 | -410.3412 | 2000 | 1589.6588 | 1690.5588 | 1690.5588
results304.txt | 6944 RANA 400.00 | -0.1013 | -410.3412 | 2000 | 1589.6588 | 1690.9588 | 1690.9588
results304.txt | 6945 GEJMÅN 220.00 | 0.5682 | -410.3412 | 2000 | 1589.6588 | 1021.4588 | 1021.4588
results304.txt | 6946 AJAURE 220.00 | 0.4405 | -410.3412 | 2000 | 1589.6588 | 1149.1588 | 1149.1588
results304.txt | 6947 GARDIKFORS 220.00 | 0.3578 | -410.3412 | 2000 | 1589.6588 | 1231.8588 | 1231.8588
results304.txt | 7799 JOINT 220.00 | 0.5685 | -410.3412 | 2000 | 1589.6588 | 1021.1588 | 1021.1588
results304.txt | 8643 JOINT 220.00 | 0.3576 | -410.3412 | 2000 | 1589.6588 | 1232.0588 | 1232.0588
results305.txt | PTI INTERACTIVE POWER SYSTEM SIMULATOR--PSS(R)E MON, MAY 29 2023 |  | 654.6807 | 2245 | 1590.3192
results305.txt | SENSITIVITY FACTORS ARE CALCULATED WITH AC |  | 654.6807 | 2245 | 1590.3192
results305.txt | SUBSYSTEM 'RESERV' IS USED FOR OPPOSING SYSTEM FOR MW POWER |  | 654.6807 | 2245 | 1590.3192
results305.txt | SENSITIVITY FACTORS OF BRANCH FLOW (MVA) ON 6677 BLÅFALL 400.00 TO 6681 SAUDA300 400.00 3 MORE THAN | 0.1 | 654.6807 | 2245 | 1590.3192 | 1490.3193 | 1490.3193
results305.txt | <--------- BUS NAME --------> |  | 654.6807 | 2245 | 1590.3192
results305.txt | 6356 BJERKREIM 400.00 | -0.1598 | 654.6807 | 2245 | 1590.3192 | 1750.1193 | 1750.1193
results305.txt | 6358 TONSTAD400 400.00 | -0.1495 | 654.6807 | 2245 | 1590.3192 | 1739.8193 | 1739.8193
results305.txt | 6357 TONSTAD300 400.00 | -0.1495 | 654.6807 | 2245 | 1590.3192 | 1739.8193 | 1739.8193
results305.txt | 6360 KJELLAND 400.00 | -0.1537 | 654.6807 | 2245 | 1590.3192 | 1744.0193 | 1744.0193
results305.txt | 6363 FEDA400 400.00 | -0.1491 | 654.6807 | 2245 | 1590.3192 | 1739.4193 | 1739.4193
results305.txt | 6362 FEDA300 400.00 | -0.1492 | 654.6807 | 2245 | 1590.3192 | 1739.5193 | 1739.5193
results305.txt | 6364 LISTAWIND 400.00 | -0.1491 | 654.6807 | 2245 | 1590.3192 | 1739.4193 | 1739.4193
results305.txt | 6365 KRISTIANSAND400.00 | -0.1342 | 654.6807 | 2245 | 1590.3192 | 1724.5193 | 1724.5193
results305.txt | 6373 ARENDAL400 400.00 | -0.1196 | 654.6807 | 2245 | 1590.3192 | 1709.9193 | 1709.9193
results305.txt | 6372 ARENDAL300 400.00 | -0.1196 | 654.6807 | 2245 | 1590.3192 | 1709.9193 | 1709.9193
results305.txt | 6647 MOSKOG 400.00 | 0.1185 | 654.6807 | 2245 | 1590.3192 | 1471.8193 | 1471.8193
results305.txt | 6648 HOYANGER 400.00 | 0.1259 | 654.6807 | 2245 | 1590.3192 | 1464.4193 | 1464.4193
results305.txt | 6649 REFSDAL 400.00 | 0.1948 | 654.6807 | 2245 | 1590.3192 | 1395.5193 | 1395.5193
results305.txt | 6650 HOVE 400.00 | 0.1783 | 654.6807 | 2245 | 1590.3192 | 1412.0193 | 1412.0193
results305.txt | 6651 MODALEN 400.00 | 0.2411 | 654.6807 | 2245 | 1590.3192 | 1349.2193 | 1349.2193
results305.txt | 6653 DALE 400.00 | 0.2599 | 654.6807 | 2245 | 1590.3192 | 1330.4193 | 1330.4193
results305.txt | 6654 EVANGER 400.00 | 0.2589 | 654.6807 | 2245 | 1590.3192 | 1331.4193 | 1331.4193
results305.txt | 6656 SAMNAGER400 400.00 | 0.2743 | 654.6807 | 2245 | 1590.3192 | 1316.0193 | 1316.0193
results305.txt | 6655 SAMNAGER300 400.00 | 0.2752 | 654.6807 | 2245 | 1590.3192 | 1315.1193 | 1315.1193
results305.txt | 6657 JOSTEDAL 400.00 | 0.1447 | 654.6807 | 2245 | 1590.3192 | 1445.6193 | 1445.6193
results305.txt | 6658 LEIRDOLA 400.00 | 0.1449 | 654.6807 | 2245 | 1590.3192 | 1445.4193 | 1445.4193
results305.txt | 6659 ÅROY 400.00 | 0.1473 | 654.6807 | 2245 | 1590.3192 | 1443.0193 | 1443.0193
results305.txt | 6661 FARDAL400 400.00 | 0.1474 | 654.6807 | 2245 | 1590.3192 | 1442.9193 | 1442.9193
results305.txt | 6660 FARDAL300 400.00 | 0.1474 | 654.6807 | 2245 | 1590.3192 | 1442.9193 | 1442.9193
results305.txt | 6663 AURLAND400 400.00 | 0.1228 | 654.6807 | 2245 | 1590.3192 | 1467.5193 | 1467.5193
results305.txt | 6662 AURLAND200 400.00 | 0.1227 | 654.6807 | 2245 | 1590.3192 | 1467.6193 | 1467.6193
results305.txt | 6664 AURLAND2 400.00 | 0.1227 | 654.6807 | 2245 | 1590.3192 | 1467.6193 | 1467.6193
results305.txt | 6665 AURLAND3 400.00 | 0.1142 | 654.6807 | 2245 | 1590.3192 | 1476.1193 | 1476.1193
results305.txt | 6666 SKAGEN-FOTUN400.00 | 0.1436 | 654.6807 | 2245 | 1590.3192 | 1446.7193 | 1446.7193
results305.txt | 6668 ELDFJORD 400.00 | 0.1568 | 654.6807 | 2245 | 1590.3192 | 1433.5193 | 1433.5193
results305.txt | 6674 HUSNES 400.00 | 0.4869 | 654.6807 | 2245 | 1590.3192 | 1103.4193 | 1103.4193
results305.txt | 6676 HYDRO PURE S400.00 | 0.4073 | 654.6807 | 2245 | 1590.3192 | 1183.0193 | 1183.0193
results305.txt | 6675 MAURANGER 400.00 | 0.4073 | 654.6807 | 2245 | 1590.3192 | 1183.0193 | 1183.0193
results305.txt | 6677 BLÅFALL 400.00 | 0.4985 | 654.6807 | 2245 | 1590.3192 | 1091.8193 | 1091.8193
results305.txt | 6679 OKSLA 400.00 | -0.2471 | 654.6807 | 2245 | 1590.3192 | 1837.4193 | 1837.4193
results305.txt | 6680 ÅSEN 400.00 | -0.2471 | 654.6807 | 2245 | 1590.3192 | 1837.4193 | 1837.4193
results305.txt | 6682 SAUDA400 400.00 | -0.2921 | 654.6807 | 2245 | 1590.3192 | 1882.4193 | 1882.4193
results305.txt | 6681 SAUDA300 400.00 | -0.2932 | 654.6807 | 2245 | 1590.3192 | 1883.5193 | 1883.5193
results305.txt | 6683 HYLEN 400.00 | -0.2928 | 654.6807 | 2245 | 1590.3192 | 1883.1193 | 1883.1193
results305.txt | 6685 RÖDAL 400.00 | -0.248 | 654.6807 | 2245 | 1590.3192 | 1838.3193 | 1838.3193
results305.txt | 6686 NOVLE 400.00 | -0.2479 | 654.6807 | 2245 | 1590.3192 | 1838.2193 | 1838.2193
results305.txt | 6687 ULLA-FORRE 400.00 | -0.2492 | 654.6807 | 2245 | 1590.3192 | 1839.5193 | 1839.5193
results305.txt | 6688 STOKKELAND 400.00 | -0.1654 | 654.6807 | 2245 | 1590.3192 | 1755.7193 | 1755.7193
results305.txt | 6690 HOG-JAERN400400.00 | -0.1656 | 654.6807 | 2245 | 1590.3192 | 1755.9193 | 1755.9193
results305.txt | 6689 HOG-JAERN300400.00 | -0.1654 | 654.6807 | 2245 | 1590.3192 | 1755.7193 | 1755.7193
results305.txt | 6691 SUBSTATION 400.00 | -0.2928 | 654.6807 | 2245 | 1590.3192 | 1883.1193 | 1883.1193
results305.txt | 6693 SATURDAL 400.00 | -0.1543 | 654.6807 | 2245 | 1590.3192 | 1744.6193 | 1744.6193
results305.txt | 6692 HYDRO MIXED 400.00 | -0.1542 | 654.6807 | 2245 | 1590.3192 | 1744.5193 | 1744.5193
results305.txt | 6694 FORRE 400.00 | -0.1748 | 654.6807 | 2245 | 1590.3192 | 1765.1193 | 1765.1193
results305.txt | 6695 KVILLDAL 400.00 | -0.1431 | 654.6807 | 2245 | 1590.3192 | 1733.4193 | 1733.4193
results305.txt | 6698 LYSE400 400.00 | -0.1887 | 654.6807 | 2245 | 1590.3192 | 1779.0193 | 1779.0193
results305.txt | 6697 LYSE300 400.00 | -0.1885 | 654.6807 | 2245 | 1590.3192 | 1778.8193 | 1778.8193
results305.txt | 6699 DUGE 301.00 | -0.1678 | 654.6807 | 2245 | 1590.3192 | 1758.1193 | 1758.1193
results305.txt | 6700 TJORHOM 400.00 | -0.188 | 654.6807 | 2245 | 1590.3192 | 1778.3193 | 1778.3193
results305.txt | 6701 KVANNDAL 400.00 | -0.2332 | 654.6807 | 2245 | 1590.3192 | 1823.5193 | 1823.5193
results305.txt | 6702 KJELA 400.00 | -0.2075 | 654.6807 | 2245 | 1590.3192 | 1797.8193 | 1797.8193
results305.txt | 6703 SONGA 400.00 | -0.172 | 654.6807 | 2245 | 1590.3192 | 1762.3193 | 1762.3193
results305.txt | 6704 VINJE 400.00 | -0.1593 | 654.6807 | 2245 | 1590.3192 | 1749.6193 | 1749.6193
results305.txt | 6705 HOLEN 400.00 | -0.1378 | 654.6807 | 2245 | 1590.3192 | 1728.1193 | 1728.1193
results305.txt | 6706 ROSKREPP 301.00 | -0.1666 | 654.6807 | 2245 | 1590.3192 | 1756.9193 | 1756.9193
results305.txt | 6707 KVINEN 301.00 | -0.1655 | 654.6807 | 2245 | 1590.3192 | 1755.8193 | 1755.8193
results305.txt | 6708 SOLHOLM300 400.00 | -0.1443 | 654.6807 | 2245 | 1590.3192 | 1734.6193 | 1734.6193
results305.txt | 6710 HEKNI 400.00 | -0.1355 | 654.6807 | 2245 | 1590.3192 | 1725.8193 | 1725.8193
results305.txt | 6711 TOKKE 400.00 | -0.1446 | 654.6807 | 2245 | 1590.3192 | 1734.9193 | 1734.9193
results305.txt | 6722 VEMORK 400.00 | -0.1354 | 654.6807 | 2245 | 1590.3192 | 1725.7193 | 1725.7193
results305.txt | 6725 SUNDSBARM 400.00 | -0.1024 | 654.6807 | 2245 | 1590.3192 | 1692.7193 | 1692.7193
results305.txt | 6730 BAMBLE400 400.00 | -0.1013 | 654.6807 | 2245 | 1590.3192 | 1691.6193 | 1691.6193
results305.txt | 6729 BAMBLE300 400.00 | -0.1013 | 654.6807 | 2245 | 1590.3192 | 1691.6193 | 1691.6193
results305.txt | 6743 KOLLSNES 400.00 | 0.2618 | 654.6807 | 2245 | 1590.3192 | 1328.5193 | 1328.5193
results305.txt | 6745 SUBSTATION 400.00 | 0.2553 | 654.6807 | 2245 | 1590.3192 | 1335.0193 | 1335.0193
results305.txt | 6744 LINDÅS 400.00 | 0.2553 | 654.6807 | 2245 | 1590.3192 | 1335.0193 | 1335.0193
results305.txt | 6746 NYGARD 400.00 | 0.2643 | 654.6807 | 2245 | 1590.3192 | 1326.0193 | 1326.0193
results305.txt | 6747 ARNA 400.00 | 0.2644 | 654.6807 | 2245 | 1590.3192 | 1325.9193 | 1325.9193
results305.txt | 6748 BERGEN 400.00 | 0.2656 | 654.6807 | 2245 | 1590.3192 | 1324.7193 | 1324.7193
results305.txt | 6749 STORD 400.00 | 0.4276 | 654.6807 | 2245 | 1590.3192 | 1162.7193 | 1162.7193
results305.txt | 6751 SUBSTATION 301.00 | 0.1212 | 654.6807 | 2245 | 1590.3192 | 1469.1193 | 1469.1193
results305.txt | 6750 HÅVIK 400.00 | 0.2973 | 654.6807 | 2245 | 1590.3192 | 1293.0193 | 1293.0193
results305.txt | 6752 SPANNE 400.00 | 0.364 | 654.6807 | 2245 | 1590.3192 | 1226.3193 | 1226.3193
results305.txt | 6753 KÅRSTO 400.00 | 0.298 | 654.6807 | 2245 | 1590.3192 | 1292.3193 | 1292.3193
results305.txt | 6754 STOLAHELA 400.00 | -0.1654 | 654.6807 | 2245 | 1590.3192 | 1755.7193 | 1755.7193
results305.txt | 8448 JOINT 400.00 | -0.2075 | 654.6807 | 2245 | 1590.3192 | 1797.8193 | 1797.8193
results305.txt | 8460 JOINT 400.00 | -0.2332 | 654.6807 | 2245 | 1590.3192 | 1823.5193 | 1823.5193
results305.txt | 8611 JOINT 400.00 | 0.2979 | 654.6807 | 2245 | 1590.3192 | 1292.4193 | 1292.4193
results305.txt | 9010 HAUGSVAER 400.00 | 0.2481 | 654.6807 | 2245 | 1590.3192 | 1342.2193 | 1342.2193
results305.txt | 9011 STEINSLAND 400.00 | 0.2424 | 654.6807 | 2245 | 1590.3192 | 1347.9193 | 1347.9193
results305.txt | 9014 HONNA 400.00 | -0.1372 | 654.6807 | 2245 | 1590.3192 | 1727.5193 | 1727.5193
results305.txt | 9019 SAUDA 301.00 | -0.1159 | 654.6807 | 2245 | 1590.3192 | 1706.2193 | 1706.2193
results305.txt | 9020 LYSE 301.00 | -0.1712 | 654.6807 | 2245 | 1590.3192 | 1761.5193 | 1761.5193
results305.txt | 9021 FJOTLAND 301.00 | -0.1617 | 654.6807 | 2245 | 1590.3192 | 1752.0193 | 1752.0193
results306.txt | PTI INTERACTIVE POWER SYSTEM SIMULATOR--PSS(R)E MON, MAY 29 2023 |  | 650.0102 | 2245 | 1594.9897
results306.txt | SENSITIVITY FACTORS ARE CALCULATED WITH AC |  | 650.0102 | 2245 | 1594.9897
results306.txt | SUBSYSTEM 'RESERV' IS USED FOR OPPOSING SYSTEM FOR MW POWER |  | 650.0102 | 2245 | 1594.9897
results306.txt | SENSITIVITY FACTORS OF BRANCH FLOW (MVA) ON 6554 LÄNSISALMI 400.00 TO 6567 ANTTILA 400.00 2 MORE THAN | 0.1 | 650.0102 | 2245 | 1594.9897 | 1494.9898 | 1494.9898
results306.txt | <--------- BUS NAME --------> |  | 650.0102 | 2245 | 1594.9897
results306.txt | 6545 HUITTINEN 400.00 | 0.1053 | 650.0102 | 2245 | 1594.9897 | 1489.6898 | 1489.6898
results306.txt | 6572 KYMI 400.00 | -0.2154 | 650.0102 | 2245 | 1594.9897 | 1810.3898 | 1810.3898
results306.txt | 6546 SALO 400.00 | 0.1974 | 650.0102 | 2245 | 1594.9897 | 1397.5898 | 1397.5898
results306.txt | 6547 FORSSA 400.00 | 0.1366 | 650.0102 | 2245 | 1594.9897 | 1458.3898 | 1458.3898
results306.txt | 6550 KOPULA 400.00 | 0.2039 | 650.0102 | 2245 | 1594.9897 | 1391.0898 | 1391.0898
results306.txt | 6552 TAMMISTO 400.00 | 0.4023 | 650.0102 | 2245 | 1594.9897 | 1192.6898 | 1192.6898
results306.txt | 6553 NURMIJÄRVI 400.00 | -0.1706 | 650.0102 | 2245 | 1594.9897 | 1765.5898 | 1765.5898
results306.txt | 6554 LÄNSISALMI 400.00 | 0.5092 | 650.0102 | 2245 | 1594.9897 | 1085.7898 | 1085.7898
results306.txt | 6555 INKOO 400.00 | 0.2649 | 650.0102 | 2245 | 1594.9897 | 1330.0898 | 1330.0898
results306.txt | 6556 ESPOO 400.00 | 0.3176 | 650.0102 | 2245 | 1594.9897 | 1277.3898 | 1277.3898
results306.txt | 6567 ANTTILA 400.00 | -0.3243 | 650.0102 | 2245 | 1594.9897 | 1919.2898 | 1919.2898
results306.txt | 6569 KORIA 400.00 | -0.1824 | 650.0102 | 2245 | 1594.9897 | 1777.3898 | 1777.3898
results306.txt | 6570 LOVIISA 400.00 | -0.2665 | 650.0102 | 2245 | 1594.9897 | 1861.4898 | 1861.4898
results306.txt | 6573 YLLIKKÄLÄ 400.00 | -0.1264 | 650.0102 | 2245 | 1594.9897 | 1721.3898 | 1721.3898
results306.txt | 6617 OLKILUOTO 400.00 | 0.1039 | 650.0102 | 2245 | 1594.9897 | 1491.0898 | 1491.0898
results306.txt | 6618 RAUMA 400.00 | 0.1074 | 650.0102 | 2245 | 1594.9897 | 1487.5898 | 1487.5898
results306.txt | 6621 LIETO 400.00 | 0.1646 | 650.0102 | 2245 | 1594.9897 | 1430.3898 | 1430.3898
results306.txt | 9309 NAANTALINSAL400.00 | 0.1645 | 650.0102 | 2245 | 1594.9897 | 1430.4898 | 1430.4898
results307.txt | PTI INTERACTIVE POWER SYSTEM SIMULATOR--PSS(R)E MON, MAY 29 2023 |  | -649.283 | 2245 | 1595.7169
results307.txt | SENSITIVITY FACTORS ARE CALCULATED WITH AC |  | -649.283 | 2245 | 1595.7169
results307.txt | SUBSYSTEM 'RESERV' IS USED FOR OPPOSING SYSTEM FOR MW POWER |  | -649.283 | 2245 | 1595.7169
results307.txt | SENSITIVITY FACTORS OF BRANCH FLOW (MVA) ON 6626 MINNE 400.00 TO 6735 OSLO300 400.00 3 MORE THAN | 0.1 | -649.283 | 2245 | 1595.7169 | 1495.717 | 1495.717
results307.txt | <--------- BUS NAME --------> |  | -649.283 | 2245 | 1595.7169
results307.txt | 6626 MINNE 400.00 | -0.7321 | -649.283 | 2245 | 1595.7169 | 2162.183 | 2162.183
results307.txt | 6712 OVREVINSTRA 400.00 | -0.2429 | -649.283 | 2245 | 1595.7169 | 1838.617 | 1838.617
results307.txt | 6713 NEDREVINSTRA400.00 | -0.2984 | -649.283 | 2245 | 1595.7169 | 1894.117 | 1894.117
results307.txt | 6717 NEDREVINSTRA400.00 | -0.2984 | -649.283 | 2245 | 1595.7169 | 1894.117 | 1894.117
results307.txt | 6718 FÅBERG 400.00 | -0.3007 | -649.283 | 2245 | 1595.7169 | 1896.417 | 1896.417
results307.txt | 6720 VARDAL 400.00 | -0.1937 | -649.283 | 2245 | 1595.7169 | 1789.417 | 1789.417
results307.txt | 6721 VANG 400.00 | -0.529 | -649.283 | 2245 | 1595.7169 | 2124.717 | 2124.717
results307.txt | 6872 AURA2300 400.00 | -0.1175 | -649.283 | 2245 | 1595.7169 | 1713.217 | 1713.217
results307.txt | 6855 FRAERNA 400.00 | -0.1097 | -649.283 | 2245 | 1595.7169 | 1705.417 | 1705.417
results307.txt | 6858 ISTAD 400.00 | -0.1097 | -649.283 | 2245 | 1595.7169 | 1705.417 | 1705.417
results307.txt | 6859 AURA1 400.00 | -0.1149 | -649.283 | 2245 | 1595.7169 | 1710.617 | 1710.617
results307.txt | 6860 GRYTTEN 400.00 | -0.1034 | -649.283 | 2245 | 1595.7169 | 1699.117 | 1699.117
results307.txt | 6861 SNILLDAL 400.00 | -0.1047 | -649.283 | 2245 | 1595.7169 | 1700.417 | 1700.417
results307.txt | 6862 SURNA 400.00 | -0.1088 | -649.283 | 2245 | 1595.7169 | 1704.517 | 1704.517
results307.txt | 6874 VÅGÅMO 400.00 | -0.2015 | -649.283 | 2245 | 1595.7169 | 1797.217 | 1797.217
results307.txt | 6875 RENDALEN 301.00 | -0.205 | -649.283 | 2245 | 1595.7169 | 1800.717 | 1800.717
results307.txt | 9007 TJELDBERGO 400.00 | -0.1068 | -649.283 | 2245 | 1595.7169 | 1702.517 | 1702.517
results307.txt | 9016 FÅBER300 301.00 | -0.2077 | -649.283 | 2245 | 1595.7169 | 1803.417 | 1803.417
results308.txt | PTI INTERACTIVE POWER SYSTEM SIMULATOR--PSS(R)E MON, MAY 29 2023 |  | 647.6099 | 2245 | 1597.3901
results308.txt | SENSITIVITY FACTORS ARE CALCULATED WITH AC |  | 647.6099 | 2245 | 1597.3901
results308.txt | SUBSYSTEM 'RESERV' IS USED FOR OPPOSING SYSTEM FOR MW POWER |  | 647.6099 | 2245 | 1597.3901
results308.txt | SENSITIVITY FACTORS OF BRANCH FLOW (MVA) ON 6655 SAMNAGER300 400.00 TO 6675 MAURANGER 400.00 1 MORE THAN | 0.1 | 647.6099 | 2245 | 1597.3901 | 1497.3901 | 1497.3901
results308.txt | <--------- BUS NAME --------> |  | 647.6099 | 2245 | 1597.3901
results308.txt | 6356 BJERKREIM 400.00 | -0.1885 | 647.6099 | 2245 | 1597.3901 | 1785.8901 | 1785.8901
results308.txt | 6358 TONSTAD400 400.00 | -0.1763 | 647.6099 | 2245 | 1597.3901 | 1773.6901 | 1773.6901
results308.txt | 6357 TONSTAD300 400.00 | -0.1763 | 647.6099 | 2245 | 1597.3901 | 1773.6901 | 1773.6901
results308.txt | 6360 KJELLAND 400.00 | -0.1813 | 647.6099 | 2245 | 1597.3901 | 1778.6901 | 1778.6901
results308.txt | 6363 FEDA400 400.00 | -0.1758 | 647.6099 | 2245 | 1597.3901 | 1773.1901 | 1773.1901
results308.txt | 6362 FEDA300 400.00 | -0.1759 | 647.6099 | 2245 | 1597.3901 | 1773.2901 | 1773.2901
results308.txt | 6364 LISTAWIND 400.00 | -0.1759 | 647.6099 | 2245 | 1597.3901 | 1773.2901 | 1773.2901
results308.txt | 6365 KRISTIANSAND400.00 | -0.1582 | 647.6099 | 2245 | 1597.3901 | 1755.5901 | 1755.5901
results308.txt | 6373 ARENDAL400 400.00 | -0.141 | 647.6099 | 2245 | 1597.3901 | 1738.3901 | 1738.3901
results308.txt | 6372 ARENDAL300 400.00 | -0.141 | 647.6099 | 2245 | 1597.3901 | 1738.3901 | 1738.3901
results308.txt | 6647 MOSKOG 400.00 | 0.1397 | 647.6099 | 2245 | 1597.3901 | 1457.6901 | 1457.6901
results308.txt | 6648 HOYANGER 400.00 | 0.1485 | 647.6099 | 2245 | 1597.3901 | 1448.8901 | 1448.8901
results308.txt | 6649 REFSDAL 400.00 | 0.2297 | 647.6099 | 2245 | 1597.3901 | 1367.6901 | 1367.6901
results308.txt | 6650 HOVE 400.00 | 0.2102 | 647.6099 | 2245 | 1597.3901 | 1387.1901 | 1387.1901
results308.txt | 6651 MODALEN 400.00 | 0.2842 | 647.6099 | 2245 | 1597.3901 | 1313.1901 | 1313.1901
results308.txt | 6653 DALE 400.00 | 0.3064 | 647.6099 | 2245 | 1597.3901 | 1290.9901 | 1290.9901
results308.txt | 6654 EVANGER 400.00 | 0.3052 | 647.6099 | 2245 | 1597.3901 | 1292.1901 | 1292.1901
results308.txt | 6656 SAMNAGER400 400.00 | 0.3234 | 647.6099 | 2245 | 1597.3901 | 1273.9901 | 1273.9901
results308.txt | 6655 SAMNAGER300 400.00 | 0.3244 | 647.6099 | 2245 | 1597.3901 | 1272.9901 | 1272.9901
results308.txt | 6657 JOSTEDAL 400.00 | 0.1705 | 647.6099 | 2245 | 1597.3901 | 1426.8901 | 1426.8901
results308.txt | 6658 LEIRDOLA 400.00 | 0.1708 | 647.6099 | 2245 | 1597.3901 | 1426.5901 | 1426.5901
results308.txt | 6659 ÅROY 400.00 | 0.1736 | 647.6099 | 2245 | 1597.3901 | 1423.7901 | 1423.7901
results308.txt | 6661 FARDAL400 400.00 | 0.1737 | 647.6099 | 2245 | 1597.3901 | 1423.6901 | 1423.6901
results308.txt | 6660 FARDAL300 400.00 | 0.1737 | 647.6099 | 2245 | 1597.3901 | 1423.6901 | 1423.6901
results308.txt | 6663 AURLAND400 400.00 | 0.1447 | 647.6099 | 2245 | 1597.3901 | 1452.6901 | 1452.6901
results308.txt | 6662 AURLAND200 400.00 | 0.1447 | 647.6099 | 2245 | 1597.3901 | 1452.6901 | 1452.6901
results308.txt | 6664 AURLAND2 400.00 | 0.1447 | 647.6099 | 2245 | 1597.3901 | 1452.6901 | 1452.6901
results308.txt | 6665 AURLAND3 400.00 | 0.1346 | 647.6099 | 2245 | 1597.3901 | 1462.7901 | 1462.7901
results308.txt | 6666 SKAGEN-FOTUN400.00 | 0.1693 | 647.6099 | 2245 | 1597.3901 | 1428.0901 | 1428.0901
results308.txt | 6668 ELDFJORD 400.00 | 0.1849 | 647.6099 | 2245 | 1597.3901 | 1412.4901 | 1412.4901
results308.txt | 6669 HOL1 400.00 | 0.1031 | 647.6099 | 2245 | 1597.3901 | 1494.2901 | 1494.2901
results308.txt | 6674 HUSNES 400.00 | -0.4284 | 647.6099 | 2245 | 1597.3901 | 2025.7901 | 2025.7901
results308.txt | 6676 HYDRO PURE S400.00 | -0.5291 | 647.6099 | 2245 | 1597.3901 | 2126.4901 | 2126.4901
results308.txt | 6675 MAURANGER 400.00 | -0.5291 | 647.6099 | 2245 | 1597.3901 | 2126.4901 | 2126.4901
results308.txt | 6677 BLÅFALL 400.00 | -0.4293 | 647.6099 | 2245 | 1597.3901 | 2026.6901 | 2026.6901
results308.txt | 6679 OKSLA 400.00 | -0.2911 | 647.6099 | 2245 | 1597.3901 | 1888.4901 | 1888.4901
results308.txt | 6680 ÅSEN 400.00 | -0.2911 | 647.6099 | 2245 | 1597.3901 | 1888.4901 | 1888.4901
results308.txt | 6682 SAUDA400 400.00 | -0.3447 | 647.6099 | 2245 | 1597.3901 | 1942.0901 | 1942.0901
results308.txt | 6681 SAUDA300 400.00 | -0.3454 | 647.6099 | 2245 | 1597.3901 | 1942.7901 | 1942.7901
results308.txt | 6683 HYLEN 400.00 | -0.3449 | 647.6099 | 2245 | 1597.3901 | 1942.2901 | 1942.2901
results308.txt | 6685 RÖDAL 400.00 | -0.2921 | 647.6099 | 2245 | 1597.3901 | 1889.4901 | 1889.4901
results308.txt | 6686 NOVLE 400.00 | -0.2921 | 647.6099 | 2245 | 1597.3901 | 1889.4901 | 1889.4901
results308.txt | 6687 ULLA-FORRE 400.00 | -0.2936 | 647.6099 | 2245 | 1597.3901 | 1890.9901 | 1890.9901
results308.txt | 6688 STOKKELAND 400.00 | -0.1951 | 647.6099 | 2245 | 1597.3901 | 1792.4901 | 1792.4901
results308.txt | 6690 HOG-JAERN400400.00 | -0.1953 | 647.6099 | 2245 | 1597.3901 | 1792.6901 | 1792.6901
results308.txt | 6689 HOG-JAERN300400.00 | -0.1951 | 647.6099 | 2245 | 1597.3901 | 1792.4901 | 1792.4901
results308.txt | 6691 SUBSTATION 400.00 | -0.3449 | 647.6099 | 2245 | 1597.3901 | 1942.2901 | 1942.2901
results308.txt | 6693 SATURDAL 400.00 | -0.1819 | 647.6099 | 2245 | 1597.3901 | 1779.2901 | 1779.2901
results308.txt | 6692 HYDRO MIXED 400.00 | -0.1819 | 647.6099 | 2245 | 1597.3901 | 1779.2901 | 1779.2901
results308.txt | 6694 FORRE 400.00 | -0.2061 | 647.6099 | 2245 | 1597.3901 | 1803.4901 | 1803.4901
results308.txt | 6695 KVILLDAL 400.00 | -0.1687 | 647.6099 | 2245 | 1597.3901 | 1766.0901 | 1766.0901
results308.txt | 6698 LYSE400 400.00 | -0.2226 | 647.6099 | 2245 | 1597.3901 | 1819.9901 | 1819.9901
results308.txt | 6697 LYSE300 400.00 | -0.2224 | 647.6099 | 2245 | 1597.3901 | 1819.7901 | 1819.7901
results308.txt | 6699 DUGE 301.00 | -0.1979 | 647.6099 | 2245 | 1597.3901 | 1795.2901 | 1795.2901
results308.txt | 6700 TJORHOM 400.00 | -0.2218 | 647.6099 | 2245 | 1597.3901 | 1819.1901 | 1819.1901
results308.txt | 6701 KVANNDAL 400.00 | -0.2747 | 647.6099 | 2245 | 1597.3901 | 1872.0901 | 1872.0901
results308.txt | 6702 KJELA 400.00 | -0.2444 | 647.6099 | 2245 | 1597.3901 | 1841.7901 | 1841.7901
results308.txt | 6703 SONGA 400.00 | -0.2027 | 647.6099 | 2245 | 1597.3901 | 1800.0901 | 1800.0901
results308.txt | 6704 VINJE 400.00 | -0.1878 | 647.6099 | 2245 | 1597.3901 | 1785.1901 | 1785.1901
results308.txt | 6705 HOLEN 400.00 | -0.1625 | 647.6099 | 2245 | 1597.3901 | 1759.8901 | 1759.8901
results308.txt | 6706 ROSKREPP 301.00 | -0.1965 | 647.6099 | 2245 | 1597.3901 | 1793.8901 | 1793.8901
results308.txt | 6707 KVINEN 301.00 | -0.1952 | 647.6099 | 2245 | 1597.3901 | 1792.5901 | 1792.5901
results308.txt | 6708 SOLHOLM300 400.00 | -0.1702 | 647.6099 | 2245 | 1597.3901 | 1767.5901 | 1767.5901
results308.txt | 6710 HEKNI 400.00 | -0.1598 | 647.6099 | 2245 | 1597.3901 | 1757.1901 | 1757.1901
results308.txt | 6711 TOKKE 400.00 | -0.1704 | 647.6099 | 2245 | 1597.3901 | 1767.7901 | 1767.7901
results308.txt | 6722 VEMORK 400.00 | -0.1596 | 647.6099 | 2245 | 1597.3901 | 1756.9901 | 1756.9901
results308.txt | 6723 SÅHEIM 400.00 | -0.1064 | 647.6099 | 2245 | 1597.3901 | 1703.7901 | 1703.7901
results308.txt | 6725 SUNDSBARM 400.00 | -0.1207 | 647.6099 | 2245 | 1597.3901 | 1718.0901 | 1718.0901
results308.txt | 6727 ROD400 400.00 | -0.11 | 647.6099 | 2245 | 1597.3901 | 1707.3901 | 1707.3901
results308.txt | 6726 ROD300 400.00 | -0.1099 | 647.6099 | 2245 | 1597.3901 | 1707.2901 | 1707.2901
results308.txt | 6728 GRENLAND 400.00 | -0.1151 | 647.6099 | 2245 | 1597.3901 | 1712.4901 | 1712.4901
results308.txt | 6730 BAMBLE400 400.00 | -0.1194 | 647.6099 | 2245 | 1597.3901 | 1716.7901 | 1716.7901
results308.txt | 6729 BAMBLE300 400.00 | -0.1194 | 647.6099 | 2245 | 1597.3901 | 1716.7901 | 1716.7901
results308.txt | 6743 KOLLSNES 400.00 | 0.3086 | 647.6099 | 2245 | 1597.3901 | 1288.7901 | 1288.7901
results308.txt | 6745 SUBSTATION 400.00 | 0.301 | 647.6099 | 2245 | 1597.3901 | 1296.3901 | 1296.3901
results308.txt | 6744 LINDÅS 400.00 | 0.301 | 647.6099 | 2245 | 1597.3901 | 1296.3901 | 1296.3901
results308.txt | 6746 NYGARD 400.00 | 0.3116 | 647.6099 | 2245 | 1597.3901 | 1285.7901 | 1285.7901
results308.txt | 6747 ARNA 400.00 | 0.3117 | 647.6099 | 2245 | 1597.3901 | 1285.6901 | 1285.6901
results308.txt | 6748 BERGEN 400.00 | 0.3132 | 647.6099 | 2245 | 1597.3901 | 1284.1901 | 1284.1901
results308.txt | 6749 STORD 400.00 | -0.4228 | 647.6099 | 2245 | 1597.3901 | 2020.1901 | 2020.1901
results308.txt | 6751 SUBSTATION 301.00 | -0.3904 | 647.6099 | 2245 | 1597.3901 | 1987.7901 | 1987.7901
results308.txt | 6750 HÅVIK 400.00 | -0.4098 | 647.6099 | 2245 | 1597.3901 | 2007.1901 | 2007.1901
results308.txt | 6752 SPANNE 400.00 | -0.4168 | 647.6099 | 2245 | 1597.3901 | 2014.1901 | 2014.1901
results308.txt | 6753 KÅRSTO 400.00 | -0.4106 | 647.6099 | 2245 | 1597.3901 | 2007.9901 | 2007.9901
results308.txt | 6754 STOLAHELA 400.00 | -0.1951 | 647.6099 | 2245 | 1597.3901 | 1792.4901 | 1792.4901
results308.txt | 8448 JOINT 400.00 | -0.2444 | 647.6099 | 2245 | 1597.3901 | 1841.7901 | 1841.7901
results308.txt | 8460 JOINT 400.00 | -0.2747 | 647.6099 | 2245 | 1597.3901 | 1872.0901 | 1872.0901
results308.txt | 8611 JOINT 400.00 | -0.4104 | 647.6099 | 2245 | 1597.3901 | 2007.7901 | 2007.7901
results308.txt | 9009 ALFOTEN 400.00 | 0.1079 | 647.6099 | 2245 | 1597.3901 | 1489.4901 | 1489.4901
results308.txt | 9010 HAUGSVAER 400.00 | 0.2925 | 647.6099 | 2245 | 1597.3901 | 1304.8901 | 1304.8901
results308.txt | 9011 STEINSLAND 400.00 | 0.2858 | 647.6099 | 2245 | 1597.3901 | 1311.5901 | 1311.5901
results308.txt | 9012 BAMBLE 400.00 | -0.1143 | 647.6099 | 2245 | 1597.3901 | 1711.6901 | 1711.6901
results308.txt | 9014 HONNA 400.00 | -0.1619 | 647.6099 | 2245 | 1597.3901 | 1759.2901 | 1759.2901
results308.txt | 9019 SAUDA 301.00 | -0.3641 | 647.6099 | 2245 | 1597.3901 | 1961.4901 | 1961.4901
results308.txt | 9020 LYSE 301.00 | -0.2019 | 647.6099 | 2245 | 1597.3901 | 1799.2901 | 1799.2901
results308.txt | 9021 FJOTLAND 301.00 | -0.1907 | 647.6099 | 2245 | 1597.3901 | 1788.0901 | 1788.0901
results309.txt | PTI INTERACTIVE POWER SYSTEM SIMULATOR--PSS(R)E MON, MAY 29 2023 |  | 644.4005 | 2245 | 1600.5995
results309.txt | SENSITIVITY FACTORS ARE CALCULATED WITH AC |  | 644.4005 | 2245 | 1600.5995
results309.txt | SUBSYSTEM 'RESERV' IS USED FOR OPPOSING SYSTEM FOR MW POWER |  | 644.4005 | 2245 | 1600.5995
results309.txt | SENSITIVITY FACTORS OF BRANCH FLOW (MVA) ON 6639 LINDBACKA400400.00 TO 6641 HALLSBERG400400.00 10 MORE THAN | 0.1 | 644.4005 | 2245 | 1600.5995 | 1500.5995 | 1500.5995
results309.txt | <--------- BUS NAME --------> |  | 644.4005 | 2245 | 1600.5995
results309.txt | 5624 HERSLEV 400.00 | -0.1276 | 644.4005 | 2245 | 1600.5995 | 1728.1995 | 1728.1995
results309.txt | 5642 HOVEGARD 400.00 | -0.1275 | 644.4005 | 2245 | 1600.5995 | 1728.0995 | 1728.0995
results309.txt | 5646 BJAEVERSKOV4400.00 | -0.1274 | 644.4005 | 2245 | 1600.5995 | 1727.9995 | 1727.9995
results309.txt | 5645 BJAEVERSKOV2220.00 | -0.1271 | 644.4005 | 2245 | 1600.5995 | 1727.6995 | 1727.6995
results309.txt | 5657 ISHOJ400 400.00 | -0.1275 | 644.4005 | 2245 | 1600.5995 | 1728.0995 | 1728.0995
results309.txt | 5656 ISHOJ220 220.00 | -0.1277 | 644.4005 | 2245 | 1600.5995 | 1728.2995 | 1728.2995
results309.txt | 5660 AVEDOREVERK 400.00 | -0.1276 | 644.4005 | 2245 | 1600.5995 | 1728.1995 | 1728.1995
results309.txt | 5662 ORSTEDSVERKE400.00 | -0.1277 | 644.4005 | 2245 | 1600.5995 | 1728.2995 | 1728.2995
results309.txt | 5671 SEGE 400.00 | -0.1281 | 644.4005 | 2245 | 1600.5995 | 1728.6995 | 1728.6995
results309.txt | 5672 ARRIE 400.00 | -0.1281 | 644.4005 | 2245 | 1600.5995 | 1728.6995 | 1728.6995
results309.txt | 5673 KRUSEBERG 400.00 | -0.1281 | 644.4005 | 2245 | 1600.5995 | 1728.6995 | 1728.6995
results309.txt | 5676 WIND FARM 220.00 | -0.1248 | 644.4005 | 2245 | 1600.5995 | 1725.3995 | 1725.3995
results309.txt | 5845 ASNAESVERK 400.00 | -0.1275 | 644.4005 | 2245 | 1600.5995 | 1728.0995 | 1728.0995
results309.txt | 6309 STENKULLEN 400.00 | -0.1037 | 644.4005 | 2245 | 1600.5995 | 1704.2995 | 1704.2995
results309.txt | 6311 LINDOME 400.00 | -0.106 | 644.4005 | 2245 | 1600.5995 | 1706.5995 | 1706.5995
results309.txt | 6312 RINGHALS 400.00 | -0.1083 | 644.4005 | 2245 | 1600.5995 | 1708.8995 | 1708.8995
results309.txt | 6313 STROMMA 400.00 | -0.1074 | 644.4005 | 2245 | 1600.5995 | 1707.9995 | 1707.9995
results309.txt | 6314 TIMMERSDALA 400.00 | -0.2233 | 644.4005 | 2245 | 1600.5995 | 1823.8995 | 1823.8995
results309.txt | 6315 HORRED 400.00 | -0.1109 | 644.4005 | 2245 | 1600.5995 | 1711.4995 | 1711.4995
results309.txt | 6316 UDDEBO 400.00 | -0.1176 | 644.4005 | 2245 | 1600.5995 | 1718.1995 | 1718.1995
results309.txt | 6319 KYNDBYVERKER400.00 | -0.1274 | 644.4005 | 2245 | 1600.5995 | 1727.9995 | 1727.9995
results309.txt | 6324 GORLOSEGARD 400.00 | -0.1269 | 644.4005 | 2245 | 1600.5995 | 1727.4995 | 1727.4995
results309.txt | 6330 GELNTEGARD2 400.00 | -0.1281 | 644.4005 | 2245 | 1600.5995 | 1728.6995 | 1728.6995
results309.txt | 6334 GLENTEGARD 400.00 | -0.1283 | 644.4005 | 2245 | 1600.5995 | 1728.8995 | 1728.8995
results309.txt | 6335 SODERASEN 400.00 | -0.1251 | 644.4005 | 2245 | 1600.5995 | 1725.6995 | 1725.6995
results309.txt | 6337 BARSEBACK 400.00 | -0.1278 | 644.4005 | 2245 | 1600.5995 | 1728.3995 | 1728.3995
results309.txt | 6338 HURVA 400.00 | -0.1294 | 644.4005 | 2245 | 1600.5995 | 1729.9995 | 1729.9995
results309.txt | 6340 MOHOLM 220.00 | -0.3383 | 644.4005 | 2245 | 1600.5995 | 1938.8995 | 1938.8995
results309.txt | 6341 KOLSTAD 400.00 | -0.1273 | 644.4005 | 2245 | 1600.5995 | 1727.8995 | 1727.8995
results309.txt | 6342 TENHULT 400.00 | -0.1301 | 644.4005 | 2245 | 1600.5995 | 1730.6995 | 1730.6995
results309.txt | 6343 BARKERYD 400.00 | -0.1374 | 644.4005 | 2245 | 1600.5995 | 1737.9995 | 1737.9995
results309.txt | 6345 GLAN 400.00 | -0.111 | 644.4005 | 2245 | 1600.5995 | 1711.5995 | 1711.5995
results309.txt | 6346 KIMSTAD 400.00 | -0.1557 | 644.4005 | 2245 | 1600.5995 | 1756.2995 | 1756.2995
results309.txt | 6348 OSKARSHAMN 400.00 | -0.1332 | 644.4005 | 2245 | 1600.5995 | 1733.7995 | 1733.7995
results309.txt | 6349 ALVESTA 400.00 | -0.132 | 644.4005 | 2245 | 1600.5995 | 1732.5995 | 1732.5995
results309.txt | 6350 HEMSJO 400.00 | -0.133 | 644.4005 | 2245 | 1600.5995 | 1733.5995 | 1733.5995
results309.txt | 6351 KARLSHAMN 400.00 | -0.1329 | 644.4005 | 2245 | 1600.5995 | 1733.4995 | 1733.4995
results309.txt | 6354 NYBRO 400.00 | -0.1341 | 644.4005 | 2245 | 1600.5995 | 1734.6995 | 1734.6995
results309.txt | 6637 MORGARDSH 400.00 | 0.1475 | 644.4005 | 2245 | 1600.5995 | 1453.0995 | 1453.0995
results309.txt | 6639 LINDBACKA400400.00 | 0.1773 | 644.4005 | 2245 | 1600.5995 | 1423.2995 | 1423.2995
results309.txt | 6638 LINDBACKA220220.00 | 0.1372 | 644.4005 | 2245 | 1600.5995 | 1463.3995 | 1463.3995
results309.txt | 6641 HALLSBERG400400.00 | -0.3219 | 644.4005 | 2245 | 1600.5995 | 1922.4995 | 1922.4995
results309.txt | 6640 HALLSBERG220220.00 | -0.3219 | 644.4005 | 2245 | 1600.5995 | 1922.4995 | 1922.4995
results309.txt | 6642 OSTANSJO 400.00 | -0.1868 | 644.4005 | 2245 | 1600.5995 | 1787.3995 | 1787.3995
results309.txt | 7429 JOINT 220.00 | -0.125 | 644.4005 | 2245 | 1600.5995 | 1725.5995 | 1725.5995
results309.txt | 1052 BREARED 400.00 | -0.1168 | 644.4005 | 2245 | 1600.5995 | 1717.3995 | 1717.3995
results309.txt | 1053 HÄRADSBO 400.00 | -0.1182 | 644.4005 | 2245 | 1600.5995 | 1718.7995 | 1718.7995
results309.txt | 9401 HAGESKRUV 400.00 | -0.1324 | 644.4005 | 2245 | 1600.5995 | 1732.9995 | 1732.9995
results310.txt | PTI INTERACTIVE POWER SYSTEM SIMULATOR--PSS(R)E MON, MAY 29 2023 |  | 643.2892 | 2245 | 1601.7108
results310.txt | SENSITIVITY FACTORS ARE CALCULATED WITH AC |  | 643.2892 | 2245 | 1601.7108
results310.txt | SUBSYSTEM 'RESERV' IS USED FOR OPPOSING SYSTEM FOR MW POWER |  | 643.2892 | 2245 | 1601.7108
results310.txt | SENSITIVITY FACTORS OF BRANCH FLOW (MVA) ON 6714 HEMSIL2 400.00 TO 6715 NESBYEN 400.00 3 MORE THAN | 0.1 | 643.2892 | 2245 | 1601.7108 | 1501.7108 | 1501.7108
results310.txt | <--------- BUS NAME --------> |  | 643.2892 | 2245 | 1601.7108
results310.txt | 6667 BORGUND 301.00 | 0.2356 | 643.2892 | 2245 | 1601.7108 | 1366.1108 | 1366.1108
results310.txt | 6670 HOL3 400.00 | 0.1003 | 643.2892 | 2245 | 1601.7108 | 1501.4108 | 1501.4108
results310.txt | 6671 HEMSIL1 301.00 | 0.2364 | 643.2892 | 2245 | 1601.7108 | 1365.3108 | 1365.3108
results310.txt | 6673 USTA400 400.00 | 0.1005 | 643.2892 | 2245 | 1601.7108 | 1501.2108 | 1501.2108
results310.txt | 6672 USTA300 400.00 | 0.1005 | 643.2892 | 2245 | 1601.7108 | 1501.2108 | 1501.2108
results310.txt | 6714 HEMSIL2 400.00 | 0.2384 | 643.2892 | 2245 | 1601.7108 | 1363.3108 | 1363.3108
results310.txt | 6715 NESBYEN 400.00 | -0.6644 | 643.2892 | 2245 | 1601.7108 | 2223.8892 | 2223.8892
results310.txt | 9015 HEMSIL300 301.00 | 0.2384 | 643.2892 | 2245 | 1601.7108 | 1363.3108 | 1363.3108
results311.txt | PTI INTERACTIVE POWER SYSTEM SIMULATOR--PSS(R)E MON, MAY 29 2023 |  | -642.2039 | 2245 | 1602.796
results311.txt | SENSITIVITY FACTORS ARE CALCULATED WITH AC |  | -642.2039 | 2245 | 1602.796
results311.txt | SUBSYSTEM 'RESERV' IS USED FOR OPPOSING SYSTEM FOR MW POWER |  | -642.2039 | 2245 | 1602.796
results311.txt | SENSITIVITY FACTORS OF BRANCH FLOW (MVA) ON 6930 LETSI 400.00 TO 7003 HARSPÅNGET 400.00 5 MORE THAN | 0.1 | -642.2039 | 2245 | 1602.796 | 1502.7961 | 1502.7961
results311.txt | <--------- BUS NAME --------> |  | -642.2039 | 2245 | 1602.796
results311.txt | 6571 VISULAHTI 400.00 | -0.2464 | -642.2039 | 2245 | 1602.796 | 1849.1961 | 1849.1961
results311.txt | 6545 HUITTINEN 400.00 | -0.233 | -642.2039 | 2245 | 1602.796 | 1835.7961 | 1835.7961
results311.txt | 6572 KYMI 400.00 | -0.2398 | -642.2039 | 2245 | 1602.796 | 1842.5961 | 1842.5961
results311.txt | 6546 SALO 400.00 | -0.2344 | -642.2039 | 2245 | 1602.796 | 1837.1961 | 1837.1961
results311.txt | 6547 FORSSA 400.00 | -0.2345 | -642.2039 | 2245 | 1602.796 | 1837.2961 | 1837.2961
results311.txt | 6548 KANGASALA 400.00 | -0.2376 | -642.2039 | 2245 | 1602.796 | 1840.3961 | 1840.3961
results311.txt | 6549 LAVIANVOURI 400.00 | -0.2381 | -642.2039 | 2245 | 1602.796 | 1840.8961 | 1840.8961
results311.txt | 6550 KOPULA 400.00 | -0.239 | -642.2039 | 2245 | 1602.796 | 1841.7961 | 1841.7961
results311.txt | 6551 HIKIÄ 400.00 | -0.2384 | -642.2039 | 2245 | 1602.796 | 1841.1961 | 1841.1961
results311.txt | 6552 TAMMISTO 400.00 | -0.2365 | -642.2039 | 2245 | 1602.796 | 1839.2961 | 1839.2961
results311.txt | 6553 NURMIJÄRVI 400.00 | -0.2384 | -642.2039 | 2245 | 1602.796 | 1841.1961 | 1841.1961
results311.txt | 6554 LÄNSISALMI 400.00 | -0.2367 | -642.2039 | 2245 | 1602.796 | 1839.4961 | 1839.4961
results311.txt | 6555 INKOO 400.00 | -0.2363 | -642.2039 | 2245 | 1602.796 | 1839.0961 | 1839.0961
results311.txt | 6556 ESPOO 400.00 | -0.237 | -642.2039 | 2245 | 1602.796 | 1839.7961 | 1839.7961
results311.txt | 6567 ANTTILA 400.00 | -0.2379 | -642.2039 | 2245 | 1602.796 | 1840.6961 | 1840.6961
results311.txt | 6569 KORIA 400.00 | -0.2403 | -642.2039 | 2245 | 1602.796 | 1843.0961 | 1843.0961
results311.txt | 6570 LOVIISA 400.00 | -0.2356 | -642.2039 | 2245 | 1602.796 | 1838.3961 | 1838.3961
results311.txt | 6573 YLLIKKÄLÄ 400.00 | -0.2448 | -642.2039 | 2245 | 1602.796 | 1847.5961 | 1847.5961
results311.txt | 6615 TAHKOLUOTO 400.00 | -0.2295 | -642.2039 | 2245 | 1602.796 | 1832.2961 | 1832.2961
results311.txt | 6617 OLKILUOTO 400.00 | -0.2285 | -642.2039 | 2245 | 1602.796 | 1831.2961 | 1831.2961
results311.txt | 6618 RAUMA 400.00 | -0.2282 | -642.2039 | 2245 | 1602.796 | 1830.9961 | 1830.9961
results311.txt | 6619 ULVILA 400.00 | -0.2315 | -642.2039 | 2245 | 1602.796 | 1834.2961 | 1834.2961
results311.txt | 6621 LIETO 400.00 | -0.2329 | -642.2039 | 2245 | 1602.796 | 1835.6961 | 1835.6961
results311.txt | 6778 HIRVISUO 400.00 | -0.2402 | -642.2039 | 2245 | 1602.796 | 1842.9961 | 1842.9961
results311.txt | 6779 UUSNIVALA 400.00 | -0.2458 | -642.2039 | 2245 | 1602.796 | 1848.5961 | 1848.5961
results311.txt | 6780 ALAJÄRVI 400.00 | -0.2428 | -642.2039 | 2245 | 1602.796 | 1845.5961 | 1845.5961
results311.txt | 6781 SEINÄJOKI 400.00 | -0.2383 | -642.2039 | 2245 | 1602.796 | 1841.0961 | 1841.0961
results311.txt | 6783 PETÄJÄV400 400.00 | -0.2419 | -642.2039 | 2245 | 1602.796 | 1844.6961 | 1844.6961
results311.txt | 6782 PETÄJÄV220 220.00 | -0.2419 | -642.2039 | 2245 | 1602.796 | 1844.6961 | 1844.6961
results311.txt | 6784 JÄMSÄ 220.00 | -0.2442 | -642.2039 | 2245 | 1602.796 | 1846.9961 | 1846.9961
results311.txt | 6785 TOIVILA 400.00 | -0.2399 | -642.2039 | 2245 | 1602.796 | 1842.6961 | 1842.6961
results311.txt | 6786 HAAPAVESI 220.00 | -0.2381 | -642.2039 | 2245 | 1602.796 | 1840.8961 | 1840.8961
results311.txt | 6787 VUOLIJOKI 400.00 | -0.2473 | -642.2039 | 2245 | 1602.796 | 1850.0961 | 1850.0961
results311.txt | 6788 ALAPITKÄ 400.00 | -0.2477 | -642.2039 | 2245 | 1602.796 | 1850.4961 | 1850.4961
results311.txt | 6789 VIHTAVUORI 400.00 | -0.2447 | -642.2039 | 2245 | 1602.796 | 1847.4961 | 1847.4961
results311.txt | 6790 HUUTOKOSKI 400.00 | -0.2475 | -642.2039 | 2245 | 1602.796 | 1850.2961 | 1850.2961
results311.txt | 6809 STORNORRFORS400.00 | -0.1085 | -642.2039 | 2245 | 1602.796 | 1711.2961 | 1711.2961
results311.txt | 6810 TUOVILA 400.00 | -0.2362 | -642.2039 | 2245 | 1602.796 | 1838.9961 | 1838.9961
results311.txt | 6811 KRSITINESTAD400.00 | -0.2334 | -642.2039 | 2245 | 1602.796 | 1836.1961 | 1836.1961
results311.txt | 6903 SEITENOIKEA 220.00 | -0.2303 | -642.2039 | 2245 | 1602.796 | 1833.0961 | 1833.0961
results311.txt | 6907 DJUPTJÄRN 400.00 | -0.2223 | -642.2039 | 2245 | 1602.796 | 1825.0961 | 1825.0961
results311.txt | 6908 KEMINMAA 220.00 | -0.2403 | -642.2039 | 2245 | 1602.796 | 1843.0961 | 1843.0961
results311.txt | 6909 ISOHAARA 400.00 | -0.2349 | -642.2039 | 2245 | 1602.796 | 1837.6961 | 1837.6961
results311.txt | 6910 SUBSTATION 400.00 | -0.235 | -642.2039 | 2245 | 1602.796 | 1837.7961 | 1837.7961
results311.txt | 6911 JYLKKÄ 400.00 | -0.2429 | -642.2039 | 2245 | 1602.796 | 1845.6961 | 1845.6961
results311.txt | 6912 VALAJASKO 220.00 | -0.2432 | -642.2039 | 2245 | 1602.796 | 1845.9961 | 1845.9961
results311.txt | 6913 VANTTAUSKOSK220.00 | -0.243 | -642.2039 | 2245 | 1602.796 | 1845.7961 | 1845.7961
results311.txt | 6915 PIRITTIK400 400.00 | -0.2433 | -642.2039 | 2245 | 1602.796 | 1846.0961 | 1846.0961
results311.txt | 6914 PIRITTK220 220.00 | -0.2435 | -642.2039 | 2245 | 1602.796 | 1846.2961 | 1846.2961
results311.txt | 6916 SEITAKORVA 220.00 | -0.2421 | -642.2039 | 2245 | 1602.796 | 1844.8961 | 1844.8961
results311.txt | 6917 ISOKANGAS 400.00 | -0.2439 | -642.2039 | 2245 | 1602.796 | 1846.6961 | 1846.6961
results311.txt | 6918 PIKKARALA 400.00 | -0.2443 | -642.2039 | 2245 | 1602.796 | 1847.0961 | 1847.0961
results311.txt | 6920 PYHÄNSEL400 400.00 | -0.2453 | -642.2039 | 2245 | 1602.796 | 1848.0961 | 1848.0961
results311.txt | 6919 PYHÄNSEL220 220.00 | -0.2453 | -642.2039 | 2245 | 1602.796 | 1848.0961 | 1848.0961
results311.txt | 6921 PYHÄKOSI 220.00 | -0.24 | -642.2039 | 2245 | 1602.796 | 1842.7961 | 1842.7961
results311.txt | 6922 UTANEN 220.00 | -0.2374 | -642.2039 | 2245 | 1602.796 | 1840.1961 | 1840.1961
results311.txt | 6923 NUOJA 220.00 | -0.2346 | -642.2039 | 2245 | 1602.796 | 1837.3961 | 1837.3961
results311.txt | 6930 LETSI 400.00 | -0.269 | -642.2039 | 2245 | 1602.796 | 1871.7961 | 1871.7961
results311.txt | 6931 SVARTBYN 400.00 | -0.2032 | -642.2039 | 2245 | 1602.796 | 1805.9961 | 1805.9961
results311.txt | 6933 RÅBÄCKEN 400.00 | -0.1741 | -642.2039 | 2245 | 1602.796 | 1776.8961 | 1776.8961
results311.txt | 6990 ISONIEMI 220.00 | -0.2596 | -642.2039 | 2245 | 1602.796 | 1862.3961 | 1862.3961
results311.txt | 6992 IVALO 220.00 | -0.28 | -642.2039 | 2245 | 1602.796 | 1882.7961 | 1882.7961
results311.txt | 6993 KUOLAJÄRVI 220.00 | -0.2622 | -642.2039 | 2245 | 1602.796 | 1864.9961 | 1864.9961
results311.txt | 6994 VAJUKOSKI 220.00 | -0.2631 | -642.2039 | 2245 | 1602.796 | 1865.8961 | 1865.8961
results311.txt | 6995 KOKKOSNIVA 220.00 | -0.2588 | -642.2039 | 2245 | 1602.796 | 1861.5961 | 1861.5961
results311.txt | 7000 VITAS 400.00 | 0.1095 | -642.2039 | 2245 | 1602.796 | 1493.2961 | 1493.2961
results311.txt | 7002 PORJUS 400.00 | 0.1342 | -642.2039 | 2245 | 1602.796 | 1468.5961 | 1468.5961
results311.txt | 7003 HARSPÅNGET 400.00 | 0.1478 | -642.2039 | 2245 | 1602.796 | 1454.9961 | 1454.9961
results311.txt | 7005 MESSAURE 400.00 | -0.1348 | -642.2039 | 2245 | 1602.796 | 1737.5961 | 1737.5961
results311.txt | 7010 VARANGERBOT 220.00 | -0.2954 | -642.2039 | 2245 | 1602.796 | 1898.1961 | 1898.1961
results311.txt | 7018 UTSJOKI 220.00 | -0.2924 | -642.2039 | 2245 | 1602.796 | 1895.1961 | 1895.1961
results311.txt | 7054 OSSAUSKOSKI 220.00 | -0.2408 | -642.2039 | 2245 | 1602.796 | 1843.5961 | 1843.5961
results311.txt | 7056 PETÄJÄSKO 400.00 | -0.2427 | -642.2039 | 2245 | 1602.796 | 1845.4961 | 1845.4961
results311.txt | 7055 PETÄJÄSKO 220.00 | -0.2425 | -642.2039 | 2245 | 1602.796 | 1845.2961 | 1845.2961
results311.txt | 7062 RITSEM 400.00 | 0.1039 | -642.2039 | 2245 | 1602.796 | 1498.8961 | 1498.8961
results311.txt | 8579 JOINT 220.00 | -0.2375 | -642.2039 | 2245 | 1602.796 | 1840.2961 | 1840.2961
results311.txt | 7140 JOINT 220.00 | -0.2921 | -642.2039 | 2245 | 1602.796 | 1894.8961 | 1894.8961
results311.txt | 9408 HÄLLBERGET 400.00 | -0.2596 | -642.2039 | 2245 | 1602.796 | 1862.3961 | 1862.3961
results311.txt | 9409 TROLLTJÄRN 400.00 | -0.153 | -642.2039 | 2245 | 1602.796 | 1755.7961 | 1755.7961
results311.txt | 9301 KEMIJÄRVI 220.00 | -0.2466 | -642.2039 | 2245 | 1602.796 | 1849.3961 | 1849.3961
results311.txt | 9302 KEMINMAA 400.00 | -0.2555 | -642.2039 | 2245 | 1602.796 | 1858.2961 | 1858.2961
results311.txt | 9304 LUMIJÄRVI 400.00 | -0.2432 | -642.2039 | 2245 | 1602.796 | 1845.9961 | 1845.9961
results311.txt | 9303 MUSALA 400.00 | -0.2378 | -642.2039 | 2245 | 1602.796 | 1840.5961 | 1840.5961
results311.txt | 9305 KÄRPPIÖN 400.00 | -0.2339 | -642.2039 | 2245 | 1602.796 | 1836.6961 | 1836.6961
results311.txt | 9306 HONKAJOEN 400.00 | -0.2328 | -642.2039 | 2245 | 1602.796 | 1835.5961 | 1835.5961
results311.txt | 9307 KONTIOLAHTI 400.00 | -0.2461 | -642.2039 | 2245 | 1602.796 | 1848.8961 | 1848.8961
results311.txt | 9308 ORIMATTILAN 400.00 | -0.2386 | -642.2039 | 2245 | 1602.796 | 1841.3961 | 1841.3961
results311.txt | 9309 NAANTALINSAL400.00 | -0.2329 | -642.2039 | 2245 | 1602.796 | 1835.6961 | 1835.6961
results312.txt | PTI INTERACTIVE POWER SYSTEM SIMULATOR--PSS(R)E MON, MAY 29 2023 |  | -639.3497 | 2245 | 1605.6503
results312.txt | SENSITIVITY FACTORS ARE CALCULATED WITH AC |  | -639.3497 | 2245 | 1605.6503
results312.txt | SUBSYSTEM 'RESERV' IS USED FOR OPPOSING SYSTEM FOR MW POWER |  | -639.3497 | 2245 | 1605.6503
results312.txt | SENSITIVITY FACTORS OF BRANCH FLOW (MVA) ON 6814 VERDAL400 400.00 TO 6871 EIDUM400 400.00 2 MORE THAN | 0.1 | -639.3497 | 2245 | 1605.6503 | 1505.6503 | 1505.6503
results312.txt | <--------- BUS NAME --------> |  | -639.3497 | 2245 | 1605.6503
results312.txt | 6812 OGNDAL 400.00 | -0.5348 | -639.3497 | 2245 | 1605.6503 | 2140.4503 | 2140.4503
results312.txt | 6814 VERDAL400 400.00 | -0.6026 | -639.3497 | 2245 | 1605.6503 | 2208.2503 | 2208.2503
results312.txt | 6813 VERDAL300 400.00 | -0.6026 | -639.3497 | 2245 | 1605.6503 | 2208.2503 | 2208.2503
results312.txt | 6815 HÖGÅSEN 400.00 | 0.1056 | -639.3497 | 2245 | 1605.6503 | 1500.0503 | 1500.0503
results312.txt | 6863 HOFSTAD 400.00 | -0.2172 | -639.3497 | 2245 | 1605.6503 | 1822.8503 | 1822.8503
results312.txt | 6864 ÅFJORD 400.00 | -0.1172 | -639.3497 | 2245 | 1605.6503 | 1722.8503 | 1722.8503
results312.txt | 6866 ORKDAL400 400.00 | 0.1367 | -639.3497 | 2245 | 1605.6503 | 1468.9503 | 1468.9503
results312.txt | 6865 ORKDAL300 400.00 | 0.1367 | -639.3497 | 2245 | 1605.6503 | 1468.9503 | 1468.9503
results312.txt | 6867 STRINDA 400.00 | 0.2193 | -639.3497 | 2245 | 1605.6503 | 1386.3503 | 1386.3503
results312.txt | 6869 KLAEBU400 400.00 | 0.1993 | -639.3497 | 2245 | 1605.6503 | 1406.3503 | 1406.3503
results312.txt | 6868 KLAEBU300 400.00 | 0.1993 | -639.3497 | 2245 | 1605.6503 | 1406.3503 | 1406.3503
results312.txt | 6871 EIDUM400 400.00 | 0.2624 | -639.3497 | 2245 | 1605.6503 | 1343.2503 | 1343.2503
results312.txt | 6870 EIDUM300 400.00 | 0.2624 | -639.3497 | 2245 | 1605.6503 | 1343.2503 | 1343.2503
results312.txt | 6936 NEDRERÖS400 400.00 | -0.2941 | -639.3497 | 2245 | 1605.6503 | 1899.7503 | 1899.7503
results312.txt | 6935 NEDRERÖS300 400.00 | -0.2943 | -639.3497 | 2245 | 1605.6503 | 1899.9503 | 1899.9503
results312.txt | 6934 NEDRERÖS220 220.00 | -0.2555 | -639.3497 | 2245 | 1605.6503 | 1861.1503 | 1861.1503
results312.txt | 6937 MARKA 400.00 | -0.307 | -639.3497 | 2245 | 1605.6503 | 1912.6503 | 1912.6503
results312.txt | 6938 NAMSOS 400.00 | -0.3708 | -639.3497 | 2245 | 1605.6503 | 1976.4503 | 1976.4503
results312.txt | 6939 KOLSVIK 400.00 | -0.3335 | -639.3497 | 2245 | 1605.6503 | 1939.1503 | 1939.1503
results312.txt | 6940 NAMSKOGEN 400.00 | -0.3339 | -639.3497 | 2245 | 1605.6503 | 1939.5503 | 1939.5503
results312.txt | 6942 TUNNSJO400 400.00 | -0.344 | -639.3497 | 2245 | 1605.6503 | 1949.6503 | 1949.6503
results312.txt | 6941 TUNNSJO300 400.00 | -0.344 | -639.3497 | 2245 | 1605.6503 | 1949.6503 | 1949.6503
results312.txt | 6944 RANA 400.00 | -0.2861 | -639.3497 | 2245 | 1605.6503 | 1891.7503 | 1891.7503
results312.txt | 6945 GEJMÅN 220.00 | -0.1955 | -639.3497 | 2245 | 1605.6503 | 1801.1503 | 1801.1503
results312.txt | 6946 AJAURE 220.00 | -0.1572 | -639.3497 | 2245 | 1605.6503 | 1762.8503 | 1762.8503
results312.txt | 6947 GARDIKFORS 220.00 | -0.1323 | -639.3497 | 2245 | 1605.6503 | 1737.9503 | 1737.9503
results312.txt | 6996 OFOTEN 400.00 | -0.2011 | -639.3497 | 2245 | 1605.6503 | 1806.7503 | 1806.7503
results312.txt | 6997 NARVIK 400.00 | -0.202 | -639.3497 | 2245 | 1605.6503 | 1807.6503 | 1807.6503
results312.txt | 7000 VITAS 400.00 | -0.1427 | -639.3497 | 2245 | 1605.6503 | 1748.3503 | 1748.3503
results312.txt | 7006 SVARTISEN 400.00 | -0.2707 | -639.3497 | 2245 | 1605.6503 | 1876.3503 | 1876.3503
results312.txt | 7007 KOBBELV 400.00 | -0.2267 | -639.3497 | 2245 | 1605.6503 | 1832.3503 | 1832.3503
results312.txt | 7008 SALTEN 400.00 | -0.237 | -639.3497 | 2245 | 1605.6503 | 1842.6503 | 1842.6503
results312.txt | 7017 HAMMERFEST 400.00 | -0.2077 | -639.3497 | 2245 | 1605.6503 | 1813.3503 | 1813.3503
results312.txt | 7019 BALSFJORD 400.00 | -0.2039 | -639.3497 | 2245 | 1605.6503 | 1809.5503 | 1809.5503
results312.txt | 7020 BARDUFOSS 400.00 | -0.2035 | -639.3497 | 2245 | 1605.6503 | 1809.1503 | 1809.1503
results312.txt | 7061 NEA 400.00 | 0.1482 | -639.3497 | 2245 | 1605.6503 | 1457.4503 | 1457.4503
results312.txt | 7062 RITSEM 400.00 | -0.1564 | -639.3497 | 2245 | 1605.6503 | 1762.0503 | 1762.0503
results312.txt | 7799 JOINT 220.00 | -0.1956 | -639.3497 | 2245 | 1605.6503 | 1801.2503 | 1801.2503
results312.txt | 8643 JOINT 220.00 | -0.1322 | -639.3497 | 2245 | 1605.6503 | 1737.8503 | 1737.8503
results312.txt | 9001 SEIDAFJELL 400.00 | -0.2072 | -639.3497 | 2245 | 1605.6503 | 1812.8503 | 1812.8503
results312.txt | 9002 LEBSESBY 400.00 | -0.2073 | -639.3497 | 2245 | 1605.6503 | 1812.9503 | 1812.9503
results312.txt | 9003 HAMMERF 400.00 | -0.2077 | -639.3497 | 2245 | 1605.6503 | 1813.3503 | 1813.3503
results312.txt | 9004 ALTA 400.00 | -0.2063 | -639.3497 | 2245 | 1605.6503 | 1811.9503 | 1811.9503
results312.txt | 9005 BERGHEIM 400.00 | -0.2051 | -639.3497 | 2245 | 1605.6503 | 1810.7503 | 1810.7503
results312.txt | 9006 TROFORS 400.00 | -0.3151 | -639.3497 | 2245 | 1605.6503 | 1920.7503 | 1920.7503
results313.txt | PTI INTERACTIVE POWER SYSTEM SIMULATOR--PSS(R)E MON, MAY 29 2023 |  | -641.3286 | 2245 | 1606.2176
results313.txt | SENSITIVITY FACTORS ARE CALCULATED WITH AC |  | -641.3286 | 2245 | 1606.2176
results313.txt | SUBSYSTEM 'RESERV' IS USED FOR OPPOSING SYSTEM FOR MW POWER |  | -641.3286 | 2245 | 1606.2176
results313.txt | SENSITIVITY FACTORS OF BRANCH FLOW (MVA) ON 6936 NEDRERÖS400 400.00 TO 9006 TROFORS 400.00 3 MORE THAN | 0.1 | -641.3286 | 2245 | 1606.2176 | 1503.6714 | 1503.6714
results313.txt | <--------- BUS NAME --------> |  | -641.3286 | 2245 | 1606.2176
results313.txt | 6812 OGNDAL 400.00 | 0.1765 | -641.3286 | 2245 | 1606.2176 | 1427.1714 | 1427.1714
results313.txt | 6814 VERDAL400 400.00 | 0.1642 | -641.3286 | 2245 | 1606.2176 | 1439.4714 | 1439.4714
results313.txt | 6813 VERDAL300 400.00 | 0.1642 | -641.3286 | 2245 | 1606.2176 | 1439.4714 | 1439.4714
results313.txt | 6872 AURA2300 400.00 | 0.1123 | -641.3286 | 2245 | 1606.2176 | 1491.3714 | 1491.3714
results313.txt | 6855 FRAERNA 400.00 | 0.1081 | -641.3286 | 2245 | 1606.2176 | 1495.5714 | 1495.5714
results313.txt | 6858 ISTAD 400.00 | 0.1081 | -641.3286 | 2245 | 1606.2176 | 1495.5714 | 1495.5714
results313.txt | 6859 AURA1 400.00 | 0.111 | -641.3286 | 2245 | 1606.2176 | 1492.6714 | 1492.6714
results313.txt | 6860 GRYTTEN 400.00 | 0.1042 | -641.3286 | 2245 | 1606.2176 | 1499.4714 | 1499.4714
results313.txt | 6861 SNILLDAL 400.00 | 0.1328 | -641.3286 | 2245 | 1606.2176 | 1470.8714 | 1470.8714
results313.txt | 6862 SURNA 400.00 | 0.1215 | -641.3286 | 2245 | 1606.2176 | 1482.1714 | 1482.1714
results313.txt | 6863 HOFSTAD 400.00 | 0.1737 | -641.3286 | 2245 | 1606.2176 | 1429.9714 | 1429.9714
results313.txt | 6864 ÅFJORD 400.00 | 0.1532 | -641.3286 | 2245 | 1606.2176 | 1450.4714 | 1450.4714
results313.txt | 6866 ORKDAL400 400.00 | 0.1255 | -641.3286 | 2245 | 1606.2176 | 1478.1714 | 1478.1714
results313.txt | 6865 ORKDAL300 400.00 | 0.1255 | -641.3286 | 2245 | 1606.2176 | 1478.1714 | 1478.1714
results313.txt | 6867 STRINDA 400.00 | 0.1312 | -641.3286 | 2245 | 1606.2176 | 1472.4714 | 1472.4714
results313.txt | 6869 KLAEBU400 400.00 | 0.1276 | -641.3286 | 2245 | 1606.2176 | 1476.0714 | 1476.0714
results313.txt | 6868 KLAEBU300 400.00 | 0.1276 | -641.3286 | 2245 | 1606.2176 | 1476.0714 | 1476.0714
results313.txt | 6871 EIDUM400 400.00 | 0.1389 | -641.3286 | 2245 | 1606.2176 | 1464.7714 | 1464.7714
results313.txt | 6870 EIDUM300 400.00 | 0.1389 | -641.3286 | 2245 | 1606.2176 | 1464.7714 | 1464.7714
results313.txt | 6936 NEDRERÖS400 400.00 | -0.3178 | -641.3286 | 2245 | 1606.2176 | 1921.4714 | 1921.4714
results313.txt | 6935 NEDRERÖS300 400.00 | -0.3161 | -641.3286 | 2245 | 1606.2176 | 1919.7714 | 1919.7714
results313.txt | 6934 NEDRERÖS220 220.00 | -0.2744 | -641.3286 | 2245 | 1606.2176 | 1878.0714 | 1878.0714
results313.txt | 6937 MARKA 400.00 | -0.1881 | -641.3286 | 2245 | 1606.2176 | 1791.7714 | 1791.7714
results313.txt | 6938 NAMSOS 400.00 | 0.2059 | -641.3286 | 2245 | 1606.2176 | 1397.7714 | 1397.7714
results313.txt | 6939 KOLSVIK 400.00 | 0.1098 | -641.3286 | 2245 | 1606.2176 | 1493.8714 | 1493.8714
results313.txt | 6940 NAMSKOGEN 400.00 | 0.11 | -641.3286 | 2245 | 1606.2176 | 1493.6714 | 1493.6714
results313.txt | 6942 TUNNSJO400 400.00 | 0.2379 | -641.3286 | 2245 | 1606.2176 | 1365.7714 | 1365.7714
results313.txt | 6941 TUNNSJO300 400.00 | 0.2379 | -641.3286 | 2245 | 1606.2176 | 1365.7714 | 1365.7714
results313.txt | 6944 RANA 400.00 | -0.3067 | -641.3286 | 2245 | 1606.2176 | 1910.3714 | 1910.3714
results313.txt | 6945 GEJMÅN 220.00 | -0.2116 | -641.3286 | 2245 | 1606.2176 | 1815.2714 | 1815.2714
results313.txt | 6946 AJAURE 220.00 | -0.1715 | -641.3286 | 2245 | 1606.2176 | 1775.1714 | 1775.1714
results313.txt | 6947 GARDIKFORS 220.00 | -0.1453 | -641.3286 | 2245 | 1606.2176 | 1748.9714 | 1748.9714
results313.txt | 6996 OFOTEN 400.00 | -0.2174 | -641.3286 | 2245 | 1606.2176 | 1821.0714 | 1821.0714
results313.txt | 6997 NARVIK 400.00 | -0.2183 | -641.3286 | 2245 | 1606.2176 | 1821.9714 | 1821.9714
results313.txt | 7000 VITAS 400.00 | -0.156 | -641.3286 | 2245 | 1606.2176 | 1759.6714 | 1759.6714
results313.txt | 7006 SVARTISEN 400.00 | -0.2905 | -641.3286 | 2245 | 1606.2176 | 1894.1714 | 1894.1714
results313.txt | 7007 KOBBELV 400.00 | -0.2443 | -641.3286 | 2245 | 1606.2176 | 1847.9714 | 1847.9714
results313.txt | 7008 SALTEN 400.00 | -0.2551 | -641.3286 | 2245 | 1606.2176 | 1858.7714 | 1858.7714
results313.txt | 7017 HAMMERFEST 400.00 | -0.2243 | -641.3286 | 2245 | 1606.2176 | 1827.9714 | 1827.9714
results313.txt | 7019 BALSFJORD 400.00 | -0.2204 | -641.3286 | 2245 | 1606.2176 | 1824.0714 | 1824.0714
results313.txt | 7020 BARDUFOSS 400.00 | -0.2199 | -641.3286 | 2245 | 1606.2176 | 1823.5714 | 1823.5714
results313.txt | 7062 RITSEM 400.00 | -0.1704 | -641.3286 | 2245 | 1606.2176 | 1774.0714 | 1774.0714
results313.txt | 7799 JOINT 220.00 | -0.2117 | -641.3286 | 2245 | 1606.2176 | 1815.3714 | 1815.3714
results313.txt | 8643 JOINT 220.00 | -0.1453 | -641.3286 | 2245 | 1606.2176 | 1748.9714 | 1748.9714
results313.txt | 9001 SEIDAFJELL 400.00 | -0.2238 | -641.3286 | 2245 | 1606.2176 | 1827.4714 | 1827.4714
results313.txt | 9002 LEBSESBY 400.00 | -0.224 | -641.3286 | 2245 | 1606.2176 | 1827.6714 | 1827.6714
results313.txt | 9003 HAMMERF 400.00 | -0.2243 | -641.3286 | 2245 | 1606.2176 | 1827.9714 | 1827.9714
results313.txt | 9004 ALTA 400.00 | -0.2229 | -641.3286 | 2245 | 1606.2176 | 1826.5714 | 1826.5714
results313.txt | 9005 BERGHEIM 400.00 | -0.2216 | -641.3286 | 2245 | 1606.2176 | 1825.2714 | 1825.2714
results313.txt | 9006 TROFORS 400.00 | 0.4701 | -641.3286 | 2245 | 1606.2176 | 1133.5714 | 1133.5714
results313.txt | 9007 TJELDBERGO 400.00 | 0.1274 | -641.3286 | 2245 | 1606.2176 | 1476.2714 | 1476.2714
results314.txt | PTI INTERACTIVE POWER SYSTEM SIMULATOR--PSS(R)E MON, MAY 29 2023 |  | 637.8856 | 2245 | 1607.1144
results314.txt | SENSITIVITY FACTORS ARE CALCULATED WITH AC |  | 637.8856 | 2245 | 1607.1144
results314.txt | SUBSYSTEM 'RESERV' IS USED FOR OPPOSING SYSTEM FOR MW POWER |  | 637.8856 | 2245 | 1607.1144
results314.txt | SENSITIVITY FACTORS OF BRANCH FLOW (MVA) ON 6650 HOVE 400.00 TO 6660 FARDAL300 400.00 2 MORE THAN | 0.1 | 637.8856 | 2245 | 1607.1144 | 1507.1144 | 1507.1144
results314.txt | <--------- BUS NAME --------> |  | 637.8856 | 2245 | 1607.1144
results314.txt | 6647 MOSKOG 400.00 | -0.1964 | 637.8856 | 2245 | 1607.1144 | 1803.5144 | 1803.5144
results314.txt | 6648 HOYANGER 400.00 | -0.2067 | 637.8856 | 2245 | 1607.1144 | 1813.8144 | 1813.8144
results314.txt | 6649 REFSDAL 400.00 | 0.5681 | 637.8856 | 2245 | 1607.1144 | 1039.0144 | 1039.0144
results314.txt | 6650 HOVE 400.00 | 0.6391 | 637.8856 | 2245 | 1607.1144 | 968.0144 | 968.0144
results314.txt | 6651 MODALEN 400.00 | 0.377 | 637.8856 | 2245 | 1607.1144 | 1230.1144 | 1230.1144
results314.txt | 6653 DALE 400.00 | 0.3 | 637.8856 | 2245 | 1607.1144 | 1307.1144 | 1307.1144
results314.txt | 6654 EVANGER 400.00 | 0.3064 | 637.8856 | 2245 | 1607.1144 | 1300.7144 | 1300.7144
results314.txt | 6656 SAMNAGER400 400.00 | 0.2475 | 637.8856 | 2245 | 1607.1144 | 1359.6144 | 1359.6144
results314.txt | 6655 SAMNAGER300 400.00 | 0.2491 | 637.8856 | 2245 | 1607.1144 | 1358.0144 | 1358.0144
results314.txt | 6657 JOSTEDAL 400.00 | -0.2328 | 637.8856 | 2245 | 1607.1144 | 1839.9144 | 1839.9144
results314.txt | 6658 LEIRDOLA 400.00 | -0.2331 | 637.8856 | 2245 | 1607.1144 | 1840.2144 | 1840.2144
results314.txt | 6659 ÅROY 400.00 | -0.2363 | 637.8856 | 2245 | 1607.1144 | 1843.4144 | 1843.4144
results314.txt | 6661 FARDAL400 400.00 | -0.2364 | 637.8856 | 2245 | 1607.1144 | 1843.5144 | 1843.5144
results314.txt | 6660 FARDAL300 400.00 | -0.2364 | 637.8856 | 2245 | 1607.1144 | 1843.5144 | 1843.5144
results314.txt | 6666 SKAGEN-FOTUN400.00 | -0.2314 | 637.8856 | 2245 | 1607.1144 | 1838.5144 | 1838.5144
results314.txt | 6674 HUSNES 400.00 | 0.155 | 637.8856 | 2245 | 1607.1144 | 1452.1144 | 1452.1144
results314.txt | 6676 HYDRO PURE S400.00 | 0.1928 | 637.8856 | 2245 | 1607.1144 | 1414.3144 | 1414.3144
results314.txt | 6675 MAURANGER 400.00 | 0.1928 | 637.8856 | 2245 | 1607.1144 | 1414.3144 | 1414.3144
results314.txt | 6677 BLÅFALL 400.00 | 0.1553 | 637.8856 | 2245 | 1607.1144 | 1451.8144 | 1451.8144
results314.txt | 6679 OKSLA 400.00 | 0.1031 | 637.8856 | 2245 | 1607.1144 | 1504.0144 | 1504.0144
results314.txt | 6680 ÅSEN 400.00 | 0.1031 | 637.8856 | 2245 | 1607.1144 | 1504.0144 | 1504.0144
results314.txt | 6682 SAUDA400 400.00 | 0.1234 | 637.8856 | 2245 | 1607.1144 | 1483.7144 | 1483.7144
results314.txt | 6681 SAUDA300 400.00 | 0.1237 | 637.8856 | 2245 | 1607.1144 | 1483.4144 | 1483.4144
results314.txt | 6683 HYLEN 400.00 | 0.1235 | 637.8856 | 2245 | 1607.1144 | 1483.6144 | 1483.6144
results314.txt | 6685 RÖDAL 400.00 | 0.1035 | 637.8856 | 2245 | 1607.1144 | 1503.6144 | 1503.6144
results314.txt | 6686 NOVLE 400.00 | 0.1035 | 637.8856 | 2245 | 1607.1144 | 1503.6144 | 1503.6144
results314.txt | 6687 ULLA-FORRE 400.00 | 0.1042 | 637.8856 | 2245 | 1607.1144 | 1502.9144 | 1502.9144
results314.txt | 6691 SUBSTATION 400.00 | 0.1235 | 637.8856 | 2245 | 1607.1144 | 1483.6144 | 1483.6144
results314.txt | 6743 KOLLSNES 400.00 | 0.299 | 637.8856 | 2245 | 1607.1144 | 1308.1144 | 1308.1144
results314.txt | 6745 SUBSTATION 400.00 | 0.3236 | 637.8856 | 2245 | 1607.1144 | 1283.5144 | 1283.5144
results314.txt | 6744 LINDÅS 400.00 | 0.3236 | 637.8856 | 2245 | 1607.1144 | 1283.5144 | 1283.5144
results314.txt | 6746 NYGARD 400.00 | 0.2888 | 637.8856 | 2245 | 1607.1144 | 1318.3144 | 1318.3144
results314.txt | 6747 ARNA 400.00 | 0.2866 | 637.8856 | 2245 | 1607.1144 | 1320.5144 | 1320.5144
results314.txt | 6748 BERGEN 400.00 | 0.2833 | 637.8856 | 2245 | 1607.1144 | 1323.8144 | 1323.8144
results314.txt | 6749 STORD 400.00 | 0.1529 | 637.8856 | 2245 | 1607.1144 | 1454.2144 | 1454.2144
results314.txt | 6751 SUBSTATION 301.00 | 0.1407 | 637.8856 | 2245 | 1607.1144 | 1466.4144 | 1466.4144
results314.txt | 6750 HÅVIK 400.00 | 0.148 | 637.8856 | 2245 | 1607.1144 | 1459.1144 | 1459.1144
results314.txt | 6752 SPANNE 400.00 | 0.1507 | 637.8856 | 2245 | 1607.1144 | 1456.4144 | 1456.4144
results314.txt | 6753 KÅRSTO 400.00 | 0.1484 | 637.8856 | 2245 | 1607.1144 | 1458.7144 | 1458.7144
results314.txt | 6856 ORSKOG 400.00 | -0.1061 | 637.8856 | 2245 | 1607.1144 | 1713.2144 | 1713.2144
results314.txt | 6857 ORSTA 400.00 | -0.1273 | 637.8856 | 2245 | 1607.1144 | 1734.4144 | 1734.4144
results314.txt | 8611 JOINT 400.00 | 0.1483 | 637.8856 | 2245 | 1607.1144 | 1458.8144 | 1458.8144
results314.txt | 9008 SYLKKYVELN 400.00 | -0.1154 | 637.8856 | 2245 | 1607.1144 | 1722.5144 | 1722.5144
results314.txt | 9009 ALFOTEN 400.00 | -0.1589 | 637.8856 | 2245 | 1607.1144 | 1766.0144 | 1766.0144
results314.txt | 9010 HAUGSVAER 400.00 | 0.3503 | 637.8856 | 2245 | 1607.1144 | 1256.8144 | 1256.8144
results314.txt | 9011 STEINSLAND 400.00 | 0.3716 | 637.8856 | 2245 | 1607.1144 | 1235.5144 | 1235.5144
results314.txt | 9019 SAUDA 301.00 | 0.1308 | 637.8856 | 2245 | 1607.1144 | 1476.3144 | 1476.3144
results315.txt | PTI INTERACTIVE POWER SYSTEM SIMULATOR--PSS(R)E MON, MAY 29 2023 |  | -390.7522 | 2000 | 1609.2478
results315.txt | SENSITIVITY FACTORS ARE CALCULATED WITH AC |  | -390.7522 | 2000 | 1609.2478
results315.txt | SUBSYSTEM 'RESERV' IS USED FOR OPPOSING SYSTEM FOR MW POWER |  | -390.7522 | 2000 | 1609.2478
results315.txt | SENSITIVITY FACTORS OF BRANCH FLOW (MVA) ON 6925 GRUNDFORS220220.00 TO 6926 GRUNDFORS400400.00 1 MORE THAN | 0.1 | -390.7522 | 2000 | 1609.2478 | 1509.2478 | 1509.2478
results315.txt | <--------- BUS NAME --------> |  | -390.7522 | 2000 | 1609.2478
results315.txt | 6925 GRUNDFORS220220.00 | 0.8242 | -390.7522 | 2000 | 1609.2478 | 785.0478 | 785.0478
results315.txt | 6934 NEDRERÖS220 220.00 | 0.2214 | -390.7522 | 2000 | 1609.2478 | 1387.8478 | 1387.8478
results315.txt | 6945 GEJMÅN 220.00 | 0.4175 | -390.7522 | 2000 | 1609.2478 | 1191.7478 | 1191.7478
results315.txt | 6946 AJAURE 220.00 | 0.5475 | -390.7522 | 2000 | 1609.2478 | 1061.7478 | 1061.7478
results315.txt | 6947 GARDIKFORS 220.00 | 0.6358 | -390.7522 | 2000 | 1609.2478 | 973.4478 | 973.4478
results315.txt | 7799 JOINT 220.00 | 0.4182 | -390.7522 | 2000 | 1609.2478 | 1191.0478 | 1191.0478
results315.txt | 8643 JOINT 220.00 | 0.6363 | -390.7522 | 2000 | 1609.2478 | 972.9478 | 972.9478
results316.txt | PTI INTERACTIVE POWER SYSTEM SIMULATOR--PSS(R)E MON, MAY 29 2023 |  | 635.5443 | 2245 | 1609.4557
results316.txt | SENSITIVITY FACTORS ARE CALCULATED WITH AC |  | 635.5443 | 2245 | 1609.4557
results316.txt | SUBSYSTEM 'RESERV' IS USED FOR OPPOSING SYSTEM FOR MW POWER |  | 635.5443 | 2245 | 1609.4557
results316.txt | SENSITIVITY FACTORS OF BRANCH FLOW (MVA) ON 6581 ANGSBERG 400.00 TO 6585 FINNBOLEHVDC400.00 2 MORE THAN | 0.1 | 635.5443 | 2245 | 1609.4557 | 1509.4557 | 1509.4557
results316.txt | <--------- BUS NAME --------> |  | 635.5443 | 2245 | 1609.4557
results316.txt | 6581 ANGSBERG 400.00 | 0.295 | 635.5443 | 2245 | 1609.4557 | 1314.4557 | 1314.4557
results316.txt | 6585 FINNBOLEHVDC400.00 | -0.2068 | 635.5443 | 2245 | 1609.4557 | 1816.2557 | 1816.2557
results316.txt | 6586 FINNBOLEHVDC400.00 | -0.1997 | 635.5443 | 2245 | 1609.4557 | 1809.1557 | 1809.1557
results316.txt | 6803 MOLIDEN 400.00 | 0.1497 | 635.5443 | 2245 | 1609.4557 | 1459.7557 | 1459.7557
results317.txt | PTI INTERACTIVE POWER SYSTEM SIMULATOR--PSS(R)E MON, MAY 29 2023 |  | 629.0945 | 2245 | 1615.9055
results317.txt | SENSITIVITY FACTORS ARE CALCULATED WITH AC |  | 629.0945 | 2245 | 1615.9055
results317.txt | SUBSYSTEM 'RESERV' IS USED FOR OPPOSING SYSTEM FOR MW POWER |  | 629.0945 | 2245 | 1615.9055
results317.txt | SENSITIVITY FACTORS OF BRANCH FLOW (MVA) ON 6639 LINDBACKA400400.00 TO 6642 OSTANSJO 400.00 7 MORE THAN | 0.1 | 629.0945 | 2245 | 1615.9055 | 1515.9055 | 1515.9055
results317.txt | <--------- BUS NAME --------> |  | 629.0945 | 2245 | 1615.9055
results317.txt | 6342 TENHULT 400.00 | -0.1035 | 629.0945 | 2245 | 1615.9055 | 1719.4055 | 1719.4055
results317.txt | 6343 BARKERYD 400.00 | -0.1262 | 629.0945 | 2245 | 1615.9055 | 1742.1055 | 1742.1055
results317.txt | 6642 OSTANSJO 400.00 | -0.291 | 629.0945 | 2245 | 1615.9055 | 1906.9055 | 1906.9055
results318.txt | PTI INTERACTIVE POWER SYSTEM SIMULATOR--PSS(R)E MON, MAY 29 2023 |  | 624.858 | 2245 | 1620.142
results318.txt | SENSITIVITY FACTORS ARE CALCULATED WITH AC |  | 624.858 | 2245 | 1620.142
results318.txt | SUBSYSTEM 'RESERV' IS USED FOR OPPOSING SYSTEM FOR MW POWER |  | 624.858 | 2245 | 1620.142
results318.txt | SENSITIVITY FACTORS OF BRANCH FLOW (MVA) ON 7000 VITAS 400.00 TO 7062 RITSEM 400.00 2 MORE THAN | 0.1 | 624.858 | 2245 | 1620.142 | 1520.142 | 1520.142
results318.txt | <--------- BUS NAME --------> |  | 624.858 | 2245 | 1620.142
results318.txt | 6812 OGNDAL 400.00 | 0.2079 | 624.858 | 2245 | 1620.142 | 1412.242 | 1412.242
results318.txt | 6814 VERDAL400 400.00 | 0.1941 | 624.858 | 2245 | 1620.142 | 1426.042 | 1426.042
results318.txt | 6813 VERDAL300 400.00 | 0.1941 | 624.858 | 2245 | 1620.142 | 1426.042 | 1426.042
results318.txt | 6872 AURA2300 400.00 | 0.1346 | 624.858 | 2245 | 1620.142 | 1485.542 | 1485.542
results318.txt | 6855 FRAERNA 400.00 | 0.1299 | 624.858 | 2245 | 1620.142 | 1490.242 | 1490.242
results318.txt | 6856 ORSKOG 400.00 | 0.1125 | 624.858 | 2245 | 1620.142 | 1507.642 | 1507.642
results318.txt | 6858 ISTAD 400.00 | 0.1299 | 624.858 | 2245 | 1620.142 | 1490.242 | 1490.242
results318.txt | 6859 AURA1 400.00 | 0.1332 | 624.858 | 2245 | 1620.142 | 1486.942 | 1486.942
results318.txt | 6860 GRYTTEN 400.00 | 0.1252 | 624.858 | 2245 | 1620.142 | 1494.942 | 1494.942
results318.txt | 6861 SNILLDAL 400.00 | 0.1581 | 624.858 | 2245 | 1620.142 | 1462.042 | 1462.042
results318.txt | 6862 SURNA 400.00 | 0.1452 | 624.858 | 2245 | 1620.142 | 1474.942 | 1474.942
results318.txt | 6863 HOFSTAD 400.00 | 0.2044 | 624.858 | 2245 | 1620.142 | 1415.742 | 1415.742
results318.txt | 6864 ÅFJORD 400.00 | 0.1811 | 624.858 | 2245 | 1620.142 | 1439.042 | 1439.042
results318.txt | 6866 ORKDAL400 400.00 | 0.1502 | 624.858 | 2245 | 1620.142 | 1469.942 | 1469.942
results318.txt | 6865 ORKDAL300 400.00 | 0.1502 | 624.858 | 2245 | 1620.142 | 1469.942 | 1469.942
results318.txt | 6867 STRINDA 400.00 | 0.1568 | 624.858 | 2245 | 1620.142 | 1463.342 | 1463.342
results318.txt | 6869 KLAEBU400 400.00 | 0.1529 | 624.858 | 2245 | 1620.142 | 1467.242 | 1467.242
results318.txt | 6868 KLAEBU300 400.00 | 0.1529 | 624.858 | 2245 | 1620.142 | 1467.242 | 1467.242
results318.txt | 6871 EIDUM400 400.00 | 0.1655 | 624.858 | 2245 | 1620.142 | 1454.642 | 1454.642
results318.txt | 6870 EIDUM300 400.00 | 0.1655 | 624.858 | 2245 | 1620.142 | 1454.642 | 1454.642
results318.txt | 6874 VÅGÅMO 400.00 | 0.1025 | 624.858 | 2245 | 1620.142 | 1517.642 | 1517.642
results318.txt | 6936 NEDRERÖS400 400.00 | 0.342 | 624.858 | 2245 | 1620.142 | 1278.142 | 1278.142
results318.txt | 6935 NEDRERÖS300 400.00 | 0.3419 | 624.858 | 2245 | 1620.142 | 1278.242 | 1278.242
results318.txt | 6934 NEDRERÖS220 220.00 | 0.2851 | 624.858 | 2245 | 1620.142 | 1335.042 | 1335.042
results318.txt | 6937 MARKA 400.00 | 0.3294 | 624.858 | 2245 | 1620.142 | 1290.742 | 1290.742
results318.txt | 6938 NAMSOS 400.00 | 0.2409 | 624.858 | 2245 | 1620.142 | 1379.242 | 1379.242
results318.txt | 6939 KOLSVIK 400.00 | 0.2939 | 624.858 | 2245 | 1620.142 | 1326.242 | 1326.242
results318.txt | 6940 NAMSKOGEN 400.00 | 0.2944 | 624.858 | 2245 | 1620.142 | 1325.742 | 1325.742
results318.txt | 6942 TUNNSJO400 400.00 | 0.2771 | 624.858 | 2245 | 1620.142 | 1343.042 | 1343.042
results318.txt | 6941 TUNNSJO300 400.00 | 0.2771 | 624.858 | 2245 | 1620.142 | 1343.042 | 1343.042
results318.txt | 6944 RANA 400.00 | 0.3599 | 624.858 | 2245 | 1620.142 | 1260.242 | 1260.242
results318.txt | 6945 GEJMÅN 220.00 | 0.1975 | 624.858 | 2245 | 1620.142 | 1422.642 | 1422.642
results318.txt | 6946 AJAURE 220.00 | 0.1421 | 624.858 | 2245 | 1620.142 | 1478.042 | 1478.042
results318.txt | 6947 GARDIKFORS 220.00 | 0.1065 | 624.858 | 2245 | 1620.142 | 1513.642 | 1513.642
results318.txt | 6996 OFOTEN 400.00 | 0.6114 | 624.858 | 2245 | 1620.142 | 1008.742 | 1008.742
results318.txt | 6997 NARVIK 400.00 | 0.6159 | 624.858 | 2245 | 1620.142 | 1004.242 | 1004.242
results318.txt | 7000 VITAS 400.00 | -0.2544 | 624.858 | 2245 | 1620.142 | 1874.542 | 1874.542
results318.txt | 7001 SEITEVARE 400.00 | -0.1004 | 624.858 | 2245 | 1620.142 | 1720.542 | 1720.542
results318.txt | 7002 PORJUS 400.00 | -0.1187 | 624.858 | 2245 | 1620.142 | 1738.842 | 1738.842
results318.txt | 7003 HARSPÅNGET 400.00 | -0.1076 | 624.858 | 2245 | 1620.142 | 1727.742 | 1727.742
results318.txt | 7004 LIGGA 400.00 | -0.1004 | 624.858 | 2245 | 1620.142 | 1720.542 | 1720.542
results318.txt | 7006 SVARTISEN 400.00 | 0.399 | 624.858 | 2245 | 1620.142 | 1221.142 | 1221.142
results318.txt | 7007 KOBBELV 400.00 | 0.5301 | 624.858 | 2245 | 1620.142 | 1090.042 | 1090.042
results318.txt | 7008 SALTEN 400.00 | 0.5001 | 624.858 | 2245 | 1620.142 | 1120.042 | 1120.042
results318.txt | 7017 HAMMERFEST 400.00 | 0.6455 | 624.858 | 2245 | 1620.142 | 974.642 | 974.642
results318.txt | 7019 BALSFJORD 400.00 | 0.626 | 624.858 | 2245 | 1620.142 | 994.142 | 994.142
results318.txt | 7020 BARDUFOSS 400.00 | 0.6237 | 624.858 | 2245 | 1620.142 | 996.442 | 996.442
results318.txt | 7061 NEA 400.00 | 0.1153 | 624.858 | 2245 | 1620.142 | 1504.842 | 1504.842
results318.txt | 7062 RITSEM 400.00 | 0.7234 | 624.858 | 2245 | 1620.142 | 896.742 | 896.742
results318.txt | 7799 JOINT 220.00 | 0.1977 | 624.858 | 2245 | 1620.142 | 1422.442 | 1422.442
results318.txt | 8643 JOINT 220.00 | 0.1064 | 624.858 | 2245 | 1620.142 | 1513.742 | 1513.742
results318.txt | 8256 JOINT 400.00 | -0.1004 | 624.858 | 2245 | 1620.142 | 1720.542 | 1720.542
results318.txt | 9001 SEIDAFJELL 400.00 | 0.6433 | 624.858 | 2245 | 1620.142 | 976.842 | 976.842
results318.txt | 9002 LEBSESBY 400.00 | 0.6438 | 624.858 | 2245 | 1620.142 | 976.342 | 976.342
results318.txt | 9003 HAMMERF 400.00 | 0.6455 | 624.858 | 2245 | 1620.142 | 974.642 | 974.642
results318.txt | 9004 ALTA 400.00 | 0.6386 | 624.858 | 2245 | 1620.142 | 981.542 | 981.542
results318.txt | 9005 BERGHEIM 400.00 | 0.6322 | 624.858 | 2245 | 1620.142 | 987.942 | 987.942
results318.txt | 9006 TROFORS 400.00 | 0.3147 | 624.858 | 2245 | 1620.142 | 1305.442 | 1305.442
results318.txt | 9007 TJELDBERGO 400.00 | 0.1519 | 624.858 | 2245 | 1620.142 | 1468.242 | 1468.242
results318.txt | 9008 SYLKKYVELN 400.00 | 0.107 | 624.858 | 2245 | 1620.142 | 1513.142 | 1513.142
results319.txt | PTI INTERACTIVE POWER SYSTEM SIMULATOR--PSS(R)E MON, MAY 29 2023 |  | -623.8787 | 2245 | 1621.1213
results319.txt | SENSITIVITY FACTORS ARE CALCULATED WITH AC |  | -623.8787 | 2245 | 1621.1213
results319.txt | SUBSYSTEM 'RESERV' IS USED FOR OPPOSING SYSTEM FOR MW POWER |  | -623.8787 | 2245 | 1621.1213
results319.txt | SENSITIVITY FACTORS OF BRANCH FLOW (MVA) ON 6781 SEINÄJOKI 400.00 TO 9306 HONKAJOEN 400.00 1 MORE THAN | 0.1 | -623.8787 | 2245 | 1621.1213 | 1521.1213 | 1521.1213
results319.txt | <--------- BUS NAME --------> |  | -623.8787 | 2245 | 1621.1213
results319.txt | 6545 HUITTINEN 400.00 | 0.1785 | -623.8787 | 2245 | 1621.1213 | 1442.6213 | 1442.6213
results319.txt | 6572 KYMI 400.00 | 0.1216 | -623.8787 | 2245 | 1621.1213 | 1499.5213 | 1499.5213
results319.txt | 6546 SALO 400.00 | 0.1654 | -623.8787 | 2245 | 1621.1213 | 1455.7213 | 1455.7213
results319.txt | 6547 FORSSA 400.00 | 0.164 | -623.8787 | 2245 | 1621.1213 | 1457.1213 | 1457.1213
results319.txt | 6548 KANGASALA 400.00 | 0.1297 | -623.8787 | 2245 | 1621.1213 | 1491.4213 | 1491.4213
results319.txt | 6549 LAVIANVOURI 400.00 | 0.1313 | -623.8787 | 2245 | 1621.1213 | 1489.8213 | 1489.8213
results319.txt | 6550 KOPULA 400.00 | 0.1435 | -623.8787 | 2245 | 1621.1213 | 1477.6213 | 1477.6213
results319.txt | 6551 HIKIÄ 400.00 | 0.1347 | -623.8787 | 2245 | 1621.1213 | 1486.4213 | 1486.4213
results319.txt | 6552 TAMMISTO 400.00 | 0.145 | -623.8787 | 2245 | 1621.1213 | 1476.1213 | 1476.1213
results319.txt | 6553 NURMIJÄRVI 400.00 | 0.1344 | -623.8787 | 2245 | 1621.1213 | 1486.7213 | 1486.7213
results319.txt | 6554 LÄNSISALMI 400.00 | 0.1406 | -623.8787 | 2245 | 1621.1213 | 1480.5213 | 1480.5213
results319.txt | 6555 INKOO 400.00 | 0.1553 | -623.8787 | 2245 | 1621.1213 | 1465.8213 | 1465.8213
results319.txt | 6556 ESPOO 400.00 | 0.1469 | -623.8787 | 2245 | 1621.1213 | 1474.2213 | 1474.2213
results319.txt | 6567 ANTTILA 400.00 | 0.1338 | -623.8787 | 2245 | 1621.1213 | 1487.3213 | 1487.3213
results319.txt | 6569 KORIA 400.00 | 0.1178 | -623.8787 | 2245 | 1621.1213 | 1503.3213 | 1503.3213
results319.txt | 6570 LOVIISA 400.00 | 0.1261 | -623.8787 | 2245 | 1621.1213 | 1495.0213 | 1495.0213
results319.txt | 6615 TAHKOLUOTO 400.00 | 0.2113 | -623.8787 | 2245 | 1621.1213 | 1409.8213 | 1409.8213
results319.txt | 6617 OLKILUOTO 400.00 | 0.192 | -623.8787 | 2245 | 1621.1213 | 1429.1213 | 1429.1213
results319.txt | 6618 RAUMA 400.00 | 0.1901 | -623.8787 | 2245 | 1621.1213 | 1431.0213 | 1431.0213
results319.txt | 6619 ULVILA 400.00 | 0.213 | -623.8787 | 2245 | 1621.1213 | 1408.1213 | 1408.1213
results319.txt | 6621 LIETO 400.00 | 0.1699 | -623.8787 | 2245 | 1621.1213 | 1451.2213 | 1451.2213
results319.txt | 6781 SEINÄJOKI 400.00 | -0.1958 | -623.8787 | 2245 | 1621.1213 | 1816.9213 | 1816.9213
results319.txt | 9306 HONKAJOEN 400.00 | 0.3328 | -623.8787 | 2245 | 1621.1213 | 1288.3213 | 1288.3213
results319.txt | 9308 ORIMATTILAN 400.00 | 0.1259 | -623.8787 | 2245 | 1621.1213 | 1495.2213 | 1495.2213
results319.txt | 9309 NAANTALINSAL400.00 | 0.1699 | -623.8787 | 2245 | 1621.1213 | 1451.2213 | 1451.2213
results320.txt | PTI INTERACTIVE POWER SYSTEM SIMULATOR--PSS(R)E MON, MAY 29 2023 |  | -623.233 | 2245 | 1621.767
results320.txt | SENSITIVITY FACTORS ARE CALCULATED WITH AC |  | -623.233 | 2245 | 1621.767
results320.txt | SUBSYSTEM 'RESERV' IS USED FOR OPPOSING SYSTEM FOR MW POWER |  | -623.233 | 2245 | 1621.767
results320.txt | SENSITIVITY FACTORS OF BRANCH FLOW (MVA) ON 6655 SAMNAGER300 400.00 TO 6748 BERGEN 400.00 3 MORE THAN | 0.1 | -623.233 | 2245 | 1621.767 | 1521.767 | 1521.767
results320.txt | <--------- BUS NAME --------> |  | -623.233 | 2245 | 1621.767
results320.txt | 6651 MODALEN 400.00 | 0.1093 | -623.233 | 2245 | 1621.767 | 1512.467 | 1512.467
results320.txt | 6653 DALE 400.00 | 0.1814 | -623.233 | 2245 | 1621.767 | 1440.367 | 1440.367
results320.txt | 6743 KOLLSNES 400.00 | 0.2205 | -623.233 | 2245 | 1621.767 | 1401.267 | 1401.267
results320.txt | 6745 SUBSTATION 400.00 | 0.1854 | -623.233 | 2245 | 1621.767 | 1436.367 | 1436.367
results320.txt | 6744 LINDÅS 400.00 | 0.1854 | -623.233 | 2245 | 1621.767 | 1436.367 | 1436.367
results320.txt | 6746 NYGARD 400.00 | 0.3685 | -623.233 | 2245 | 1621.767 | 1253.267 | 1253.267
results320.txt | 6747 ARNA 400.00 | 0.3944 | -623.233 | 2245 | 1621.767 | 1227.367 | 1227.367
results320.txt | 6748 BERGEN 400.00 | 0.4478 | -623.233 | 2245 | 1621.767 | 1173.967 | 1173.967
results320.txt | 9010 HAUGSVAER 400.00 | 0.1473 | -623.233 | 2245 | 1621.767 | 1474.467 | 1474.467
results320.txt | 9011 STEINSLAND 400.00 | 0.1169 | -623.233 | 2245 | 1621.767 | 1504.867 | 1504.867
results321.txt | PTI INTERACTIVE POWER SYSTEM SIMULATOR--PSS(R)E MON, MAY 29 2023 |  | 622.0405 | 2245 | 1622.9595
results321.txt | SENSITIVITY FACTORS ARE CALCULATED WITH AC |  | 622.0405 | 2245 | 1622.9595
results321.txt | SUBSYSTEM 'RESERV' IS USED FOR OPPOSING SYSTEM FOR MW POWER |  | 622.0405 | 2245 | 1622.9595
results321.txt | SENSITIVITY FACTORS OF BRANCH FLOW (MVA) ON 6649 REFSDAL 400.00 TO 6650 HOVE 400.00 1 MORE THAN | 0.1 | 622.0405 | 2245 | 1622.9595 | 1522.9595 | 1522.9595
results321.txt | <--------- BUS NAME --------> |  | 622.0405 | 2245 | 1622.9595
results321.txt | 6647 MOSKOG 400.00 | -0.197 | 622.0405 | 2245 | 1622.9595 | 1819.9595 | 1819.9595
results321.txt | 6648 HOYANGER 400.00 | -0.2074 | 622.0405 | 2245 | 1622.9595 | 1830.3595 | 1830.3595
results321.txt | 6649 REFSDAL 400.00 | 0.5699 | 622.0405 | 2245 | 1622.9595 | 1053.0595 | 1053.0595
results321.txt | 6650 HOVE 400.00 | -0.3669 | 622.0405 | 2245 | 1622.9595 | 1989.8595 | 1989.8595
results321.txt | 6651 MODALEN 400.00 | 0.3782 | 622.0405 | 2245 | 1622.9595 | 1244.7595 | 1244.7595
results321.txt | 6653 DALE 400.00 | 0.301 | 622.0405 | 2245 | 1622.9595 | 1321.9595 | 1321.9595
results321.txt | 6654 EVANGER 400.00 | 0.3073 | 622.0405 | 2245 | 1622.9595 | 1315.6595 | 1315.6595
results321.txt | 6656 SAMNAGER400 400.00 | 0.2483 | 622.0405 | 2245 | 1622.9595 | 1374.6595 | 1374.6595
results321.txt | 6655 SAMNAGER300 400.00 | 0.2499 | 622.0405 | 2245 | 1622.9595 | 1373.0595 | 1373.0595
results321.txt | 6657 JOSTEDAL 400.00 | -0.2335 | 622.0405 | 2245 | 1622.9595 | 1856.4595 | 1856.4595
results321.txt | 6658 LEIRDOLA 400.00 | -0.2339 | 622.0405 | 2245 | 1622.9595 | 1856.8595 | 1856.8595
results321.txt | 6659 ÅROY 400.00 | -0.237 | 622.0405 | 2245 | 1622.9595 | 1859.9595 | 1859.9595
results321.txt | 6661 FARDAL400 400.00 | -0.2371 | 622.0405 | 2245 | 1622.9595 | 1860.0595 | 1860.0595
results321.txt | 6660 FARDAL300 400.00 | -0.2371 | 622.0405 | 2245 | 1622.9595 | 1860.0595 | 1860.0595
results321.txt | 6666 SKAGEN-FOTUN400.00 | -0.2321 | 622.0405 | 2245 | 1622.9595 | 1855.0595 | 1855.0595
results321.txt | 6674 HUSNES 400.00 | 0.1555 | 622.0405 | 2245 | 1622.9595 | 1467.4595 | 1467.4595
results321.txt | 6676 HYDRO PURE S400.00 | 0.1934 | 622.0405 | 2245 | 1622.9595 | 1429.5595 | 1429.5595
results321.txt | 6675 MAURANGER 400.00 | 0.1934 | 622.0405 | 2245 | 1622.9595 | 1429.5595 | 1429.5595
results321.txt | 6677 BLÅFALL 400.00 | 0.1558 | 622.0405 | 2245 | 1622.9595 | 1467.1595 | 1467.1595
results321.txt | 6679 OKSLA 400.00 | 0.1034 | 622.0405 | 2245 | 1622.9595 | 1519.5595 | 1519.5595
results321.txt | 6680 ÅSEN 400.00 | 0.1034 | 622.0405 | 2245 | 1622.9595 | 1519.5595 | 1519.5595
results321.txt | 6682 SAUDA400 400.00 | 0.1238 | 622.0405 | 2245 | 1622.9595 | 1499.1595 | 1499.1595
results321.txt | 6681 SAUDA300 400.00 | 0.1241 | 622.0405 | 2245 | 1622.9595 | 1498.8595 | 1498.8595
results321.txt | 6683 HYLEN 400.00 | 0.1239 | 622.0405 | 2245 | 1622.9595 | 1499.0595 | 1499.0595
results321.txt | 6685 RÖDAL 400.00 | 0.1039 | 622.0405 | 2245 | 1622.9595 | 1519.0595 | 1519.0595
results321.txt | 6686 NOVLE 400.00 | 0.1038 | 622.0405 | 2245 | 1622.9595 | 1519.1595 | 1519.1595
results321.txt | 6687 ULLA-FORRE 400.00 | 0.1045 | 622.0405 | 2245 | 1622.9595 | 1518.4595 | 1518.4595
results321.txt | 6691 SUBSTATION 400.00 | 0.1239 | 622.0405 | 2245 | 1622.9595 | 1499.0595 | 1499.0595
results321.txt | 6743 KOLLSNES 400.00 | 0.2999 | 622.0405 | 2245 | 1622.9595 | 1323.0595 | 1323.0595
results321.txt | 6745 SUBSTATION 400.00 | 0.3247 | 622.0405 | 2245 | 1622.9595 | 1298.2595 | 1298.2595
results321.txt | 6744 LINDÅS 400.00 | 0.3247 | 622.0405 | 2245 | 1622.9595 | 1298.2595 | 1298.2595
results321.txt | 6746 NYGARD 400.00 | 0.2897 | 622.0405 | 2245 | 1622.9595 | 1333.2595 | 1333.2595
results321.txt | 6747 ARNA 400.00 | 0.2875 | 622.0405 | 2245 | 1622.9595 | 1335.4595 | 1335.4595
results321.txt | 6748 BERGEN 400.00 | 0.2842 | 622.0405 | 2245 | 1622.9595 | 1338.7595 | 1338.7595
results321.txt | 6749 STORD 400.00 | 0.1534 | 622.0405 | 2245 | 1622.9595 | 1469.5595 | 1469.5595
results321.txt | 6751 SUBSTATION 301.00 | 0.1412 | 622.0405 | 2245 | 1622.9595 | 1481.7595 | 1481.7595
results321.txt | 6750 HÅVIK 400.00 | 0.1485 | 622.0405 | 2245 | 1622.9595 | 1474.4595 | 1474.4595
results321.txt | 6752 SPANNE 400.00 | 0.1512 | 622.0405 | 2245 | 1622.9595 | 1471.7595 | 1471.7595
results321.txt | 6753 KÅRSTO 400.00 | 0.1488 | 622.0405 | 2245 | 1622.9595 | 1474.1595 | 1474.1595
results321.txt | 6856 ORSKOG 400.00 | -0.1064 | 622.0405 | 2245 | 1622.9595 | 1729.3595 | 1729.3595
results321.txt | 6857 ORSTA 400.00 | -0.1277 | 622.0405 | 2245 | 1622.9595 | 1750.6595 | 1750.6595
results321.txt | 8611 JOINT 400.00 | 0.1488 | 622.0405 | 2245 | 1622.9595 | 1474.1595 | 1474.1595
results321.txt | 9008 SYLKKYVELN 400.00 | -0.1157 | 622.0405 | 2245 | 1622.9595 | 1738.6595 | 1738.6595
results321.txt | 9009 ALFOTEN 400.00 | -0.1594 | 622.0405 | 2245 | 1622.9595 | 1782.3595 | 1782.3595
results321.txt | 9010 HAUGSVAER 400.00 | 0.3514 | 622.0405 | 2245 | 1622.9595 | 1271.5595 | 1271.5595
results321.txt | 9011 STEINSLAND 400.00 | 0.3728 | 622.0405 | 2245 | 1622.9595 | 1250.1595 | 1250.1595
results321.txt | 9019 SAUDA 301.00 | 0.1312 | 622.0405 | 2245 | 1622.9595 | 1491.7595 | 1491.7595
results322.txt | PTI INTERACTIVE POWER SYSTEM SIMULATOR--PSS(R)E MON, MAY 29 2023 |  | 609.3065 | 2245 | 1635.6935
results322.txt | SENSITIVITY FACTORS ARE CALCULATED WITH AC |  | 609.3065 | 2245 | 1635.6935
results322.txt | SUBSYSTEM 'RESERV' IS USED FOR OPPOSING SYSTEM FOR MW POWER |  | 609.3065 | 2245 | 1635.6935
results322.txt | SENSITIVITY FACTORS OF BRANCH FLOW (MVA) ON 6653 DALE 400.00 TO 6654 EVANGER 400.00 1 MORE THAN | 0.1 | 609.3065 | 2245 | 1635.6935 | 1535.6935 | 1535.6935
results322.txt | <--------- BUS NAME --------> |  | 609.3065 | 2245 | 1635.6935
results322.txt | 6653 DALE 400.00 | 0.7426 | 609.3065 | 2245 | 1635.6935 | 893.0935 | 893.0935
results322.txt | 6654 EVANGER 400.00 | -0.1229 | 609.3065 | 2245 | 1635.6935 | 1758.5935 | 1758.5935
results322.txt | 6743 KOLLSNES 400.00 | 0.1316 | 609.3065 | 2245 | 1635.6935 | 1504.0935 | 1504.0935
results322.txt | 6746 NYGARD 400.00 | 0.2484 | 609.3065 | 2245 | 1635.6935 | 1387.2935 | 1387.2935
results322.txt | 6747 ARNA 400.00 | 0.3974 | 609.3065 | 2245 | 1635.6935 | 1238.2935 | 1238.2935
results322.txt | 6748 BERGEN 400.00 | 0.3109 | 609.3065 | 2245 | 1635.6935 | 1324.7935 | 1324.7935
results323.txt | PTI INTERACTIVE POWER SYSTEM SIMULATOR--PSS(R)E MON, MAY 29 2023 |  | 606.6361 | 2245 | 1638.3639
results323.txt | SENSITIVITY FACTORS ARE CALCULATED WITH AC |  | 606.6361 | 2245 | 1638.3639
results323.txt | SUBSYSTEM 'RESERV' IS USED FOR OPPOSING SYSTEM FOR MW POWER |  | 606.6361 | 2245 | 1638.3639
results323.txt | SENSITIVITY FACTORS OF BRANCH FLOW (MVA) ON 6681 SAUDA300 400.00 TO 6682 SAUDA400 400.00 6 MORE THAN | 0.1 | 606.6361 | 2245 | 1638.3639 | 1538.3639 | 1538.3639
results323.txt | <--------- BUS NAME --------> |  | 606.6361 | 2245 | 1638.3639
results323.txt | 6356 BJERKREIM 400.00 | -0.1114 | 606.6361 | 2245 | 1638.3639 | 1749.7639 | 1749.7639
results323.txt | 6360 KJELLAND 400.00 | -0.1027 | 606.6361 | 2245 | 1638.3639 | 1741.0639 | 1741.0639
results323.txt | 6674 HUSNES 400.00 | 0.1226 | 606.6361 | 2245 | 1638.3639 | 1515.7639 | 1515.7639
results323.txt | 6676 HYDRO PURE S400.00 | 0.1017 | 606.6361 | 2245 | 1638.3639 | 1536.6639 | 1536.6639
results323.txt | 6675 MAURANGER 400.00 | 0.1017 | 606.6361 | 2245 | 1638.3639 | 1536.6639 | 1536.6639
results323.txt | 6677 BLÅFALL 400.00 | 0.1237 | 606.6361 | 2245 | 1638.3639 | 1514.6639 | 1514.6639
results323.txt | 6679 OKSLA 400.00 | 0.1108 | 606.6361 | 2245 | 1638.3639 | 1527.5639 | 1527.5639
results323.txt | 6680 ÅSEN 400.00 | 0.1108 | 606.6361 | 2245 | 1638.3639 | 1527.5639 | 1527.5639
results323.txt | 6682 SAUDA400 400.00 | -0.3449 | 606.6361 | 2245 | 1638.3639 | 1983.2639 | 1983.2639
results323.txt | 6681 SAUDA300 400.00 | 0.1571 | 606.6361 | 2245 | 1638.3639 | 1481.2639 | 1481.2639
results323.txt | 6683 HYLEN 400.00 | 0.1569 | 606.6361 | 2245 | 1638.3639 | 1481.4639 | 1481.4639
results323.txt | 6685 RÖDAL 400.00 | 0.1112 | 606.6361 | 2245 | 1638.3639 | 1527.1639 | 1527.1639
results323.txt | 6686 NOVLE 400.00 | 0.1112 | 606.6361 | 2245 | 1638.3639 | 1527.1639 | 1527.1639
results323.txt | 6687 ULLA-FORRE 400.00 | 0.1118 | 606.6361 | 2245 | 1638.3639 | 1526.5639 | 1526.5639
results323.txt | 6688 STOKKELAND 400.00 | -0.12 | 606.6361 | 2245 | 1638.3639 | 1758.3639 | 1758.3639
results323.txt | 6690 HOG-JAERN400400.00 | -0.1203 | 606.6361 | 2245 | 1638.3639 | 1758.6639 | 1758.6639
results323.txt | 6689 HOG-JAERN300400.00 | -0.12 | 606.6361 | 2245 | 1638.3639 | 1758.3639 | 1758.3639
results323.txt | 6691 SUBSTATION 400.00 | 0.1569 | 606.6361 | 2245 | 1638.3639 | 1481.4639 | 1481.4639
results323.txt | 6694 FORRE 400.00 | -0.1088 | 606.6361 | 2245 | 1638.3639 | 1747.1639 | 1747.1639
results323.txt | 6698 LYSE400 400.00 | -0.1544 | 606.6361 | 2245 | 1638.3639 | 1792.7639 | 1792.7639
results323.txt | 6697 LYSE300 400.00 | -0.1541 | 606.6361 | 2245 | 1638.3639 | 1792.4639 | 1792.4639
results323.txt | 6699 DUGE 301.00 | -0.1248 | 606.6361 | 2245 | 1638.3639 | 1763.1639 | 1763.1639
results323.txt | 6700 TJORHOM 400.00 | -0.1536 | 606.6361 | 2245 | 1638.3639 | 1791.9639 | 1791.9639
results323.txt | 6706 ROSKREPP 301.00 | -0.1231 | 606.6361 | 2245 | 1638.3639 | 1761.4639 | 1761.4639
results323.txt | 6707 KVINEN 301.00 | -0.1215 | 606.6361 | 2245 | 1638.3639 | 1759.8639 | 1759.8639
results323.txt | 6749 STORD 400.00 | 0.1172 | 606.6361 | 2245 | 1638.3639 | 1521.1639 | 1521.1639
results323.txt | 6750 HÅVIK 400.00 | 0.1049 | 606.6361 | 2245 | 1638.3639 | 1533.4639 | 1533.4639
results323.txt | 6752 SPANNE 400.00 | 0.1113 | 606.6361 | 2245 | 1638.3639 | 1527.0639 | 1527.0639
results323.txt | 6753 KÅRSTO 400.00 | 0.1052 | 606.6361 | 2245 | 1638.3639 | 1533.1639 | 1533.1639
results323.txt | 6754 STOLAHELA 400.00 | -0.12 | 606.6361 | 2245 | 1638.3639 | 1758.3639 | 1758.3639
results323.txt | 8611 JOINT 400.00 | 0.1051 | 606.6361 | 2245 | 1638.3639 | 1533.2639 | 1533.2639
results323.txt | 9019 SAUDA 301.00 | -0.2104 | 606.6361 | 2245 | 1638.3639 | 1848.7639 | 1848.7639
results323.txt | 9020 LYSE 301.00 | -0.1296 | 606.6361 | 2245 | 1638.3639 | 1767.9639 | 1767.9639
results323.txt | 9021 FJOTLAND 301.00 | -0.1158 | 606.6361 | 2245 | 1638.3639 | 1754.1639 | 1754.1639
results324.txt | PTI INTERACTIVE POWER SYSTEM SIMULATOR--PSS(R)E MON, MAY 29 2023 |  | 606.6361 | 2245 | 1638.3639
results324.txt | SENSITIVITY FACTORS ARE CALCULATED WITH AC |  | 606.6361 | 2245 | 1638.3639
results324.txt | SUBSYSTEM 'RESERV' IS USED FOR OPPOSING SYSTEM FOR MW POWER |  | 606.6361 | 2245 | 1638.3639
results324.txt | SENSITIVITY FACTORS OF BRANCH FLOW (MVA) ON 6681 SAUDA300 400.00 TO 6682 SAUDA400 400.00 7 MORE THAN | 0.1 | 606.6361 | 2245 | 1638.3639 | 1538.3639 | 1538.3639
results324.txt | <--------- BUS NAME --------> |  | 606.6361 | 2245 | 1638.3639
results324.txt | 6356 BJERKREIM 400.00 | -0.1114 | 606.6361 | 2245 | 1638.3639 | 1749.7639 | 1749.7639
results324.txt | 6360 KJELLAND 400.00 | -0.1027 | 606.6361 | 2245 | 1638.3639 | 1741.0639 | 1741.0639
results324.txt | 6674 HUSNES 400.00 | 0.1226 | 606.6361 | 2245 | 1638.3639 | 1515.7639 | 1515.7639
results324.txt | 6676 HYDRO PURE S400.00 | 0.1017 | 606.6361 | 2245 | 1638.3639 | 1536.6639 | 1536.6639
results324.txt | 6675 MAURANGER 400.00 | 0.1017 | 606.6361 | 2245 | 1638.3639 | 1536.6639 | 1536.6639
results324.txt | 6677 BLÅFALL 400.00 | 0.1237 | 606.6361 | 2245 | 1638.3639 | 1514.6639 | 1514.6639
results324.txt | 6679 OKSLA 400.00 | 0.1108 | 606.6361 | 2245 | 1638.3639 | 1527.5639 | 1527.5639
results324.txt | 6680 ÅSEN 400.00 | 0.1108 | 606.6361 | 2245 | 1638.3639 | 1527.5639 | 1527.5639
results324.txt | 6682 SAUDA400 400.00 | -0.3449 | 606.6361 | 2245 | 1638.3639 | 1983.2639 | 1983.2639
results324.txt | 6681 SAUDA300 400.00 | 0.1571 | 606.6361 | 2245 | 1638.3639 | 1481.2639 | 1481.2639
results324.txt | 6683 HYLEN 400.00 | 0.1569 | 606.6361 | 2245 | 1638.3639 | 1481.4639 | 1481.4639
results324.txt | 6685 RÖDAL 400.00 | 0.1112 | 606.6361 | 2245 | 1638.3639 | 1527.1639 | 1527.1639
results324.txt | 6686 NOVLE 400.00 | 0.1112 | 606.6361 | 2245 | 1638.3639 | 1527.1639 | 1527.1639
results324.txt | 6687 ULLA-FORRE 400.00 | 0.1118 | 606.6361 | 2245 | 1638.3639 | 1526.5639 | 1526.5639
results324.txt | 6688 STOKKELAND 400.00 | -0.12 | 606.6361 | 2245 | 1638.3639 | 1758.3639 | 1758.3639
results324.txt | 6690 HOG-JAERN400400.00 | -0.1203 | 606.6361 | 2245 | 1638.3639 | 1758.6639 | 1758.6639
results324.txt | 6689 HOG-JAERN300400.00 | -0.12 | 606.6361 | 2245 | 1638.3639 | 1758.3639 | 1758.3639
results324.txt | 6691 SUBSTATION 400.00 | 0.1569 | 606.6361 | 2245 | 1638.3639 | 1481.4639 | 1481.4639
results324.txt | 6694 FORRE 400.00 | -0.1088 | 606.6361 | 2245 | 1638.3639 | 1747.1639 | 1747.1639
results324.txt | 6698 LYSE400 400.00 | -0.1544 | 606.6361 | 2245 | 1638.3639 | 1792.7639 | 1792.7639
results324.txt | 6697 LYSE300 400.00 | -0.1541 | 606.6361 | 2245 | 1638.3639 | 1792.4639 | 1792.4639
results324.txt | 6699 DUGE 301.00 | -0.1248 | 606.6361 | 2245 | 1638.3639 | 1763.1639 | 1763.1639
results324.txt | 6700 TJORHOM 400.00 | -0.1536 | 606.6361 | 2245 | 1638.3639 | 1791.9639 | 1791.9639
results324.txt | 6706 ROSKREPP 301.00 | -0.1231 | 606.6361 | 2245 | 1638.3639 | 1761.4639 | 1761.4639
results324.txt | 6707 KVINEN 301.00 | -0.1215 | 606.6361 | 2245 | 1638.3639 | 1759.8639 | 1759.8639
results324.txt | 6749 STORD 400.00 | 0.1172 | 606.6361 | 2245 | 1638.3639 | 1521.1639 | 1521.1639
results324.txt | 6750 HÅVIK 400.00 | 0.1049 | 606.6361 | 2245 | 1638.3639 | 1533.4639 | 1533.4639
results324.txt | 6752 SPANNE 400.00 | 0.1113 | 606.6361 | 2245 | 1638.3639 | 1527.0639 | 1527.0639
results324.txt | 6753 KÅRSTO 400.00 | 0.1052 | 606.6361 | 2245 | 1638.3639 | 1533.1639 | 1533.1639
results324.txt | 6754 STOLAHELA 400.00 | -0.12 | 606.6361 | 2245 | 1638.3639 | 1758.3639 | 1758.3639
results324.txt | 8611 JOINT 400.00 | 0.1051 | 606.6361 | 2245 | 1638.3639 | 1533.2639 | 1533.2639
results324.txt | 9019 SAUDA 301.00 | -0.2104 | 606.6361 | 2245 | 1638.3639 | 1848.7639 | 1848.7639
results324.txt | 9020 LYSE 301.00 | -0.1296 | 606.6361 | 2245 | 1638.3639 | 1767.9639 | 1767.9639
results324.txt | 9021 FJOTLAND 301.00 | -0.1158 | 606.6361 | 2245 | 1638.3639 | 1754.1639 | 1754.1639
results325.txt | PTI INTERACTIVE POWER SYSTEM SIMULATOR--PSS(R)E MON, MAY 29 2023 |  | -606.1109 | 2245 | 1638.8891
results325.txt | SENSITIVITY FACTORS ARE CALCULATED WITH AC |  | -606.1109 | 2245 | 1638.8891
results325.txt | SUBSYSTEM 'RESERV' IS USED FOR OPPOSING SYSTEM FOR MW POWER |  | -606.1109 | 2245 | 1638.8891
results325.txt | SENSITIVITY FACTORS OF BRANCH FLOW (MVA) ON 6861 SNILLDAL 400.00 TO 6862 SURNA 400.00 1 MORE THAN | 0.1 | -606.1109 | 2245 | 1638.8891 | 1538.8891 | 1538.8891
results325.txt | <--------- BUS NAME --------> |  | -606.1109 | 2245 | 1638.8891
results325.txt | 6812 OGNDAL 400.00 | -0.1229 | -606.1109 | 2245 | 1638.8891 | 1761.7891 | 1761.7891
results325.txt | 6872 AURA2300 400.00 | 0.1051 | -606.1109 | 2245 | 1638.8891 | 1533.7891 | 1533.7891
results325.txt | 6855 FRAERNA 400.00 | 0.1013 | -606.1109 | 2245 | 1638.8891 | 1537.5891 | 1537.5891
results325.txt | 6858 ISTAD 400.00 | 0.1013 | -606.1109 | 2245 | 1638.8891 | 1537.5891 | 1537.5891
results325.txt | 6859 AURA1 400.00 | 0.104 | -606.1109 | 2245 | 1638.8891 | 1534.8891 | 1534.8891
results325.txt | 6861 SNILLDAL 400.00 | -0.5163 | -606.1109 | 2245 | 1638.8891 | 2155.1891 | 2155.1891
results325.txt | 6862 SURNA 400.00 | 0.1136 | -606.1109 | 2245 | 1638.8891 | 1525.2891 | 1525.2891
results325.txt | 6863 HOFSTAD 400.00 | -0.3382 | -606.1109 | 2245 | 1638.8891 | 1977.0891 | 1977.0891
results325.txt | 6864 ÅFJORD 400.00 | -0.4262 | -606.1109 | 2245 | 1638.8891 | 2065.0891 | 2065.0891
results325.txt | 6936 NEDRERÖS400 400.00 | -0.1636 | -606.1109 | 2245 | 1638.8891 | 1802.4891 | 1802.4891
results325.txt | 6935 NEDRERÖS300 400.00 | -0.1637 | -606.1109 | 2245 | 1638.8891 | 1802.5891 | 1802.5891
results325.txt | 6934 NEDRERÖS220 220.00 | -0.1432 | -606.1109 | 2245 | 1638.8891 | 1782.0891 | 1782.0891
results325.txt | 6937 MARKA 400.00 | -0.1704 | -606.1109 | 2245 | 1638.8891 | 1809.2891 | 1809.2891
results325.txt | 6938 NAMSOS 400.00 | -0.2043 | -606.1109 | 2245 | 1638.8891 | 1843.1891 | 1843.1891
results325.txt | 6939 KOLSVIK 400.00 | -0.1845 | -606.1109 | 2245 | 1638.8891 | 1823.3891 | 1823.3891
results325.txt | 6940 NAMSKOGEN 400.00 | -0.1847 | -606.1109 | 2245 | 1638.8891 | 1823.5891 | 1823.5891
results325.txt | 6942 TUNNSJO400 400.00 | -0.1901 | -606.1109 | 2245 | 1638.8891 | 1828.9891 | 1828.9891
results325.txt | 6941 TUNNSJO300 400.00 | -0.1901 | -606.1109 | 2245 | 1638.8891 | 1828.9891 | 1828.9891
results325.txt | 6944 RANA 400.00 | -0.1593 | -606.1109 | 2245 | 1638.8891 | 1798.1891 | 1798.1891
results325.txt | 6945 GEJMÅN 220.00 | -0.1114 | -606.1109 | 2245 | 1638.8891 | 1750.2891 | 1750.2891
results325.txt | 6996 OFOTEN 400.00 | -0.1142 | -606.1109 | 2245 | 1638.8891 | 1753.0891 | 1753.0891
results325.txt | 6997 NARVIK 400.00 | -0.1146 | -606.1109 | 2245 | 1638.8891 | 1753.4891 | 1753.4891
results325.txt | 7006 SVARTISEN 400.00 | -0.1511 | -606.1109 | 2245 | 1638.8891 | 1789.9891 | 1789.9891
results325.txt | 7007 KOBBELV 400.00 | -0.1278 | -606.1109 | 2245 | 1638.8891 | 1766.6891 | 1766.6891
results325.txt | 7008 SALTEN 400.00 | -0.1333 | -606.1109 | 2245 | 1638.8891 | 1772.1891 | 1772.1891
results325.txt | 7017 HAMMERFEST 400.00 | -0.1177 | -606.1109 | 2245 | 1638.8891 | 1756.5891 | 1756.5891
results325.txt | 7019 BALSFJORD 400.00 | -0.1157 | -606.1109 | 2245 | 1638.8891 | 1754.5891 | 1754.5891
results325.txt | 7020 BARDUFOSS 400.00 | -0.1154 | -606.1109 | 2245 | 1638.8891 | 1754.2891 | 1754.2891
results325.txt | 7799 JOINT 220.00 | -0.1115 | -606.1109 | 2245 | 1638.8891 | 1750.3891 | 1750.3891
results325.txt | 9001 SEIDAFJELL 400.00 | -0.1174 | -606.1109 | 2245 | 1638.8891 | 1756.2891 | 1756.2891
results325.txt | 9002 LEBSESBY 400.00 | -0.1175 | -606.1109 | 2245 | 1638.8891 | 1756.3891 | 1756.3891
results325.txt | 9003 HAMMERF 400.00 | -0.1177 | -606.1109 | 2245 | 1638.8891 | 1756.5891 | 1756.5891
results325.txt | 9004 ALTA 400.00 | -0.1169 | -606.1109 | 2245 | 1638.8891 | 1755.7891 | 1755.7891
results325.txt | 9005 BERGHEIM 400.00 | -0.1163 | -606.1109 | 2245 | 1638.8891 | 1755.1891 | 1755.1891
results325.txt | 9006 TROFORS 400.00 | -0.1748 | -606.1109 | 2245 | 1638.8891 | 1813.6891 | 1813.6891
results325.txt | 9007 TJELDBERGO 400.00 | -0.2013 | -606.1109 | 2245 | 1638.8891 | 1840.1891 | 1840.1891
results326.txt | PTI INTERACTIVE POWER SYSTEM SIMULATOR--PSS(R)E MON, MAY 29 2023 |  | 602.2916 | 2245 | 1642.7084
results326.txt | SENSITIVITY FACTORS ARE CALCULATED WITH AC |  | 602.2916 | 2245 | 1642.7084
results326.txt | SUBSYSTEM 'RESERV' IS USED FOR OPPOSING SYSTEM FOR MW POWER |  | 602.2916 | 2245 | 1642.7084
results326.txt | SENSITIVITY FACTORS OF BRANCH FLOW (MVA) ON 6789 VIHTAVUORI 400.00 TO 6790 HUUTOKOSKI 400.00 3 MORE THAN | 0.1 | 602.2916 | 2245 | 1642.7084 | 1542.7084 | 1542.7084
results326.txt | <--------- BUS NAME --------> |  | 602.2916 | 2245 | 1642.7084
results326.txt | 6571 VISULAHTI 400.00 | -0.241 | 602.2916 | 2245 | 1642.7084 | 1883.7084 | 1883.7084
results326.txt | 6573 YLLIKKÄLÄ 400.00 | -0.1754 | 602.2916 | 2245 | 1642.7084 | 1818.1084 | 1818.1084
results326.txt | 6780 ALAJÄRVI 400.00 | 0.1248 | 602.2916 | 2245 | 1642.7084 | 1517.9084 | 1517.9084
results326.txt | 6783 PETÄJÄV400 400.00 | 0.1543 | 602.2916 | 2245 | 1642.7084 | 1488.4084 | 1488.4084
results326.txt | 6782 PETÄJÄV220 220.00 | 0.1543 | 602.2916 | 2245 | 1642.7084 | 1488.4084 | 1488.4084
results326.txt | 6784 JÄMSÄ 220.00 | 0.1555 | 602.2916 | 2245 | 1642.7084 | 1487.2084 | 1487.2084
results326.txt | 6785 TOIVILA 400.00 | 0.1043 | 602.2916 | 2245 | 1642.7084 | 1538.4084 | 1538.4084
results326.txt | 6787 VUOLIJOKI 400.00 | -0.1242 | 602.2916 | 2245 | 1642.7084 | 1766.9084 | 1766.9084
results326.txt | 6788 ALAPITKÄ 400.00 | -0.2347 | 602.2916 | 2245 | 1642.7084 | 1877.4084 | 1877.4084
results326.txt | 6789 VIHTAVUORI 400.00 | 0.3327 | 602.2916 | 2245 | 1642.7084 | 1310.0084 | 1310.0084
results326.txt | 6790 HUUTOKOSKI 400.00 | -0.3209 | 602.2916 | 2245 | 1642.7084 | 1963.6084 | 1963.6084
results326.txt | 9307 KONTIOLAHTI 400.00 | -0.2763 | 602.2916 | 2245 | 1642.7084 | 1919.0084 | 1919.0084
results327.txt | PTI INTERACTIVE POWER SYSTEM SIMULATOR--PSS(R)E MON, MAY 29 2023 |  | -601.2969 | 2245 | 1643.7031
results327.txt | SENSITIVITY FACTORS ARE CALCULATED WITH AC |  | -601.2969 | 2245 | 1643.7031
results327.txt | SUBSYSTEM 'RESERV' IS USED FOR OPPOSING SYSTEM FOR MW POWER |  | -601.2969 | 2245 | 1643.7031
results327.txt | SENSITIVITY FACTORS OF BRANCH FLOW (MVA) ON 7056 PETÄJÄSKO 400.00 TO 9408 HÄLLBERGET 400.00 5 MORE THAN | 0.1 | -601.2969 | 2245 | 1643.7031 | 1543.7031 | 1543.7031
results327.txt | <--------- BUS NAME --------> |  | -601.2969 | 2245 | 1643.7031
results327.txt | 6571 VISULAHTI 400.00 | -0.2916 | -601.2969 | 2245 | 1643.7031 | 1935.3031 | 1935.3031
results327.txt | 6545 HUITTINEN 400.00 | -0.2772 | -601.2969 | 2245 | 1643.7031 | 1920.9031 | 1920.9031
results327.txt | 6572 KYMI 400.00 | -0.2846 | -601.2969 | 2245 | 1643.7031 | 1928.3031 | 1928.3031
results327.txt | 6546 SALO 400.00 | -0.2787 | -601.2969 | 2245 | 1643.7031 | 1922.4031 | 1922.4031
results327.txt | 6547 FORSSA 400.00 | -0.2788 | -601.2969 | 2245 | 1643.7031 | 1922.5031 | 1922.5031
results327.txt | 6548 KANGASALA 400.00 | -0.2822 | -601.2969 | 2245 | 1643.7031 | 1925.9031 | 1925.9031
results327.txt | 6549 LAVIANVOURI 400.00 | -0.2828 | -601.2969 | 2245 | 1643.7031 | 1926.5031 | 1926.5031
results327.txt | 6550 KOPULA 400.00 | -0.2837 | -601.2969 | 2245 | 1643.7031 | 1927.4031 | 1927.4031
results327.txt | 6551 HIKIÄ 400.00 | -0.283 | -601.2969 | 2245 | 1643.7031 | 1926.7031 | 1926.7031
results327.txt | 6552 TAMMISTO 400.00 | -0.2809 | -601.2969 | 2245 | 1643.7031 | 1924.6031 | 1924.6031
results327.txt | 6553 NURMIJÄRVI 400.00 | -0.2831 | -601.2969 | 2245 | 1643.7031 | 1926.8031 | 1926.8031
results327.txt | 6554 LÄNSISALMI 400.00 | -0.2812 | -601.2969 | 2245 | 1643.7031 | 1924.9031 | 1924.9031
results327.txt | 6555 INKOO 400.00 | -0.2807 | -601.2969 | 2245 | 1643.7031 | 1924.4031 | 1924.4031
results327.txt | 6556 ESPOO 400.00 | -0.2815 | -601.2969 | 2245 | 1643.7031 | 1925.2031 | 1925.2031
results327.txt | 6567 ANTTILA 400.00 | -0.2825 | -601.2969 | 2245 | 1643.7031 | 1926.2031 | 1926.2031
results327.txt | 6569 KORIA 400.00 | -0.285 | -601.2969 | 2245 | 1643.7031 | 1928.7031 | 1928.7031
results327.txt | 6570 LOVIISA 400.00 | -0.2799 | -601.2969 | 2245 | 1643.7031 | 1923.6031 | 1923.6031
results327.txt | 6573 YLLIKKÄLÄ 400.00 | -0.2898 | -601.2969 | 2245 | 1643.7031 | 1933.5031 | 1933.5031
results327.txt | 6615 TAHKOLUOTO 400.00 | -0.2734 | -601.2969 | 2245 | 1643.7031 | 1917.1031 | 1917.1031
results327.txt | 6617 OLKILUOTO 400.00 | -0.2722 | -601.2969 | 2245 | 1643.7031 | 1915.9031 | 1915.9031
results327.txt | 6618 RAUMA 400.00 | -0.2718 | -601.2969 | 2245 | 1643.7031 | 1915.5031 | 1915.5031
results327.txt | 6619 ULVILA 400.00 | -0.2756 | -601.2969 | 2245 | 1643.7031 | 1919.3031 | 1919.3031
results327.txt | 6621 LIETO 400.00 | -0.2771 | -601.2969 | 2245 | 1643.7031 | 1920.8031 | 1920.8031
results327.txt | 6778 HIRVISUO 400.00 | -0.2855 | -601.2969 | 2245 | 1643.7031 | 1929.2031 | 1929.2031
results327.txt | 6779 UUSNIVALA 400.00 | -0.293 | -601.2969 | 2245 | 1643.7031 | 1936.7031 | 1936.7031
results327.txt | 6780 ALAJÄRVI 400.00 | -0.2884 | -601.2969 | 2245 | 1643.7031 | 1932.1031 | 1932.1031
results327.txt | 6781 SEINÄJOKI 400.00 | -0.2833 | -601.2969 | 2245 | 1643.7031 | 1927.0031 | 1927.0031
results327.txt | 6783 PETÄJÄV400 400.00 | -0.2867 | -601.2969 | 2245 | 1643.7031 | 1930.4031 | 1930.4031
results327.txt | 6782 PETÄJÄV220 220.00 | -0.2867 | -601.2969 | 2245 | 1643.7031 | 1930.4031 | 1930.4031
results327.txt | 6784 JÄMSÄ 220.00 | -0.2892 | -601.2969 | 2245 | 1643.7031 | 1932.9031 | 1932.9031
results327.txt | 6785 TOIVILA 400.00 | -0.2846 | -601.2969 | 2245 | 1643.7031 | 1928.3031 | 1928.3031
results327.txt | 6786 HAAPAVESI 220.00 | -0.2815 | -601.2969 | 2245 | 1643.7031 | 1925.2031 | 1925.2031
results327.txt | 6787 VUOLIJOKI 400.00 | -0.292 | -601.2969 | 2245 | 1643.7031 | 1935.7031 | 1935.7031
results327.txt | 6788 ALAPITKÄ 400.00 | -0.2927 | -601.2969 | 2245 | 1643.7031 | 1936.4031 | 1936.4031
results327.txt | 6789 VIHTAVUORI 400.00 | -0.2899 | -601.2969 | 2245 | 1643.7031 | 1933.6031 | 1933.6031
results327.txt | 6790 HUUTOKOSKI 400.00 | -0.2927 | -601.2969 | 2245 | 1643.7031 | 1936.4031 | 1936.4031
results327.txt | 6810 TUOVILA 400.00 | -0.281 | -601.2969 | 2245 | 1643.7031 | 1924.7031 | 1924.7031
results327.txt | 6811 KRSITINESTAD400.00 | -0.2777 | -601.2969 | 2245 | 1643.7031 | 1921.4031 | 1921.4031
results327.txt | 6903 SEITENOIKEA 220.00 | -0.273 | -601.2969 | 2245 | 1643.7031 | 1916.7031 | 1916.7031
results327.txt | 6907 DJUPTJÄRN 400.00 | -0.1646 | -601.2969 | 2245 | 1643.7031 | 1808.3031 | 1808.3031
results327.txt | 6908 KEMINMAA 220.00 | -0.3765 | -601.2969 | 2245 | 1643.7031 | 2020.2031 | 2020.2031
results327.txt | 6909 ISOHAARA 400.00 | -0.2857 | -601.2969 | 2245 | 1643.7031 | 1929.4031 | 1929.4031
results327.txt | 6910 SUBSTATION 400.00 | -0.2858 | -601.2969 | 2245 | 1643.7031 | 1929.5031 | 1929.5031
results327.txt | 6911 JYLKKÄ 400.00 | -0.2886 | -601.2969 | 2245 | 1643.7031 | 1932.3031 | 1932.3031
results327.txt | 6912 VALAJASKO 220.00 | -0.3801 | -601.2969 | 2245 | 1643.7031 | 2023.8031 | 2023.8031
results327.txt | 6913 VANTTAUSKOSK220.00 | -0.3572 | -601.2969 | 2245 | 1643.7031 | 2000.9031 | 2000.9031
results327.txt | 6915 PIRITTIK400 400.00 | -0.3546 | -601.2969 | 2245 | 1643.7031 | 1998.3031 | 1998.3031
results327.txt | 6914 PIRITTK220 220.00 | -0.358 | -601.2969 | 2245 | 1643.7031 | 2001.7031 | 2001.7031
results327.txt | 6916 SEITAKORVA 220.00 | -0.3562 | -601.2969 | 2245 | 1643.7031 | 1999.9031 | 1999.9031
results327.txt | 6917 ISOKANGAS 400.00 | -0.313 | -601.2969 | 2245 | 1643.7031 | 1956.7031 | 1956.7031
results327.txt | 6918 PIKKARALA 400.00 | -0.2926 | -601.2969 | 2245 | 1643.7031 | 1936.3031 | 1936.3031
results327.txt | 6920 PYHÄNSEL400 400.00 | -0.2894 | -601.2969 | 2245 | 1643.7031 | 1933.1031 | 1933.1031
results327.txt | 6919 PYHÄNSEL220 220.00 | -0.2894 | -601.2969 | 2245 | 1643.7031 | 1933.1031 | 1933.1031
results327.txt | 6921 PYHÄKOSI 220.00 | -0.2836 | -601.2969 | 2245 | 1643.7031 | 1927.3031 | 1927.3031
results327.txt | 6922 UTANEN 220.00 | -0.2807 | -601.2969 | 2245 | 1643.7031 | 1924.4031 | 1924.4031
results327.txt | 6923 NUOJA 220.00 | -0.2776 | -601.2969 | 2245 | 1643.7031 | 1921.3031 | 1921.3031
results327.txt | 6990 ISONIEMI 220.00 | -0.395 | -601.2969 | 2245 | 1643.7031 | 2038.7031 | 2038.7031
results327.txt | 6992 IVALO 220.00 | -0.4185 | -601.2969 | 2245 | 1643.7031 | 2062.2031 | 2062.2031
results327.txt | 6993 KUOLAJÄRVI 220.00 | -0.3956 | -601.2969 | 2245 | 1643.7031 | 2039.3031 | 2039.3031
results327.txt | 6994 VAJUKOSKI 220.00 | -0.395 | -601.2969 | 2245 | 1643.7031 | 2038.7031 | 2038.7031
results327.txt | 6995 KOKKOSNIVA 220.00 | -0.3859 | -601.2969 | 2245 | 1643.7031 | 2029.6031 | 2029.6031
results327.txt | 7010 VARANGERBOT 220.00 | -0.44 | -601.2969 | 2245 | 1643.7031 | 2083.7031 | 2083.7031
results327.txt | 7018 UTSJOKI 220.00 | -0.4359 | -601.2969 | 2245 | 1643.7031 | 2079.6031 | 2079.6031
results327.txt | 7054 OSSAUSKOSKI 220.00 | -0.3773 | -601.2969 | 2245 | 1643.7031 | 2021.0031 | 2021.0031
results327.txt | 7056 PETÄJÄSKO 400.00 | -0.3832 | -601.2969 | 2245 | 1643.7031 | 2026.9031 | 2026.9031
results327.txt | 7055 PETÄJÄSKO 220.00 | -0.3798 | -601.2969 | 2245 | 1643.7031 | 2023.5031 | 2023.5031
results327.txt | 8579 JOINT 220.00 | -0.2809 | -601.2969 | 2245 | 1643.7031 | 1924.6031 | 1924.6031
results327.txt | 7140 JOINT 220.00 | -0.4355 | -601.2969 | 2245 | 1643.7031 | 2079.2031 | 2079.2031
results327.txt | 9408 HÄLLBERGET 400.00 | 0.2187 | -601.2969 | 2245 | 1643.7031 | 1425.0031 | 1425.0031
results327.txt | 9301 KEMIJÄRVI 220.00 | -0.3638 | -601.2969 | 2245 | 1643.7031 | 2007.5031 | 2007.5031
results327.txt | 9302 KEMINMAA 400.00 | -0.1528 | -601.2969 | 2245 | 1643.7031 | 1796.5031 | 1796.5031
results327.txt | 9304 LUMIJÄRVI 400.00 | -0.2886 | -601.2969 | 2245 | 1643.7031 | 1932.3031 | 1932.3031
results327.txt | 9303 MUSALA 400.00 | -0.2828 | -601.2969 | 2245 | 1643.7031 | 1926.5031 | 1926.5031
results327.txt | 9305 KÄRPPIÖN 400.00 | -0.2784 | -601.2969 | 2245 | 1643.7031 | 1922.1031 | 1922.1031
results327.txt | 9306 HONKAJOEN 400.00 | -0.277 | -601.2969 | 2245 | 1643.7031 | 1920.7031 | 1920.7031
results327.txt | 9307 KONTIOLAHTI 400.00 | -0.291 | -601.2969 | 2245 | 1643.7031 | 1934.7031 | 1934.7031
results327.txt | 9308 ORIMATTILAN 400.00 | -0.2833 | -601.2969 | 2245 | 1643.7031 | 1927.0031 | 1927.0031
results327.txt | 9309 NAANTALINSAL400.00 | -0.277 | -601.2969 | 2245 | 1643.7031 | 1920.7031 | 1920.7031
results328.txt | PTI INTERACTIVE POWER SYSTEM SIMULATOR--PSS(R)E MON, MAY 29 2023 |  | -596.1627 | 2245 | 1648.8373
results328.txt | SENSITIVITY FACTORS ARE CALCULATED WITH AC |  | -596.1627 | 2245 | 1648.8373
results328.txt | SUBSYSTEM 'RESERV' IS USED FOR OPPOSING SYSTEM FOR MW POWER |  | -596.1627 | 2245 | 1648.8373
results328.txt | SENSITIVITY FACTORS OF BRANCH FLOW (MVA) ON 6358 TONSTAD400 400.00 TO 6708 SOLHOLM300 400.00 5 MORE THAN | 0.1 | -596.1627 | 2245 | 1648.8373 | 1548.8373 | 1548.8373
results328.txt | <--------- BUS NAME --------> |  | -596.1627 | 2245 | 1648.8373
results328.txt | 6358 TONSTAD400 400.00 | -0.1124 | -596.1627 | 2245 | 1648.8373 | 1761.2373 | 1761.2373
results328.txt | 6357 TONSTAD300 400.00 | -0.1124 | -596.1627 | 2245 | 1648.8373 | 1761.2373 | 1761.2373
results328.txt | 6708 SOLHOLM300 400.00 | 0.186 | -596.1627 | 2245 | 1648.8373 | 1462.8373 | 1462.8373
results328.txt | 9014 HONNA 400.00 | 0.1426 | -596.1627 | 2245 | 1648.8373 | 1506.2373 | 1506.2373
results328.txt | 9021 FJOTLAND 301.00 | 0.1056 | -596.1627 | 2245 | 1648.8373 | 1543.2373 | 1543.2373
results329.txt | PTI INTERACTIVE POWER SYSTEM SIMULATOR--PSS(R)E MON, MAY 29 2023 |  | 591.9427 | 2245 | 1653.0573
results329.txt | SENSITIVITY FACTORS ARE CALCULATED WITH AC |  | 591.9427 | 2245 | 1653.0573
results329.txt | SUBSYSTEM 'RESERV' IS USED FOR OPPOSING SYSTEM FOR MW POWER |  | 591.9427 | 2245 | 1653.0573
results329.txt | SENSITIVITY FACTORS OF BRANCH FLOW (MVA) ON 6619 ULVILA 400.00 TO 9306 HONKAJOEN 400.00 8 MORE THAN | 0.1 | 591.9427 | 2245 | 1653.0573 | 1553.0573 | 1553.0573
results329.txt | <--------- BUS NAME --------> |  | 591.9427 | 2245 | 1653.0573
results329.txt | 6545 HUITTINEN 400.00 | 0.1817 | 591.9427 | 2245 | 1653.0573 | 1471.3573 | 1471.3573
results329.txt | 6572 KYMI 400.00 | 0.1238 | 591.9427 | 2245 | 1653.0573 | 1529.2573 | 1529.2573
results329.txt | 6546 SALO 400.00 | 0.1684 | 591.9427 | 2245 | 1653.0573 | 1484.6573 | 1484.6573
results329.txt | 6547 FORSSA 400.00 | 0.167 | 591.9427 | 2245 | 1653.0573 | 1486.0573 | 1486.0573
results329.txt | 6548 KANGASALA 400.00 | 0.132 | 591.9427 | 2245 | 1653.0573 | 1521.0573 | 1521.0573
results329.txt | 6549 LAVIANVOURI 400.00 | 0.1337 | 591.9427 | 2245 | 1653.0573 | 1519.3573 | 1519.3573
results329.txt | 6550 KOPULA 400.00 | 0.1461 | 591.9427 | 2245 | 1653.0573 | 1506.9573 | 1506.9573
results329.txt | 6551 HIKIÄ 400.00 | 0.1371 | 591.9427 | 2245 | 1653.0573 | 1515.9573 | 1515.9573
results329.txt | 6552 TAMMISTO 400.00 | 0.1476 | 591.9427 | 2245 | 1653.0573 | 1505.4573 | 1505.4573
results329.txt | 6553 NURMIJÄRVI 400.00 | 0.1368 | 591.9427 | 2245 | 1653.0573 | 1516.2573 | 1516.2573
results329.txt | 6554 LÄNSISALMI 400.00 | 0.1431 | 591.9427 | 2245 | 1653.0573 | 1509.9573 | 1509.9573
results329.txt | 6555 INKOO 400.00 | 0.1581 | 591.9427 | 2245 | 1653.0573 | 1494.9573 | 1494.9573
results329.txt | 6556 ESPOO 400.00 | 0.1495 | 591.9427 | 2245 | 1653.0573 | 1503.5573 | 1503.5573
results329.txt | 6567 ANTTILA 400.00 | 0.1362 | 591.9427 | 2245 | 1653.0573 | 1516.8573 | 1516.8573
results329.txt | 6569 KORIA 400.00 | 0.1199 | 591.9427 | 2245 | 1653.0573 | 1533.1573 | 1533.1573
results329.txt | 6570 LOVIISA 400.00 | 0.1284 | 591.9427 | 2245 | 1653.0573 | 1524.6573 | 1524.6573
results329.txt | 6615 TAHKOLUOTO 400.00 | 0.2151 | 591.9427 | 2245 | 1653.0573 | 1437.9573 | 1437.9573
results329.txt | 6617 OLKILUOTO 400.00 | 0.1954 | 591.9427 | 2245 | 1653.0573 | 1457.6573 | 1457.6573
results329.txt | 6618 RAUMA 400.00 | 0.1936 | 591.9427 | 2245 | 1653.0573 | 1459.4573 | 1459.4573
results329.txt | 6619 ULVILA 400.00 | 0.2168 | 591.9427 | 2245 | 1653.0573 | 1436.2573 | 1436.2573
results329.txt | 6621 LIETO 400.00 | 0.173 | 591.9427 | 2245 | 1653.0573 | 1480.0573 | 1480.0573
results329.txt | 6781 SEINÄJOKI 400.00 | -0.1993 | 591.9427 | 2245 | 1653.0573 | 1852.3573 | 1852.3573
results329.txt | 6785 TOIVILA 400.00 | 0.1011 | 591.9427 | 2245 | 1653.0573 | 1551.9573 | 1551.9573
results329.txt | 9306 HONKAJOEN 400.00 | -0.6705 | 591.9427 | 2245 | 1653.0573 | 2166.4427 | 2166.4427
results329.txt | 9308 ORIMATTILAN 400.00 | 0.1282 | 591.9427 | 2245 | 1653.0573 | 1524.8573 | 1524.8573
results329.txt | 9309 NAANTALINSAL400.00 | 0.173 | 591.9427 | 2245 | 1653.0573 | 1480.0573 | 1480.0573
results330.txt | PTI INTERACTIVE POWER SYSTEM SIMULATOR--PSS(R)E MON, MAY 29 2023 |  | 590.882 | 2245 | 1654.118
results330.txt | SENSITIVITY FACTORS ARE CALCULATED WITH AC |  | 590.882 | 2245 | 1654.118
results330.txt | SUBSYSTEM 'RESERV' IS USED FOR OPPOSING SYSTEM FOR MW POWER |  | 590.882 | 2245 | 1654.118
results330.txt | SENSITIVITY FACTORS OF BRANCH FLOW (MVA) ON 6726 ROD300 400.00 TO 6727 ROD400 400.00 5 MORE THAN | 0.1 | 590.882 | 2245 | 1654.118 | 1554.118 | 1554.118
results330.txt | <--------- BUS NAME --------> |  | 590.882 | 2245 | 1654.118
results330.txt | 6725 SUNDSBARM 400.00 | 0.1425 | 590.882 | 2245 | 1654.118 | 1511.618 | 1511.618
results330.txt | 6727 ROD400 400.00 | -0.2123 | 590.882 | 2245 | 1654.118 | 1866.418 | 1866.418
results330.txt | 6726 ROD300 400.00 | 0.2874 | 590.882 | 2245 | 1654.118 | 1366.718 | 1366.718
results330.txt | 6728 GRENLAND 400.00 | -0.1305 | 590.882 | 2245 | 1654.118 | 1784.618 | 1784.618
results330.txt | 6730 BAMBLE400 400.00 | -0.1061 | 590.882 | 2245 | 1654.118 | 1760.218 | 1760.218
results330.txt | 6729 BAMBLE300 400.00 | -0.1061 | 590.882 | 2245 | 1654.118 | 1760.218 | 1760.218
results331.txt | PTI INTERACTIVE POWER SYSTEM SIMULATOR--PSS(R)E MON, MAY 29 2023 |  | 590.882 | 2245 | 1654.118
results331.txt | SENSITIVITY FACTORS ARE CALCULATED WITH AC |  | 590.882 | 2245 | 1654.118
results331.txt | SUBSYSTEM 'RESERV' IS USED FOR OPPOSING SYSTEM FOR MW POWER |  | 590.882 | 2245 | 1654.118
results331.txt | SENSITIVITY FACTORS OF BRANCH FLOW (MVA) ON 6726 ROD300 400.00 TO 6727 ROD400 400.00 6 MORE THAN | 0.1 | 590.882 | 2245 | 1654.118 | 1554.118 | 1554.118
results331.txt | <--------- BUS NAME --------> |  | 590.882 | 2245 | 1654.118
results331.txt | 6725 SUNDSBARM 400.00 | 0.1425 | 590.882 | 2245 | 1654.118 | 1511.618 | 1511.618
results331.txt | 6727 ROD400 400.00 | -0.2123 | 590.882 | 2245 | 1654.118 | 1866.418 | 1866.418
results331.txt | 6726 ROD300 400.00 | 0.2874 | 590.882 | 2245 | 1654.118 | 1366.718 | 1366.718
results331.txt | 6728 GRENLAND 400.00 | -0.1305 | 590.882 | 2245 | 1654.118 | 1784.618 | 1784.618
results331.txt | 6730 BAMBLE400 400.00 | -0.1061 | 590.882 | 2245 | 1654.118 | 1760.218 | 1760.218
results331.txt | 6729 BAMBLE300 400.00 | -0.1061 | 590.882 | 2245 | 1654.118 | 1760.218 | 1760.218
results332.txt | PTI INTERACTIVE POWER SYSTEM SIMULATOR--PSS(R)E MON, MAY 29 2023 |  | 586.3789 | 2245 | 1658.621
results332.txt | SENSITIVITY FACTORS ARE CALCULATED WITH AC |  | 586.3789 | 2245 | 1658.621
results332.txt | SUBSYSTEM 'RESERV' IS USED FOR OPPOSING SYSTEM FOR MW POWER |  | 586.3789 | 2245 | 1658.621
results332.txt | SENSITIVITY FACTORS OF BRANCH FLOW (MVA) ON 6930 LETSI 400.00 TO 9408 HÄLLBERGET 400.00 7 MORE THAN | 0.1 | 586.3789 | 2245 | 1658.621 | 1558.6211 | 1558.6211
results332.txt | <--------- BUS NAME --------> |  | 586.3789 | 2245 | 1658.621
results332.txt | 6571 VISULAHTI 400.00 | -0.3021 | 586.3789 | 2245 | 1658.621 | 1960.7211 | 1960.7211
results332.txt | 6545 HUITTINEN 400.00 | -0.2872 | 586.3789 | 2245 | 1658.621 | 1945.8211 | 1945.8211
results332.txt | 6572 KYMI 400.00 | -0.2948 | 586.3789 | 2245 | 1658.621 | 1953.4211 | 1953.4211
results332.txt | 6546 SALO 400.00 | -0.2888 | 586.3789 | 2245 | 1658.621 | 1947.4211 | 1947.4211
results332.txt | 6547 FORSSA 400.00 | -0.2889 | 586.3789 | 2245 | 1658.621 | 1947.5211 | 1947.5211
results332.txt | 6548 KANGASALA 400.00 | -0.2924 | 586.3789 | 2245 | 1658.621 | 1951.0211 | 1951.0211
results332.txt | 6549 LAVIANVOURI 400.00 | -0.293 | 586.3789 | 2245 | 1658.621 | 1951.6211 | 1951.6211
results332.txt | 6550 KOPULA 400.00 | -0.294 | 586.3789 | 2245 | 1658.621 | 1952.6211 | 1952.6211
results332.txt | 6551 HIKIÄ 400.00 | -0.2933 | 586.3789 | 2245 | 1658.621 | 1951.9211 | 1951.9211
results332.txt | 6552 TAMMISTO 400.00 | -0.2911 | 586.3789 | 2245 | 1658.621 | 1949.7211 | 1949.7211
results332.txt | 6553 NURMIJÄRVI 400.00 | -0.2933 | 586.3789 | 2245 | 1658.621 | 1951.9211 | 1951.9211
results332.txt | 6554 LÄNSISALMI 400.00 | -0.2914 | 586.3789 | 2245 | 1658.621 | 1950.0211 | 1950.0211
results332.txt | 6555 INKOO 400.00 | -0.2909 | 586.3789 | 2245 | 1658.621 | 1949.5211 | 1949.5211
results332.txt | 6556 ESPOO 400.00 | -0.2917 | 586.3789 | 2245 | 1658.621 | 1950.3211 | 1950.3211
results332.txt | 6567 ANTTILA 400.00 | -0.2927 | 586.3789 | 2245 | 1658.621 | 1951.3211 | 1951.3211
results332.txt | 6569 KORIA 400.00 | -0.2953 | 586.3789 | 2245 | 1658.621 | 1953.9211 | 1953.9211
results332.txt | 6570 LOVIISA 400.00 | -0.29 | 586.3789 | 2245 | 1658.621 | 1948.6211 | 1948.6211
results332.txt | 6573 YLLIKKÄLÄ 400.00 | -0.3003 | 586.3789 | 2245 | 1658.621 | 1958.9211 | 1958.9211
results332.txt | 6615 TAHKOLUOTO 400.00 | -0.2833 | 586.3789 | 2245 | 1658.621 | 1941.9211 | 1941.9211
results332.txt | 6617 OLKILUOTO 400.00 | -0.2821 | 586.3789 | 2245 | 1658.621 | 1940.7211 | 1940.7211
results332.txt | 6618 RAUMA 400.00 | -0.2817 | 586.3789 | 2245 | 1658.621 | 1940.3211 | 1940.3211
results332.txt | 6619 ULVILA 400.00 | -0.2856 | 586.3789 | 2245 | 1658.621 | 1944.2211 | 1944.2211
results332.txt | 6621 LIETO 400.00 | -0.2871 | 586.3789 | 2245 | 1658.621 | 1945.7211 | 1945.7211
results332.txt | 6778 HIRVISUO 400.00 | -0.2958 | 586.3789 | 2245 | 1658.621 | 1954.4211 | 1954.4211
results332.txt | 6779 UUSNIVALA 400.00 | -0.3036 | 586.3789 | 2245 | 1658.621 | 1962.2211 | 1962.2211
results332.txt | 6780 ALAJÄRVI 400.00 | -0.2988 | 586.3789 | 2245 | 1658.621 | 1957.4211 | 1957.4211
results332.txt | 6781 SEINÄJOKI 400.00 | -0.2935 | 586.3789 | 2245 | 1658.621 | 1952.1211 | 1952.1211
results332.txt | 6783 PETÄJÄV400 400.00 | -0.2971 | 586.3789 | 2245 | 1658.621 | 1955.7211 | 1955.7211
results332.txt | 6782 PETÄJÄV220 220.00 | -0.2971 | 586.3789 | 2245 | 1658.621 | 1955.7211 | 1955.7211
results332.txt | 6784 JÄMSÄ 220.00 | -0.2996 | 586.3789 | 2245 | 1658.621 | 1958.2211 | 1958.2211
results332.txt | 6785 TOIVILA 400.00 | -0.2949 | 586.3789 | 2245 | 1658.621 | 1953.5211 | 1953.5211
results332.txt | 6786 HAAPAVESI 220.00 | -0.2917 | 586.3789 | 2245 | 1658.621 | 1950.3211 | 1950.3211
results332.txt | 6787 VUOLIJOKI 400.00 | -0.3026 | 586.3789 | 2245 | 1658.621 | 1961.2211 | 1961.2211
results332.txt | 6788 ALAPITKÄ 400.00 | -0.3033 | 586.3789 | 2245 | 1658.621 | 1961.9211 | 1961.9211
results332.txt | 6789 VIHTAVUORI 400.00 | -0.3003 | 586.3789 | 2245 | 1658.621 | 1958.9211 | 1958.9211
results332.txt | 6790 HUUTOKOSKI 400.00 | -0.3033 | 586.3789 | 2245 | 1658.621 | 1961.9211 | 1961.9211
results332.txt | 6810 TUOVILA 400.00 | -0.2911 | 586.3789 | 2245 | 1658.621 | 1949.7211 | 1949.7211
results332.txt | 6811 KRSITINESTAD400.00 | -0.2878 | 586.3789 | 2245 | 1658.621 | 1946.4211 | 1946.4211
results332.txt | 6903 SEITENOIKEA 220.00 | -0.2829 | 586.3789 | 2245 | 1658.621 | 1941.5211 | 1941.5211
results332.txt | 6907 DJUPTJÄRN 400.00 | -0.1706 | 586.3789 | 2245 | 1658.621 | 1829.2211 | 1829.2211
results332.txt | 6908 KEMINMAA 220.00 | -0.3902 | 586.3789 | 2245 | 1658.621 | 2048.8211 | 2048.8211
results332.txt | 6909 ISOHAARA 400.00 | -0.2961 | 586.3789 | 2245 | 1658.621 | 1954.7211 | 1954.7211
results332.txt | 6910 SUBSTATION 400.00 | -0.2962 | 586.3789 | 2245 | 1658.621 | 1954.8211 | 1954.8211
results332.txt | 6911 JYLKKÄ 400.00 | -0.299 | 586.3789 | 2245 | 1658.621 | 1957.6211 | 1957.6211
results332.txt | 6912 VALAJASKO 220.00 | -0.3938 | 586.3789 | 2245 | 1658.621 | 2052.4211 | 2052.4211
results332.txt | 6913 VANTTAUSKOSK220.00 | -0.3702 | 586.3789 | 2245 | 1658.621 | 2028.8211 | 2028.8211
results332.txt | 6915 PIRITTIK400 400.00 | -0.3675 | 586.3789 | 2245 | 1658.621 | 2026.1211 | 2026.1211
results332.txt | 6914 PIRITTK220 220.00 | -0.371 | 586.3789 | 2245 | 1658.621 | 2029.6211 | 2029.6211
results332.txt | 6916 SEITAKORVA 220.00 | -0.369 | 586.3789 | 2245 | 1658.621 | 2027.6211 | 2027.6211
results332.txt | 6917 ISOKANGAS 400.00 | -0.3243 | 586.3789 | 2245 | 1658.621 | 1982.9211 | 1982.9211
results332.txt | 6918 PIKKARALA 400.00 | -0.3032 | 586.3789 | 2245 | 1658.621 | 1961.8211 | 1961.8211
results332.txt | 6920 PYHÄNSEL400 400.00 | -0.2998 | 586.3789 | 2245 | 1658.621 | 1958.4211 | 1958.4211
results332.txt | 6919 PYHÄNSEL220 220.00 | -0.2998 | 586.3789 | 2245 | 1658.621 | 1958.4211 | 1958.4211
results332.txt | 6921 PYHÄKOSI 220.00 | -0.2939 | 586.3789 | 2245 | 1658.621 | 1952.5211 | 1952.5211
results332.txt | 6922 UTANEN 220.00 | -0.2909 | 586.3789 | 2245 | 1658.621 | 1949.5211 | 1949.5211
results332.txt | 6923 NUOJA 220.00 | -0.2877 | 586.3789 | 2245 | 1658.621 | 1946.3211 | 1946.3211
results332.txt | 6990 ISONIEMI 220.00 | -0.4092 | 586.3789 | 2245 | 1658.621 | 2067.8211 | 2067.8211
results332.txt | 6992 IVALO 220.00 | -0.4337 | 586.3789 | 2245 | 1658.621 | 2092.3211 | 2092.3211
results332.txt | 6993 KUOLAJÄRVI 220.00 | -0.4099 | 586.3789 | 2245 | 1658.621 | 2068.5211 | 2068.5211
results332.txt | 6994 VAJUKOSKI 220.00 | -0.4093 | 586.3789 | 2245 | 1658.621 | 2067.9211 | 2067.9211
results332.txt | 6995 KOKKOSNIVA 220.00 | -0.3998 | 586.3789 | 2245 | 1658.621 | 2058.4211 | 2058.4211
results332.txt | 7010 VARANGERBOT 220.00 | -0.4559 | 586.3789 | 2245 | 1658.621 | 2114.5211 | 2114.5211
results332.txt | 7018 UTSJOKI 220.00 | -0.4516 | 586.3789 | 2245 | 1658.621 | 2110.2211 | 2110.2211
results332.txt | 7054 OSSAUSKOSKI 220.00 | -0.3909 | 586.3789 | 2245 | 1658.621 | 2049.5211 | 2049.5211
results332.txt | 7056 PETÄJÄSKO 400.00 | -0.397 | 586.3789 | 2245 | 1658.621 | 2055.6211 | 2055.6211
results332.txt | 7055 PETÄJÄSKO 220.00 | -0.3935 | 586.3789 | 2245 | 1658.621 | 2052.1211 | 2052.1211
results332.txt | 8579 JOINT 220.00 | -0.291 | 586.3789 | 2245 | 1658.621 | 1949.6211 | 1949.6211
results332.txt | 7140 JOINT 220.00 | -0.4512 | 586.3789 | 2245 | 1658.621 | 2109.8211 | 2109.8211
results332.txt | 9408 HÄLLBERGET 400.00 | -0.7691 | 586.3789 | 2245 | 1658.621 | 2062.2789 | 2062.2789
results332.txt | 9301 KEMIJÄRVI 220.00 | -0.3769 | 586.3789 | 2245 | 1658.621 | 2035.5211 | 2035.5211
results332.txt | 9302 KEMINMAA 400.00 | -0.1584 | 586.3789 | 2245 | 1658.621 | 1817.0211 | 1817.0211
results332.txt | 9304 LUMIJÄRVI 400.00 | -0.2991 | 586.3789 | 2245 | 1658.621 | 1957.7211 | 1957.7211
results332.txt | 9303 MUSALA 400.00 | -0.293 | 586.3789 | 2245 | 1658.621 | 1951.6211 | 1951.6211
results332.txt | 9305 KÄRPPIÖN 400.00 | -0.2885 | 586.3789 | 2245 | 1658.621 | 1947.1211 | 1947.1211
results332.txt | 9306 HONKAJOEN 400.00 | -0.287 | 586.3789 | 2245 | 1658.621 | 1945.6211 | 1945.6211
results332.txt | 9307 KONTIOLAHTI 400.00 | -0.3016 | 586.3789 | 2245 | 1658.621 | 1960.2211 | 1960.2211
results332.txt | 9308 ORIMATTILAN 400.00 | -0.2935 | 586.3789 | 2245 | 1658.621 | 1952.1211 | 1952.1211
results332.txt | 9309 NAANTALINSAL400.00 | -0.287 | 586.3789 | 2245 | 1658.621 | 1945.6211 | 1945.6211
results333.txt | PTI INTERACTIVE POWER SYSTEM SIMULATOR--PSS(R)E MON, MAY 29 2023 |  | -580.9271 | 2245 | 1664.0729
results333.txt | SENSITIVITY FACTORS ARE CALCULATED WITH AC |  | -580.9271 | 2245 | 1664.0729
results333.txt | SUBSYSTEM 'RESERV' IS USED FOR OPPOSING SYSTEM FOR MW POWER |  | -580.9271 | 2245 | 1664.0729
results333.txt | SENSITIVITY FACTORS OF BRANCH FLOW (MVA) ON 6341 KOLSTAD 400.00 TO 6345 GLAN 400.00 6 MORE THAN | 0.1 | -580.9271 | 2245 | 1664.0729 | 1564.0729 | 1564.0729
results333.txt | <--------- BUS NAME --------> |  | -580.9271 | 2245 | 1664.0729
results333.txt | 6315 HORRED 400.00 | -0.1015 | -580.9271 | 2245 | 1664.0729 | 1765.5729 | 1765.5729
results333.txt | 6316 UDDEBO 400.00 | -0.1319 | -580.9271 | 2245 | 1664.0729 | 1795.9729 | 1795.9729
results333.txt | 6341 KOLSTAD 400.00 | -0.5132 | -580.9271 | 2245 | 1664.0729 | 2177.2729 | 2177.2729
results333.txt | 6342 TENHULT 400.00 | -0.1944 | -580.9271 | 2245 | 1664.0729 | 1858.4729 | 1858.4729
results333.txt | 6343 BARKERYD 400.00 | -0.2766 | -580.9271 | 2245 | 1664.0729 | 1940.6729 | 1940.6729
results333.txt | 6345 GLAN 400.00 | 0.1628 | -580.9271 | 2245 | 1664.0729 | 1501.2729 | 1501.2729
results333.txt | 6346 KIMSTAD 400.00 | 0.1106 | -580.9271 | 2245 | 1664.0729 | 1553.4729 | 1553.4729
results333.txt | 6646 HEDENLUNDA 400.00 | 0.127 | -580.9271 | 2245 | 1664.0729 | 1537.0729 | 1537.0729
results334.txt | PTI INTERACTIVE POWER SYSTEM SIMULATOR--PSS(R)E MON, MAY 29 2023 |  | -577.414 | 2245 | 1667.586
results334.txt | SENSITIVITY FACTORS ARE CALCULATED WITH AC |  | -577.414 | 2245 | 1667.586
results334.txt | SUBSYSTEM 'RESERV' IS USED FOR OPPOSING SYSTEM FOR MW POWER |  | -577.414 | 2245 | 1667.586
results334.txt | SENSITIVITY FACTORS OF BRANCH FLOW (MVA) ON 6778 HIRVISUO 400.00 TO 9303 MUSALA 400.00 3 MORE THAN | 0.1 | -577.414 | 2245 | 1667.586 | 1567.586 | 1567.586
results334.txt | <--------- BUS NAME --------> |  | -577.414 | 2245 | 1667.586
results334.txt | 6571 VISULAHTI 400.00 | 0.11 | -577.414 | 2245 | 1667.586 | 1557.586 | 1557.586
results334.txt | 6545 HUITTINEN 400.00 | 0.1883 | -577.414 | 2245 | 1667.586 | 1479.286 | 1479.286
results334.txt | 6572 KYMI 400.00 | 0.1509 | -577.414 | 2245 | 1667.586 | 1516.686 | 1516.686
results334.txt | 6546 SALO 400.00 | 0.1798 | -577.414 | 2245 | 1667.586 | 1487.786 | 1487.786
results334.txt | 6547 FORSSA 400.00 | 0.1794 | -577.414 | 2245 | 1667.586 | 1488.186 | 1488.186
results334.txt | 6548 KANGASALA 400.00 | 0.1666 | -577.414 | 2245 | 1667.586 | 1500.986 | 1500.986
results334.txt | 6549 LAVIANVOURI 400.00 | 0.1655 | -577.414 | 2245 | 1667.586 | 1502.086 | 1502.086
results334.txt | 6550 KOPULA 400.00 | 0.1675 | -577.414 | 2245 | 1667.586 | 1500.086 | 1500.086
results334.txt | 6551 HIKIÄ 400.00 | 0.1624 | -577.414 | 2245 | 1667.586 | 1505.186 | 1505.186
results334.txt | 6552 TAMMISTO 400.00 | 0.1672 | -577.414 | 2245 | 1667.586 | 1500.386 | 1500.386
results334.txt | 6553 NURMIJÄRVI 400.00 | 0.1613 | -577.414 | 2245 | 1667.586 | 1506.286 | 1506.286
results334.txt | 6554 LÄNSISALMI 400.00 | 0.1642 | -577.414 | 2245 | 1667.586 | 1503.386 | 1503.386
results334.txt | 6555 INKOO 400.00 | 0.1739 | -577.414 | 2245 | 1667.586 | 1493.686 | 1493.686
results334.txt | 6556 ESPOO 400.00 | 0.1687 | -577.414 | 2245 | 1667.586 | 1498.886 | 1498.886
results334.txt | 6567 ANTTILA 400.00 | 0.1598 | -577.414 | 2245 | 1667.586 | 1507.786 | 1507.786
results334.txt | 6569 KORIA 400.00 | 0.1481 | -577.414 | 2245 | 1667.586 | 1519.486 | 1519.486
results334.txt | 6570 LOVIISA 400.00 | 0.1535 | -577.414 | 2245 | 1667.586 | 1514.086 | 1514.086
results334.txt | 6573 YLLIKKÄLÄ 400.00 | 0.1238 | -577.414 | 2245 | 1667.586 | 1543.786 | 1543.786
results334.txt | 6615 TAHKOLUOTO 400.00 | 0.2057 | -577.414 | 2245 | 1667.586 | 1461.886 | 1461.886
results334.txt | 6617 OLKILUOTO 400.00 | 0.1942 | -577.414 | 2245 | 1667.586 | 1473.386 | 1473.386
results334.txt | 6618 RAUMA 400.00 | 0.193 | -577.414 | 2245 | 1667.586 | 1474.586 | 1474.586
results334.txt | 6619 ULVILA 400.00 | 0.2073 | -577.414 | 2245 | 1667.586 | 1460.286 | 1460.286
results334.txt | 6621 LIETO 400.00 | 0.1822 | -577.414 | 2245 | 1667.586 | 1485.386 | 1485.386
results334.txt | 6778 HIRVISUO 400.00 | -0.3303 | -577.414 | 2245 | 1667.586 | 1997.886 | 1997.886
results334.txt | 6780 ALAJÄRVI 400.00 | 0.1318 | -577.414 | 2245 | 1667.586 | 1535.786 | 1535.786
results334.txt | 6781 SEINÄJOKI 400.00 | 0.2709 | -577.414 | 2245 | 1667.586 | 1396.686 | 1396.686
results334.txt | 6783 PETÄJÄV400 400.00 | 0.1136 | -577.414 | 2245 | 1667.586 | 1553.986 | 1553.986
results334.txt | 6782 PETÄJÄV220 220.00 | 0.1136 | -577.414 | 2245 | 1667.586 | 1553.986 | 1553.986
results334.txt | 6784 JÄMSÄ 220.00 | 0.1146 | -577.414 | 2245 | 1667.586 | 1552.986 | 1552.986
results334.txt | 6785 TOIVILA 400.00 | 0.1392 | -577.414 | 2245 | 1667.586 | 1528.386 | 1528.386
results334.txt | 6789 VIHTAVUORI 400.00 | 0.1117 | -577.414 | 2245 | 1667.586 | 1555.886 | 1555.886
results334.txt | 6810 TUOVILA 400.00 | 0.3605 | -577.414 | 2245 | 1667.586 | 1307.086 | 1307.086
results334.txt | 6811 KRSITINESTAD400.00 | 0.2772 | -577.414 | 2245 | 1667.586 | 1390.386 | 1390.386
results334.txt | 9303 MUSALA 400.00 | 0.5189 | -577.414 | 2245 | 1667.586 | 1148.686 | 1148.686
results334.txt | 9305 KÄRPPIÖN 400.00 | 0.3028 | -577.414 | 2245 | 1667.586 | 1364.786 | 1364.786
results334.txt | 9306 HONKAJOEN 400.00 | 0.2199 | -577.414 | 2245 | 1667.586 | 1447.686 | 1447.686
results334.txt | 9308 ORIMATTILAN 400.00 | 0.1548 | -577.414 | 2245 | 1667.586 | 1512.786 | 1512.786
results334.txt | 9309 NAANTALINSAL400.00 | 0.1821 | -577.414 | 2245 | 1667.586 | 1485.486 | 1485.486
results335.txt | PTI INTERACTIVE POWER SYSTEM SIMULATOR--PSS(R)E MON, MAY 29 2023 |  | 573.7355 | 2245 | 1671.2645
results335.txt | SENSITIVITY FACTORS ARE CALCULATED WITH AC |  | 573.7355 | 2245 | 1671.2645
results335.txt | SUBSYSTEM 'RESERV' IS USED FOR OPPOSING SYSTEM FOR MW POWER |  | 573.7355 | 2245 | 1671.2645
results335.txt | SENSITIVITY FACTORS OF BRANCH FLOW (MVA) ON 6719 ÅDAL 400.00 TO 6731 RINGERIKE 400.00 1 MORE THAN | 0.1 | 573.7355 | 2245 | 1671.2645 | 1571.2645 | 1571.2645
results335.txt | <--------- BUS NAME --------> |  | 573.7355 | 2245 | 1671.2645
results335.txt | 6719 ÅDAL 400.00 | -0.3195 | 573.7355 | 2245 | 1671.2645 | 1990.7645 | 1990.7645
results335.txt | 6731 RINGERIKE 400.00 | 0.2112 | 573.7355 | 2245 | 1671.2645 | 1460.0645 | 1460.0645
results336.txt | PTI INTERACTIVE POWER SYSTEM SIMULATOR--PSS(R)E MON, MAY 29 2023 |  | -566.5861 | 2245 | 1678.4138
results336.txt | SENSITIVITY FACTORS ARE CALCULATED WITH AC |  | -566.5861 | 2245 | 1678.4138
results336.txt | SUBSYSTEM 'RESERV' IS USED FOR OPPOSING SYSTEM FOR MW POWER |  | -566.5861 | 2245 | 1678.4138
results336.txt | SENSITIVITY FACTORS OF BRANCH FLOW (MVA) ON 6617 OLKILUOTO 400.00 TO 6618 RAUMA 400.00 1 MORE THAN | 0.1 | -566.5861 | 2245 | 1678.4138 | 1578.4139 | 1578.4139
results336.txt | <--------- BUS NAME --------> |  | -566.5861 | 2245 | 1678.4138
results336.txt | 6546 SALO 400.00 | 0.1211 | -566.5861 | 2245 | 1678.4138 | 1557.3139 | 1557.3139
results336.txt | 6618 RAUMA 400.00 | 0.3127 | -566.5861 | 2245 | 1678.4138 | 1365.7139 | 1365.7139
results336.txt | 6621 LIETO 400.00 | 0.1386 | -566.5861 | 2245 | 1678.4138 | 1539.8139 | 1539.8139
results336.txt | 9309 NAANTALINSAL400.00 | 0.1386 | -566.5861 | 2245 | 1678.4138 | 1539.8139 | 1539.8139
results337.txt | PTI INTERACTIVE POWER SYSTEM SIMULATOR--PSS(R)E MON, MAY 29 2023 |  | 559.7826 | 2245 | 1685.2174
results337.txt | SENSITIVITY FACTORS ARE CALCULATED WITH AC |  | 559.7826 | 2245 | 1685.2174
results337.txt | SUBSYSTEM 'RESERV' IS USED FOR OPPOSING SYSTEM FOR MW POWER |  | 559.7826 | 2245 | 1685.2174
results337.txt | SENSITIVITY FACTORS OF BRANCH FLOW (MVA) ON 6600 AKER 400.00 TO 6646 HEDENLUNDA 400.00 2 MORE THAN | 0.1 | 559.7826 | 2245 | 1685.2174 | 1585.2174 | 1585.2174
results337.txt | <--------- BUS NAME --------> |  | 559.7826 | 2245 | 1685.2174
results337.txt | 5624 HERSLEV 400.00 | -0.1215 | 559.7826 | 2245 | 1685.2174 | 1806.7174 | 1806.7174
results337.txt | 5642 HOVEGARD 400.00 | -0.1213 | 559.7826 | 2245 | 1685.2174 | 1806.5174 | 1806.5174
results337.txt | 5646 BJAEVERSKOV4400.00 | -0.1213 | 559.7826 | 2245 | 1685.2174 | 1806.5174 | 1806.5174
results337.txt | 5645 BJAEVERSKOV2220.00 | -0.121 | 559.7826 | 2245 | 1685.2174 | 1806.2174 | 1806.2174
results337.txt | 5657 ISHOJ400 400.00 | -0.1213 | 559.7826 | 2245 | 1685.2174 | 1806.5174 | 1806.5174
results337.txt | 5656 ISHOJ220 220.00 | -0.1216 | 559.7826 | 2245 | 1685.2174 | 1806.8174 | 1806.8174
results337.txt | 5660 AVEDOREVERK 400.00 | -0.1214 | 559.7826 | 2245 | 1685.2174 | 1806.6174 | 1806.6174
results337.txt | 5662 ORSTEDSVERKE400.00 | -0.1216 | 559.7826 | 2245 | 1685.2174 | 1806.8174 | 1806.8174
results337.txt | 5671 SEGE 400.00 | -0.1331 | 559.7826 | 2245 | 1685.2174 | 1818.3174 | 1818.3174
results337.txt | 5672 ARRIE 400.00 | -0.1331 | 559.7826 | 2245 | 1685.2174 | 1818.3174 | 1818.3174
results337.txt | 5673 KRUSEBERG 400.00 | -0.1331 | 559.7826 | 2245 | 1685.2174 | 1818.3174 | 1818.3174
results337.txt | 5676 WIND FARM 220.00 | -0.1189 | 559.7826 | 2245 | 1685.2174 | 1804.1174 | 1804.1174
results337.txt | 5845 ASNAESVERK 400.00 | -0.1214 | 559.7826 | 2245 | 1685.2174 | 1806.6174 | 1806.6174
results337.txt | 6316 UDDEBO 400.00 | -0.1027 | 559.7826 | 2245 | 1685.2174 | 1787.9174 | 1787.9174
results337.txt | 6319 KYNDBYVERKER400.00 | -0.1213 | 559.7826 | 2245 | 1685.2174 | 1806.5174 | 1806.5174
results337.txt | 6324 GORLOSEGARD 400.00 | -0.1208 | 559.7826 | 2245 | 1685.2174 | 1806.0174 | 1806.0174
results337.txt | 6330 GELNTEGARD2 400.00 | -0.1219 | 559.7826 | 2245 | 1685.2174 | 1807.1174 | 1807.1174
results337.txt | 6334 GLENTEGARD 400.00 | -0.1221 | 559.7826 | 2245 | 1685.2174 | 1807.3174 | 1807.3174
results337.txt | 6335 SODERASEN 400.00 | -0.1192 | 559.7826 | 2245 | 1685.2174 | 1804.4174 | 1804.4174
results337.txt | 6337 BARSEBACK 400.00 | -0.1313 | 559.7826 | 2245 | 1685.2174 | 1816.5174 | 1816.5174
results337.txt | 6338 HURVA 400.00 | -0.1378 | 559.7826 | 2245 | 1685.2174 | 1823.0174 | 1823.0174
results337.txt | 6341 KOLSTAD 400.00 | -0.1776 | 559.7826 | 2245 | 1685.2174 | 1862.8174 | 1862.8174
results337.txt | 6342 TENHULT 400.00 | -0.1264 | 559.7826 | 2245 | 1685.2174 | 1811.6174 | 1811.6174
results337.txt | 6343 BARKERYD 400.00 | -0.1347 | 559.7826 | 2245 | 1685.2174 | 1819.9174 | 1819.9174
results337.txt | 6345 GLAN 400.00 | -0.234 | 559.7826 | 2245 | 1685.2174 | 1919.2174 | 1919.2174
results337.txt | 6346 KIMSTAD 400.00 | -0.1916 | 559.7826 | 2245 | 1685.2174 | 1876.8174 | 1876.8174
results337.txt | 6348 OSKARSHAMN 400.00 | -0.1778 | 559.7826 | 2245 | 1685.2174 | 1863.0174 | 1863.0174
results337.txt | 6349 ALVESTA 400.00 | -0.1488 | 559.7826 | 2245 | 1685.2174 | 1834.0174 | 1834.0174
results337.txt | 6350 HEMSJO 400.00 | -0.1556 | 559.7826 | 2245 | 1685.2174 | 1840.8174 | 1840.8174
results337.txt | 6351 KARLSHAMN 400.00 | -0.1555 | 559.7826 | 2245 | 1685.2174 | 1840.7174 | 1840.7174
results337.txt | 6354 NYBRO 400.00 | -0.1647 | 559.7826 | 2245 | 1685.2174 | 1849.9174 | 1849.9174
results337.txt | 6600 AKER 400.00 | 0.4547 | 559.7826 | 2245 | 1685.2174 | 1230.5174 | 1230.5174
results337.txt | 6646 HEDENLUNDA 400.00 | -0.2929 | 559.7826 | 2245 | 1685.2174 | 1978.1174 | 1978.1174
results337.txt | 7429 JOINT 220.00 | -0.1191 | 559.7826 | 2245 | 1685.2174 | 1804.3174 | 1804.3174
results337.txt | 1052 BREARED 400.00 | -0.1004 | 559.7826 | 2245 | 1685.2174 | 1785.6174 | 1785.6174
results337.txt | 1053 HÄRADSBO 400.00 | -0.105 | 559.7826 | 2245 | 1685.2174 | 1790.2174 | 1790.2174
results337.txt | 9401 HAGESKRUV 400.00 | -0.1631 | 559.7826 | 2245 | 1685.2174 | 1848.3174 | 1848.3174
results338.txt | PTI INTERACTIVE POWER SYSTEM SIMULATOR--PSS(R)E MON, MAY 29 2023 |  | 314.3105 | 2000 | 1685.6895
results338.txt | SENSITIVITY FACTORS ARE CALCULATED WITH AC |  | 314.3105 | 2000 | 1685.6895
results338.txt | SUBSYSTEM 'RESERV' IS USED FOR OPPOSING SYSTEM FOR MW POWER |  | 314.3105 | 2000 | 1685.6895
results338.txt | SENSITIVITY FACTORS OF BRANCH FLOW (MVA) ON 6636 HORNDAL 220.00 TO 9410 HORNDAL 400.00 1 MORE THAN | 0.1 | 314.3105 | 2000 | 1685.6895 | 1585.6895 | 1585.6895
results338.txt | <--------- BUS NAME --------> |  | 314.3105 | 2000 | 1685.6895
results338.txt | 6580 SODERALA 220.00 | -0.2086 | 314.3105 | 2000 | 1685.6895 | 1894.2895 | 1894.2895
results338.txt | 6582 STACKBO220 220.00 | -0.1689 | 314.3105 | 2000 | 1685.6895 | 1854.5895 | 1854.5895
results338.txt | 6584 VALBO 220.00 | -0.2048 | 314.3105 | 2000 | 1685.6895 | 1890.4895 | 1890.4895
results338.txt | 6588 UNTRA 220.00 | -0.308 | 314.3105 | 2000 | 1685.6895 | 1993.6895 | 1993.6895
results338.txt | 6592 STARFORS 220.00 | -0.6161 | 314.3105 | 2000 | 1685.6895 | 1698.2105 | 1698.2105
results338.txt | 6595 BREDAKER 220.00 | -0.1828 | 314.3105 | 2000 | 1685.6895 | 1868.4895 | 1868.4895
results338.txt | 6596 TUNA220 220.00 | -0.1322 | 314.3105 | 2000 | 1685.6895 | 1817.8895 | 1817.8895
results338.txt | 6598 BOLANDERNA 220.00 | -0.1374 | 314.3105 | 2000 | 1685.6895 | 1823.0895 | 1823.0895
results338.txt | 6599 PLENNINGE 220.00 | -0.137 | 314.3105 | 2000 | 1685.6895 | 1822.6895 | 1822.6895
results338.txt | 6610 GRASKA 220.00 | -0.1336 | 314.3105 | 2000 | 1685.6895 | 1819.2895 | 1819.2895
results338.txt | 6611 HALLSTAVIK 220.00 | -0.1336 | 314.3105 | 2000 | 1685.6895 | 1819.2895 | 1819.2895
results338.txt | 6613 MALSTA 220.00 | -0.1341 | 314.3105 | 2000 | 1685.6895 | 1819.7895 | 1819.7895
results338.txt | 6633 DÖNJE 220.00 | -0.2114 | 314.3105 | 2000 | 1685.6895 | 1897.0895 | 1897.0895
results338.txt | 6634 OCKELBO 220.00 | -0.6085 | 314.3105 | 2000 | 1685.6895 | 1705.8105 | 1705.8105
results338.txt | 6636 HORNDAL 220.00 | -0.6038 | 314.3105 | 2000 | 1685.6895 | 1710.5105 | 1710.5105
results338.txt | 6854 LJUSDAL 220.00 | -0.2152 | 314.3105 | 2000 | 1685.6895 | 1900.8895 | 1900.8895
results339.txt | PTI INTERACTIVE POWER SYSTEM SIMULATOR--PSS(R)E MON, MAY 29 2023 |  | -557.9827 | 2245 | 1687.0173
results339.txt | SENSITIVITY FACTORS ARE CALCULATED WITH AC |  | -557.9827 | 2245 | 1687.0173
results339.txt | SUBSYSTEM 'RESERV' IS USED FOR OPPOSING SYSTEM FOR MW POWER |  | -557.9827 | 2245 | 1687.0173
results339.txt | SENSITIVITY FACTORS OF BRANCH FLOW (MVA) ON 6812 OGNDAL 400.00 TO 6814 VERDAL400 400.00 1 MORE THAN | 0.1 | -557.9827 | 2245 | 1687.0173 | 1587.0173 | 1587.0173
results339.txt | <--------- BUS NAME --------> |  | -557.9827 | 2245 | 1687.0173
results339.txt | 6812 OGNDAL 400.00 | -0.534 | -557.9827 | 2245 | 1687.0173 | 2221.0173 | 2221.0173
results339.txt | 6814 VERDAL400 400.00 | 0.4036 | -557.9827 | 2245 | 1687.0173 | 1283.4173 | 1283.4173
results339.txt | 6813 VERDAL300 400.00 | 0.4036 | -557.9827 | 2245 | 1687.0173 | 1283.4173 | 1283.4173
results339.txt | 6815 HÖGÅSEN 400.00 | 0.1055 | -557.9827 | 2245 | 1687.0173 | 1581.5173 | 1581.5173
results339.txt | 6863 HOFSTAD 400.00 | -0.2169 | -557.9827 | 2245 | 1687.0173 | 1903.9173 | 1903.9173
results339.txt | 6864 ÅFJORD 400.00 | -0.117 | -557.9827 | 2245 | 1687.0173 | 1804.0173 | 1804.0173
results339.txt | 6866 ORKDAL400 400.00 | 0.1365 | -557.9827 | 2245 | 1687.0173 | 1550.5173 | 1550.5173
results339.txt | 6865 ORKDAL300 400.00 | 0.1365 | -557.9827 | 2245 | 1687.0173 | 1550.5173 | 1550.5173
results339.txt | 6867 STRINDA 400.00 | 0.219 | -557.9827 | 2245 | 1687.0173 | 1468.0173 | 1468.0173
results339.txt | 6869 KLAEBU400 400.00 | 0.199 | -557.9827 | 2245 | 1687.0173 | 1488.0173 | 1488.0173
results339.txt | 6868 KLAEBU300 400.00 | 0.199 | -557.9827 | 2245 | 1687.0173 | 1488.0173 | 1488.0173
results339.txt | 6871 EIDUM400 400.00 | 0.262 | -557.9827 | 2245 | 1687.0173 | 1425.0173 | 1425.0173
results339.txt | 6870 EIDUM300 400.00 | 0.262 | -557.9827 | 2245 | 1687.0173 | 1425.0173 | 1425.0173
results339.txt | 6936 NEDRERÖS400 400.00 | -0.2936 | -557.9827 | 2245 | 1687.0173 | 1980.6173 | 1980.6173
results339.txt | 6935 NEDRERÖS300 400.00 | -0.2938 | -557.9827 | 2245 | 1687.0173 | 1980.8173 | 1980.8173
results339.txt | 6934 NEDRERÖS220 220.00 | -0.2551 | -557.9827 | 2245 | 1687.0173 | 1942.1173 | 1942.1173
results339.txt | 6937 MARKA 400.00 | -0.3065 | -557.9827 | 2245 | 1687.0173 | 1993.5173 | 1993.5173
results339.txt | 6938 NAMSOS 400.00 | -0.3702 | -557.9827 | 2245 | 1687.0173 | 2057.2173 | 2057.2173
results339.txt | 6939 KOLSVIK 400.00 | -0.333 | -557.9827 | 2245 | 1687.0173 | 2020.0173 | 2020.0173
results339.txt | 6940 NAMSKOGEN 400.00 | -0.3334 | -557.9827 | 2245 | 1687.0173 | 2020.4173 | 2020.4173
results339.txt | 6942 TUNNSJO400 400.00 | -0.3435 | -557.9827 | 2245 | 1687.0173 | 2030.5173 | 2030.5173
results339.txt | 6941 TUNNSJO300 400.00 | -0.3435 | -557.9827 | 2245 | 1687.0173 | 2030.5173 | 2030.5173
results339.txt | 6944 RANA 400.00 | -0.2857 | -557.9827 | 2245 | 1687.0173 | 1972.7173 | 1972.7173
results339.txt | 6945 GEJMÅN 220.00 | -0.1953 | -557.9827 | 2245 | 1687.0173 | 1882.3173 | 1882.3173
results339.txt | 6946 AJAURE 220.00 | -0.157 | -557.9827 | 2245 | 1687.0173 | 1844.0173 | 1844.0173
results339.txt | 6947 GARDIKFORS 220.00 | -0.1321 | -557.9827 | 2245 | 1687.0173 | 1819.1173 | 1819.1173
results339.txt | 6996 OFOTEN 400.00 | -0.2008 | -557.9827 | 2245 | 1687.0173 | 1887.8173 | 1887.8173
results339.txt | 6997 NARVIK 400.00 | -0.2017 | -557.9827 | 2245 | 1687.0173 | 1888.7173 | 1888.7173
results339.txt | 7000 VITAS 400.00 | -0.1424 | -557.9827 | 2245 | 1687.0173 | 1829.4173 | 1829.4173
results339.txt | 7006 SVARTISEN 400.00 | -0.2702 | -557.9827 | 2245 | 1687.0173 | 1957.2173 | 1957.2173
results339.txt | 7007 KOBBELV 400.00 | -0.2264 | -557.9827 | 2245 | 1687.0173 | 1913.4173 | 1913.4173
results339.txt | 7008 SALTEN 400.00 | -0.2367 | -557.9827 | 2245 | 1687.0173 | 1923.7173 | 1923.7173
results339.txt | 7017 HAMMERFEST 400.00 | -0.2074 | -557.9827 | 2245 | 1687.0173 | 1894.4173 | 1894.4173
results339.txt | 7019 BALSFJORD 400.00 | -0.2036 | -557.9827 | 2245 | 1687.0173 | 1890.6173 | 1890.6173
results339.txt | 7020 BARDUFOSS 400.00 | -0.2032 | -557.9827 | 2245 | 1687.0173 | 1890.2173 | 1890.2173
results339.txt | 7061 NEA 400.00 | 0.1479 | -557.9827 | 2245 | 1687.0173 | 1539.1173 | 1539.1173
results339.txt | 7062 RITSEM 400.00 | -0.1562 | -557.9827 | 2245 | 1687.0173 | 1843.2173 | 1843.2173
results339.txt | 7799 JOINT 220.00 | -0.1953 | -557.9827 | 2245 | 1687.0173 | 1882.3173 | 1882.3173
results339.txt | 8643 JOINT 220.00 | -0.132 | -557.9827 | 2245 | 1687.0173 | 1819.0173 | 1819.0173
results339.txt | 9001 SEIDAFJELL 400.00 | -0.2069 | -557.9827 | 2245 | 1687.0173 | 1893.9173 | 1893.9173
results339.txt | 9002 LEBSESBY 400.00 | -0.207 | -557.9827 | 2245 | 1687.0173 | 1894.0173 | 1894.0173
results339.txt | 9003 HAMMERF 400.00 | -0.2074 | -557.9827 | 2245 | 1687.0173 | 1894.4173 | 1894.4173
results339.txt | 9004 ALTA 400.00 | -0.206 | -557.9827 | 2245 | 1687.0173 | 1893.0173 | 1893.0173
results339.txt | 9005 BERGHEIM 400.00 | -0.2048 | -557.9827 | 2245 | 1687.0173 | 1891.8173 | 1891.8173
results339.txt | 9006 TROFORS 400.00 | -0.3146 | -557.9827 | 2245 | 1687.0173 | 2001.6173 | 2001.6173
results340.txt | PTI INTERACTIVE POWER SYSTEM SIMULATOR--PSS(R)E MON, MAY 29 2023 |  | -551.902 | 2245 | 1693.0979
results340.txt | SENSITIVITY FACTORS ARE CALCULATED WITH AC |  | -551.902 | 2245 | 1693.0979
results340.txt | SUBSYSTEM 'RESERV' IS USED FOR OPPOSING SYSTEM FOR MW POWER |  | -551.902 | 2245 | 1693.0979
results340.txt | SENSITIVITY FACTORS OF BRANCH FLOW (MVA) ON 6597 TUNA400 400.00 TO 6605 STOCKHOLM400400.00 2 MORE THAN | 0.1 | -551.902 | 2245 | 1693.0979 | 1593.098 | 1593.098
results340.txt | <--------- BUS NAME --------> |  | -551.902 | 2245 | 1693.0979
results340.txt | 6589 DANNEBO 400.00 | 0.1375 | -551.902 | 2245 | 1693.0979 | 1555.598 | 1555.598
results340.txt | 6591 FORSMARK 400.00 | 0.1371 | -551.902 | 2245 | 1693.0979 | 1555.998 | 1555.998
results340.txt | 6595 BREDAKER 220.00 | 0.1304 | -551.902 | 2245 | 1693.0979 | 1562.698 | 1562.698
results340.txt | 6597 TUNA400 400.00 | 0.4023 | -551.902 | 2245 | 1693.0979 | 1290.798 | 1290.798
results340.txt | 6596 TUNA220 220.00 | 0.2288 | -551.902 | 2245 | 1693.0979 | 1464.298 | 1464.298
results340.txt | 6605 STOCKHOLM400400.00 | -0.1181 | -551.902 | 2245 | 1693.0979 | 1811.198 | 1811.198
results340.txt | 6610 GRASKA 220.00 | 0.2312 | -551.902 | 2245 | 1693.0979 | 1461.898 | 1461.898
results340.txt | 6611 HALLSTAVIK 220.00 | 0.2311 | -551.902 | 2245 | 1693.0979 | 1461.998 | 1461.998
results340.txt | 6613 MALSTA 220.00 | 0.2321 | -551.902 | 2245 | 1693.0979 | 1460.998 | 1460.998
results340.txt | 1051 SUBSTATION 400.00 | 0.1371 | -551.902 | 2245 | 1693.0979 | 1555.998 | 1555.998
results341.txt | PTI INTERACTIVE POWER SYSTEM SIMULATOR--PSS(R)E MON, MAY 29 2023 |  | -548.6155 | 2245 | 1696.3845
results341.txt | SENSITIVITY FACTORS ARE CALCULATED WITH AC |  | -548.6155 | 2245 | 1696.3845
results341.txt | SUBSYSTEM 'RESERV' IS USED FOR OPPOSING SYSTEM FOR MW POWER |  | -548.6155 | 2245 | 1696.3845
results341.txt | SENSITIVITY FACTORS OF BRANCH FLOW (MVA) ON 6933 RÅBÄCKEN 400.00 TO 9409 TROLLTJÄRN 400.00 1 MORE THAN | 0.1 | -548.6155 | 2245 | 1696.3845 | 1596.3845 | 1596.3845
results341.txt | <--------- BUS NAME --------> |  | -548.6155 | 2245 | 1696.3845
results341.txt | 6571 VISULAHTI 400.00 | -0.1987 | -548.6155 | 2245 | 1696.3845 | 1895.0845 | 1895.0845
results341.txt | 6545 HUITTINEN 400.00 | -0.1961 | -548.6155 | 2245 | 1696.3845 | 1892.4845 | 1892.4845
results341.txt | 6572 KYMI 400.00 | -0.1974 | -548.6155 | 2245 | 1696.3845 | 1893.7845 | 1893.7845
results341.txt | 6546 SALO 400.00 | -0.1964 | -548.6155 | 2245 | 1696.3845 | 1892.7845 | 1892.7845
results341.txt | 6547 FORSSA 400.00 | -0.1964 | -548.6155 | 2245 | 1696.3845 | 1892.7845 | 1892.7845
results341.txt | 6548 KANGASALA 400.00 | -0.197 | -548.6155 | 2245 | 1696.3845 | 1893.3845 | 1893.3845
results341.txt | 6549 LAVIANVOURI 400.00 | -0.1971 | -548.6155 | 2245 | 1696.3845 | 1893.4845 | 1893.4845
results341.txt | 6550 KOPULA 400.00 | -0.1973 | -548.6155 | 2245 | 1696.3845 | 1893.6845 | 1893.6845
results341.txt | 6551 HIKIÄ 400.00 | -0.1972 | -548.6155 | 2245 | 1696.3845 | 1893.5845 | 1893.5845
results341.txt | 6552 TAMMISTO 400.00 | -0.1968 | -548.6155 | 2245 | 1696.3845 | 1893.1845 | 1893.1845
results341.txt | 6553 NURMIJÄRVI 400.00 | -0.1972 | -548.6155 | 2245 | 1696.3845 | 1893.5845 | 1893.5845
results341.txt | 6554 LÄNSISALMI 400.00 | -0.1968 | -548.6155 | 2245 | 1696.3845 | 1893.1845 | 1893.1845
results341.txt | 6555 INKOO 400.00 | -0.1967 | -548.6155 | 2245 | 1696.3845 | 1893.0845 | 1893.0845
results341.txt | 6556 ESPOO 400.00 | -0.1969 | -548.6155 | 2245 | 1696.3845 | 1893.2845 | 1893.2845
results341.txt | 6567 ANTTILA 400.00 | -0.1971 | -548.6155 | 2245 | 1696.3845 | 1893.4845 | 1893.4845
results341.txt | 6569 KORIA 400.00 | -0.1975 | -548.6155 | 2245 | 1696.3845 | 1893.8845 | 1893.8845
results341.txt | 6570 LOVIISA 400.00 | -0.1966 | -548.6155 | 2245 | 1696.3845 | 1892.9845 | 1892.9845
results341.txt | 6573 YLLIKKÄLÄ 400.00 | -0.1984 | -548.6155 | 2245 | 1696.3845 | 1894.7845 | 1894.7845
results341.txt | 6615 TAHKOLUOTO 400.00 | -0.1954 | -548.6155 | 2245 | 1696.3845 | 1891.7845 | 1891.7845
results341.txt | 6617 OLKILUOTO 400.00 | -0.1952 | -548.6155 | 2245 | 1696.3845 | 1891.5845 | 1891.5845
results341.txt | 6618 RAUMA 400.00 | -0.1951 | -548.6155 | 2245 | 1696.3845 | 1891.4845 | 1891.4845
results341.txt | 6619 ULVILA 400.00 | -0.1958 | -548.6155 | 2245 | 1696.3845 | 1892.1845 | 1892.1845
results341.txt | 6621 LIETO 400.00 | -0.1961 | -548.6155 | 2245 | 1696.3845 | 1892.4845 | 1892.4845
results341.txt | 6778 HIRVISUO 400.00 | -0.1977 | -548.6155 | 2245 | 1696.3845 | 1894.0845 | 1894.0845
results341.txt | 6779 UUSNIVALA 400.00 | -0.1992 | -548.6155 | 2245 | 1696.3845 | 1895.5845 | 1895.5845
results341.txt | 6780 ALAJÄRVI 400.00 | -0.1982 | -548.6155 | 2245 | 1696.3845 | 1894.5845 | 1894.5845
results341.txt | 6781 SEINÄJOKI 400.00 | -0.1973 | -548.6155 | 2245 | 1696.3845 | 1893.6845 | 1893.6845
results341.txt | 6783 PETÄJÄV400 400.00 | -0.1978 | -548.6155 | 2245 | 1696.3845 | 1894.1845 | 1894.1845
results341.txt | 6782 PETÄJÄV220 220.00 | -0.1978 | -548.6155 | 2245 | 1696.3845 | 1894.1845 | 1894.1845
results341.txt | 6784 JÄMSÄ 220.00 | -0.1983 | -548.6155 | 2245 | 1696.3845 | 1894.6845 | 1894.6845
results341.txt | 6785 TOIVILA 400.00 | -0.1975 | -548.6155 | 2245 | 1696.3845 | 1893.8845 | 1893.8845
results341.txt | 6786 HAAPAVESI 220.00 | -0.1968 | -548.6155 | 2245 | 1696.3845 | 1893.1845 | 1893.1845
results341.txt | 6787 VUOLIJOKI 400.00 | -0.1987 | -548.6155 | 2245 | 1696.3845 | 1895.0845 | 1895.0845
results341.txt | 6788 ALAPITKÄ 400.00 | -0.1989 | -548.6155 | 2245 | 1696.3845 | 1895.2845 | 1895.2845
results341.txt | 6789 VIHTAVUORI 400.00 | -0.1984 | -548.6155 | 2245 | 1696.3845 | 1894.7845 | 1894.7845
results341.txt | 6790 HUUTOKOSKI 400.00 | -0.1989 | -548.6155 | 2245 | 1696.3845 | 1895.2845 | 1895.2845
results341.txt | 6803 MOLIDEN 400.00 | 0.2204 | -548.6155 | 2245 | 1696.3845 | 1475.9845 | 1475.9845
results341.txt | 6809 STORNORRFORS400.00 | 0.2949 | -548.6155 | 2245 | 1696.3845 | 1401.4845 | 1401.4845
results341.txt | 6810 TUOVILA 400.00 | -0.1968 | -548.6155 | 2245 | 1696.3845 | 1893.1845 | 1893.1845
results341.txt | 6811 KRSITINESTAD400.00 | -0.1962 | -548.6155 | 2245 | 1696.3845 | 1892.5845 | 1892.5845
results341.txt | 6903 SEITENOIKEA 220.00 | -0.1952 | -548.6155 | 2245 | 1696.3845 | 1891.5845 | 1891.5845
results341.txt | 6907 DJUPTJÄRN 400.00 | -0.2372 | -548.6155 | 2245 | 1696.3845 | 1933.5845 | 1933.5845
results341.txt | 6908 KEMINMAA 220.00 | -0.1991 | -548.6155 | 2245 | 1696.3845 | 1895.4845 | 1895.4845
results341.txt | 6909 ISOHAARA 400.00 | -0.2124 | -548.6155 | 2245 | 1696.3845 | 1908.7845 | 1908.7845
results341.txt | 6910 SUBSTATION 400.00 | -0.2124 | -548.6155 | 2245 | 1696.3845 | 1908.7845 | 1908.7845
results341.txt | 6911 JYLKKÄ 400.00 | -0.1983 | -548.6155 | 2245 | 1696.3845 | 1894.6845 | 1894.6845
results341.txt | 6912 VALAJASKO 220.00 | -0.1997 | -548.6155 | 2245 | 1696.3845 | 1896.0845 | 1896.0845
results341.txt | 6913 VANTTAUSKOSK220.00 | -0.1995 | -548.6155 | 2245 | 1696.3845 | 1895.8845 | 1895.8845
results341.txt | 6915 PIRITTIK400 400.00 | -0.1996 | -548.6155 | 2245 | 1696.3845 | 1895.9845 | 1895.9845
results341.txt | 6914 PIRITTK220 220.00 | -0.1996 | -548.6155 | 2245 | 1696.3845 | 1895.9845 | 1895.9845
results341.txt | 6916 SEITAKORVA 220.00 | -0.1993 | -548.6155 | 2245 | 1696.3845 | 1895.6845 | 1895.6845
results341.txt | 6917 ISOKANGAS 400.00 | -0.1985 | -548.6155 | 2245 | 1696.3845 | 1894.8845 | 1894.8845
results341.txt | 6918 PIKKARALA 400.00 | -0.1992 | -548.6155 | 2245 | 1696.3845 | 1895.5845 | 1895.5845
results341.txt | 6920 PYHÄNSEL400 400.00 | -0.1982 | -548.6155 | 2245 | 1696.3845 | 1894.5845 | 1894.5845
results341.txt | 6919 PYHÄNSEL220 220.00 | -0.1982 | -548.6155 | 2245 | 1696.3845 | 1894.5845 | 1894.5845
results341.txt | 6921 PYHÄKOSI 220.00 | -0.1972 | -548.6155 | 2245 | 1696.3845 | 1893.5845 | 1893.5845
results341.txt | 6922 UTANEN 220.00 | -0.1966 | -548.6155 | 2245 | 1696.3845 | 1892.9845 | 1892.9845
results341.txt | 6923 NUOJA 220.00 | -0.1961 | -548.6155 | 2245 | 1696.3845 | 1892.4845 | 1892.4845
results341.txt | 6930 LETSI 400.00 | -0.1609 | -548.6155 | 2245 | 1696.3845 | 1857.2845 | 1857.2845
results341.txt | 6931 SVARTBYN 400.00 | -0.2538 | -548.6155 | 2245 | 1696.3845 | 1950.1845 | 1950.1845
results341.txt | 6933 RÅBÄCKEN 400.00 | -0.3821 | -548.6155 | 2245 | 1696.3845 | 2078.4845 | 2078.4845
results341.txt | 6990 ISONIEMI 220.00 | -0.2031 | -548.6155 | 2245 | 1696.3845 | 1899.4845 | 1899.4845
results341.txt | 6992 IVALO 220.00 | -0.2073 | -548.6155 | 2245 | 1696.3845 | 1903.6845 | 1903.6845
results341.txt | 6993 KUOLAJÄRVI 220.00 | -0.2036 | -548.6155 | 2245 | 1696.3845 | 1899.9845 | 1899.9845
results341.txt | 6994 VAJUKOSKI 220.00 | -0.2038 | -548.6155 | 2245 | 1696.3845 | 1900.1845 | 1900.1845
results341.txt | 6995 KOKKOSNIVA 220.00 | -0.2029 | -548.6155 | 2245 | 1696.3845 | 1899.2845 | 1899.2845
results341.txt | 7000 VITAS 400.00 | -0.1045 | -548.6155 | 2245 | 1696.3845 | 1800.8845 | 1800.8845
results341.txt | 7001 SEITEVARE 400.00 | -0.1432 | -548.6155 | 2245 | 1696.3845 | 1839.5845 | 1839.5845
results341.txt | 7002 PORJUS 400.00 | -0.1264 | -548.6155 | 2245 | 1696.3845 | 1822.7845 | 1822.7845
results341.txt | 7003 HARSPÅNGET 400.00 | -0.1375 | -548.6155 | 2245 | 1696.3845 | 1833.8845 | 1833.8845
results341.txt | 7004 LIGGA 400.00 | -0.1432 | -548.6155 | 2245 | 1696.3845 | 1839.5845 | 1839.5845
results341.txt | 7005 MESSAURE 400.00 | -0.16 | -548.6155 | 2245 | 1696.3845 | 1856.3845 | 1856.3845
results341.txt | 7010 VARANGERBOT 220.00 | -0.2106 | -548.6155 | 2245 | 1696.3845 | 1906.9845 | 1906.9845
results341.txt | 7018 UTSJOKI 220.00 | -0.2099 | -548.6155 | 2245 | 1696.3845 | 1906.2845 | 1906.2845
results341.txt | 7054 OSSAUSKOSKI 220.00 | -0.1993 | -548.6155 | 2245 | 1696.3845 | 1895.6845 | 1895.6845
results341.txt | 7056 PETÄJÄSKO 400.00 | -0.1997 | -548.6155 | 2245 | 1696.3845 | 1896.0845 | 1896.0845
results341.txt | 7055 PETÄJÄSKO 220.00 | -0.1996 | -548.6155 | 2245 | 1696.3845 | 1895.9845 | 1895.9845
results341.txt | 7062 RITSEM 400.00 | -0.1001 | -548.6155 | 2245 | 1696.3845 | 1796.4845 | 1796.4845
results341.txt | 8579 JOINT 220.00 | -0.1967 | -548.6155 | 2245 | 1696.3845 | 1893.0845 | 1893.0845
results341.txt | 7140 JOINT 220.00 | -0.2099 | -548.6155 | 2245 | 1696.3845 | 1906.2845 | 1906.2845
results341.txt | 8256 JOINT 400.00 | -0.1432 | -548.6155 | 2245 | 1696.3845 | 1839.5845 | 1839.5845
results341.txt | 9408 HÄLLBERGET 400.00 | -0.1746 | -548.6155 | 2245 | 1696.3845 | 1870.9845 | 1870.9845
results341.txt | 9409 TROLLTJÄRN 400.00 | 0.5214 | -548.6155 | 2245 | 1696.3845 | 1174.9845 | 1174.9845
results341.txt | 9301 KEMIJÄRVI 220.00 | -0.2003 | -548.6155 | 2245 | 1696.3845 | 1896.6845 | 1896.6845
results341.txt | 9302 KEMINMAA 400.00 | -0.1816 | -548.6155 | 2245 | 1696.3845 | 1877.9845 | 1877.9845
results341.txt | 9304 LUMIJÄRVI 400.00 | -0.1982 | -548.6155 | 2245 | 1696.3845 | 1894.5845 | 1894.5845
results341.txt | 9303 MUSALA 400.00 | -0.1972 | -548.6155 | 2245 | 1696.3845 | 1893.5845 | 1893.5845
results341.txt | 9305 KÄRPPIÖN 400.00 | -0.1963 | -548.6155 | 2245 | 1696.3845 | 1892.6845 | 1892.6845
results341.txt | 9306 HONKAJOEN 400.00 | -0.1961 | -548.6155 | 2245 | 1696.3845 | 1892.4845 | 1892.4845
results341.txt | 9307 KONTIOLAHTI 400.00 | -0.1986 | -548.6155 | 2245 | 1696.3845 | 1894.9845 | 1894.9845
results341.txt | 9308 ORIMATTILAN 400.00 | -0.1972 | -548.6155 | 2245 | 1696.3845 | 1893.5845 | 1893.5845
results341.txt | 9309 NAANTALINSAL400.00 | -0.1961 | -548.6155 | 2245 | 1696.3845 | 1892.4845 | 1892.4845
results342.txt | PTI INTERACTIVE POWER SYSTEM SIMULATOR--PSS(R)E MON, MAY 29 2023 |  | -547.1412 | 2245 | 1697.8588
results342.txt | SENSITIVITY FACTORS ARE CALCULATED WITH AC |  | -547.1412 | 2245 | 1697.8588
results342.txt | SUBSYSTEM 'RESERV' IS USED FOR OPPOSING SYSTEM FOR MW POWER |  | -547.1412 | 2245 | 1697.8588
results342.txt | SENSITIVITY FACTORS OF BRANCH FLOW (MVA) ON 7017 HAMMERFEST 400.00 TO 9004 ALTA 400.00 4 MORE THAN | 0.1 | -547.1412 | 2245 | 1697.8588 | 1597.8588 | 1597.8588
results342.txt | <--------- BUS NAME --------> |  | -547.1412 | 2245 | 1697.8588
results342.txt | 7017 HAMMERFEST 400.00 | -0.5026 | -547.1412 | 2245 | 1697.8588 | 2200.4588 | 2200.4588
results342.txt | 9001 SEIDAFJELL 400.00 | -0.5011 | -547.1412 | 2245 | 1697.8588 | 2198.9588 | 2198.9588
results342.txt | 9002 LEBSESBY 400.00 | -0.5015 | -547.1412 | 2245 | 1697.8588 | 2199.3588 | 2199.3588
results342.txt | 9003 HAMMERF 400.00 | -0.5026 | -547.1412 | 2245 | 1697.8588 | 2200.4588 | 2200.4588
results343.txt | PTI INTERACTIVE POWER SYSTEM SIMULATOR--PSS(R)E MON, MAY 29 2023 |  | -547.1412 | 2245 | 1697.8588
results343.txt | SENSITIVITY FACTORS ARE CALCULATED WITH AC |  | -547.1412 | 2245 | 1697.8588
results343.txt | SUBSYSTEM 'RESERV' IS USED FOR OPPOSING SYSTEM FOR MW POWER |  | -547.1412 | 2245 | 1697.8588
results343.txt | SENSITIVITY FACTORS OF BRANCH FLOW (MVA) ON 7017 HAMMERFEST 400.00 TO 9004 ALTA 400.00 5 MORE THAN | 0.1 | -547.1412 | 2245 | 1697.8588 | 1597.8588 | 1597.8588
results343.txt | <--------- BUS NAME --------> |  | -547.1412 | 2245 | 1697.8588
results343.txt | 7017 HAMMERFEST 400.00 | -0.5026 | -547.1412 | 2245 | 1697.8588 | 2200.4588 | 2200.4588
results343.txt | 9001 SEIDAFJELL 400.00 | -0.5011 | -547.1412 | 2245 | 1697.8588 | 2198.9588 | 2198.9588
results343.txt | 9002 LEBSESBY 400.00 | -0.5015 | -547.1412 | 2245 | 1697.8588 | 2199.3588 | 2199.3588
results343.txt | 9003 HAMMERF 400.00 | -0.5026 | -547.1412 | 2245 | 1697.8588 | 2200.4588 | 2200.4588
results344.txt | PTI INTERACTIVE POWER SYSTEM SIMULATOR--PSS(R)E MON, MAY 29 2023 |  | 538.8242 | 2245 | 1706.1758
results344.txt | SENSITIVITY FACTORS ARE CALCULATED WITH AC |  | 538.8242 | 2245 | 1706.1758
results344.txt | SUBSYSTEM 'RESERV' IS USED FOR OPPOSING SYSTEM FOR MW POWER |  | 538.8242 | 2245 | 1706.1758
results344.txt | SENSITIVITY FACTORS OF BRANCH FLOW (MVA) ON 7004 LIGGA 400.00 TO 7005 MESSAURE 400.00 6 MORE THAN | 0.1 | 538.8242 | 2245 | 1706.1758 | 1606.1758 | 1606.1758
results344.txt | <--------- BUS NAME --------> |  | 538.8242 | 2245 | 1706.1758
results344.txt | 5624 HERSLEV 400.00 | -0.1091 | 538.8242 | 2245 | 1706.1758 | 1815.2758 | 1815.2758
results344.txt | 5642 HOVEGARD 400.00 | -0.1087 | 538.8242 | 2245 | 1706.1758 | 1814.8758 | 1814.8758
results344.txt | 5646 BJAEVERSKOV4400.00 | -0.1085 | 538.8242 | 2245 | 1706.1758 | 1814.6758 | 1814.6758
results344.txt | 5645 BJAEVERSKOV2220.00 | -0.1079 | 538.8242 | 2245 | 1706.1758 | 1814.0758 | 1814.0758
results344.txt | 5657 ISHOJ400 400.00 | -0.1087 | 538.8242 | 2245 | 1706.1758 | 1814.8758 | 1814.8758
results344.txt | 5656 ISHOJ220 220.00 | -0.1093 | 538.8242 | 2245 | 1706.1758 | 1815.4758 | 1815.4758
results344.txt | 5660 AVEDOREVERK 400.00 | -0.1089 | 538.8242 | 2245 | 1706.1758 | 1815.0758 | 1815.0758
results344.txt | 5662 ORSTEDSVERKE400.00 | -0.1093 | 538.8242 | 2245 | 1706.1758 | 1815.4758 | 1815.4758
results344.txt | 5671 SEGE 400.00 | -0.1052 | 538.8242 | 2245 | 1706.1758 | 1811.3758 | 1811.3758
results344.txt | 5672 ARRIE 400.00 | -0.1051 | 538.8242 | 2245 | 1706.1758 | 1811.2758 | 1811.2758
results344.txt | 5673 KRUSEBERG 400.00 | -0.1051 | 538.8242 | 2245 | 1706.1758 | 1811.2758 | 1811.2758
results344.txt | 5676 WIND FARM 220.00 | -0.1022 | 538.8242 | 2245 | 1706.1758 | 1808.3758 | 1808.3758
results344.txt | 5845 ASNAESVERK 400.00 | -0.1089 | 538.8242 | 2245 | 1706.1758 | 1815.0758 | 1815.0758
results344.txt | 6319 KYNDBYVERKER400.00 | -0.1085 | 538.8242 | 2245 | 1706.1758 | 1814.6758 | 1814.6758
results344.txt | 6324 GORLOSEGARD 400.00 | -0.1072 | 538.8242 | 2245 | 1706.1758 | 1813.3758 | 1813.3758
results344.txt | 6330 GELNTEGARD2 400.00 | -0.1103 | 538.8242 | 2245 | 1706.1758 | 1816.4758 | 1816.4758
results344.txt | 6334 GLENTEGARD 400.00 | -0.1107 | 538.8242 | 2245 | 1706.1758 | 1816.8758 | 1816.8758
results344.txt | 6335 SODERASEN 400.00 | -0.103 | 538.8242 | 2245 | 1706.1758 | 1809.1758 | 1809.1758
results344.txt | 6337 BARSEBACK 400.00 | -0.1051 | 538.8242 | 2245 | 1706.1758 | 1811.2758 | 1811.2758
results344.txt | 6338 HURVA 400.00 | -0.1068 | 538.8242 | 2245 | 1706.1758 | 1812.9758 | 1812.9758
results344.txt | 6340 MOHOLM 220.00 | -0.1146 | 538.8242 | 2245 | 1706.1758 | 1820.7758 | 1820.7758
results344.txt | 6341 KOLSTAD 400.00 | -0.1071 | 538.8242 | 2245 | 1706.1758 | 1813.2758 | 1813.2758
results344.txt | 6343 BARKERYD 400.00 | -0.1031 | 538.8242 | 2245 | 1706.1758 | 1809.2758 | 1809.2758
results344.txt | 6345 GLAN 400.00 | -0.1072 | 538.8242 | 2245 | 1706.1758 | 1813.3758 | 1813.3758
results344.txt | 6346 KIMSTAD 400.00 | -0.106 | 538.8242 | 2245 | 1706.1758 | 1812.1758 | 1812.1758
results344.txt | 6348 OSKARSHAMN 400.00 | -0.1075 | 538.8242 | 2245 | 1706.1758 | 1813.6758 | 1813.6758
results344.txt | 6349 ALVESTA 400.00 | -0.1072 | 538.8242 | 2245 | 1706.1758 | 1813.3758 | 1813.3758
results344.txt | 6350 HEMSJO 400.00 | -0.1103 | 538.8242 | 2245 | 1706.1758 | 1816.4758 | 1816.4758
results344.txt | 6351 KARLSHAMN 400.00 | -0.1102 | 538.8242 | 2245 | 1706.1758 | 1816.3758 | 1816.3758
results344.txt | 6354 NYBRO 400.00 | -0.1119 | 538.8242 | 2245 | 1706.1758 | 1818.0758 | 1818.0758
results344.txt | 6571 VISULAHTI 400.00 | -0.4072 | 538.8242 | 2245 | 1706.1758 | 2113.3758 | 2113.3758
results344.txt | 6545 HUITTINEN 400.00 | -0.3742 | 538.8242 | 2245 | 1706.1758 | 2080.3758 | 2080.3758
results344.txt | 6572 KYMI 400.00 | -0.391 | 538.8242 | 2245 | 1706.1758 | 2097.1758 | 2097.1758
results344.txt | 6546 SALO 400.00 | -0.3777 | 538.8242 | 2245 | 1706.1758 | 2083.8758 | 2083.8758
results344.txt | 6547 FORSSA 400.00 | -0.3779 | 538.8242 | 2245 | 1706.1758 | 2084.0758 | 2084.0758
results344.txt | 6548 KANGASALA 400.00 | -0.3855 | 538.8242 | 2245 | 1706.1758 | 2091.6758 | 2091.6758
results344.txt | 6549 LAVIANVOURI 400.00 | -0.3869 | 538.8242 | 2245 | 1706.1758 | 2093.0758 | 2093.0758
results344.txt | 6550 KOPULA 400.00 | -0.3891 | 538.8242 | 2245 | 1706.1758 | 2095.2758 | 2095.2758
results344.txt | 6551 HIKIÄ 400.00 | -0.3875 | 538.8242 | 2245 | 1706.1758 | 2093.6758 | 2093.6758
results344.txt | 6552 TAMMISTO 400.00 | -0.3828 | 538.8242 | 2245 | 1706.1758 | 2088.9758 | 2088.9758
results344.txt | 6553 NURMIJÄRVI 400.00 | -0.3876 | 538.8242 | 2245 | 1706.1758 | 2093.7758 | 2093.7758
results344.txt | 6554 LÄNSISALMI 400.00 | -0.3834 | 538.8242 | 2245 | 1706.1758 | 2089.5758 | 2089.5758
results344.txt | 6555 INKOO 400.00 | -0.3823 | 538.8242 | 2245 | 1706.1758 | 2088.4758 | 2088.4758
results344.txt | 6556 ESPOO 400.00 | -0.384 | 538.8242 | 2245 | 1706.1758 | 2090.1758 | 2090.1758
results344.txt | 6567 ANTTILA 400.00 | -0.3863 | 538.8242 | 2245 | 1706.1758 | 2092.4758 | 2092.4758
results344.txt | 6569 KORIA 400.00 | -0.3921 | 538.8242 | 2245 | 1706.1758 | 2098.2758 | 2098.2758
results344.txt | 6570 LOVIISA 400.00 | -0.3806 | 538.8242 | 2245 | 1706.1758 | 2086.7758 | 2086.7758
results344.txt | 6573 YLLIKKÄLÄ 400.00 | -0.4032 | 538.8242 | 2245 | 1706.1758 | 2109.3758 | 2109.3758
results344.txt | 6580 SODERALA 220.00 | -0.1107 | 538.8242 | 2245 | 1706.1758 | 1816.8758 | 1816.8758
results344.txt | 6581 ANGSBERG 400.00 | -0.1071 | 538.8242 | 2245 | 1706.1758 | 1813.2758 | 1813.2758
results344.txt | 6583 STACKBO400 400.00 | -0.1046 | 538.8242 | 2245 | 1706.1758 | 1810.7758 | 1810.7758
results344.txt | 6582 STACKBO220 220.00 | -0.1028 | 538.8242 | 2245 | 1706.1758 | 1808.9758 | 1808.9758
results344.txt | 6584 VALBO 220.00 | -0.1037 | 538.8242 | 2245 | 1706.1758 | 1809.8758 | 1809.8758
results344.txt | 6585 FINNBOLEHVDC400.00 | -0.1058 | 538.8242 | 2245 | 1706.1758 | 1811.9758 | 1811.9758
results344.txt | 6586 FINNBOLEHVDC400.00 | -0.1063 | 538.8242 | 2245 | 1706.1758 | 1812.4758 | 1812.4758
results344.txt | 6588 UNTRA 220.00 | -0.1038 | 538.8242 | 2245 | 1706.1758 | 1809.9758 | 1809.9758
results344.txt | 6592 STARFORS 220.00 | -0.1106 | 538.8242 | 2245 | 1706.1758 | 1816.7758 | 1816.7758
results344.txt | 6594 HAMRA400 400.00 | -0.1039 | 538.8242 | 2245 | 1706.1758 | 1810.0758 | 1810.0758
results344.txt | 6593 HAMRA220 220.00 | -0.1035 | 538.8242 | 2245 | 1706.1758 | 1809.6758 | 1809.6758
results344.txt | 6595 BREDAKER 220.00 | -0.1079 | 538.8242 | 2245 | 1706.1758 | 1814.0758 | 1814.0758
results344.txt | 6597 TUNA400 400.00 | -0.1045 | 538.8242 | 2245 | 1706.1758 | 1810.6758 | 1810.6758
results344.txt | 6596 TUNA220 220.00 | -0.1083 | 538.8242 | 2245 | 1706.1758 | 1814.4758 | 1814.4758
results344.txt | 6598 BOLANDERNA 220.00 | -0.1113 | 538.8242 | 2245 | 1706.1758 | 1817.4758 | 1817.4758
results344.txt | 6599 PLENNINGE 220.00 | -0.1103 | 538.8242 | 2245 | 1706.1758 | 1816.4758 | 1816.4758
results344.txt | 6600 AKER 400.00 | -0.1068 | 538.8242 | 2245 | 1706.1758 | 1812.9758 | 1812.9758
results344.txt | 6602 KOLBOTTEN400400.00 | -0.1048 | 538.8242 | 2245 | 1706.1758 | 1810.9758 | 1810.9758
results344.txt | 6601 KOLBOTTEN220220.00 | -0.1043 | 538.8242 | 2245 | 1706.1758 | 1810.4758 | 1810.4758
results344.txt | 6603 ODENSALA 400.00 | -0.1038 | 538.8242 | 2245 | 1706.1758 | 1809.9758 | 1809.9758
results344.txt | 6605 STOCKHOLM400400.00 | -0.1043 | 538.8242 | 2245 | 1706.1758 | 1810.4758 | 1810.4758
results344.txt | 6604 STOCKHOLM220220.00 | -0.1037 | 538.8242 | 2245 | 1706.1758 | 1809.8758 | 1809.8758
results344.txt | 6606 HALL 400.00 | -0.1052 | 538.8242 | 2245 | 1706.1758 | 1811.3758 | 1811.3758
results344.txt | 6608 EKUDDEN400 400.00 | -0.1052 | 538.8242 | 2245 | 1706.1758 | 1811.3758 | 1811.3758
results344.txt | 6607 EKUDDEN220 220.00 | -0.1034 | 538.8242 | 2245 | 1706.1758 | 1809.5758 | 1809.5758
results344.txt | 6609 SOLBERGA 220.00 | -0.1035 | 538.8242 | 2245 | 1706.1758 | 1809.6758 | 1809.6758
results344.txt | 6610 GRASKA 220.00 | -0.1122 | 538.8242 | 2245 | 1706.1758 | 1818.3758 | 1818.3758
results344.txt | 6611 HALLSTAVIK 220.00 | -0.1121 | 538.8242 | 2245 | 1706.1758 | 1818.2758 | 1818.2758
results344.txt | 6613 MALSTA 220.00 | -0.1136 | 538.8242 | 2245 | 1706.1758 | 1819.7758 | 1819.7758
results344.txt | 6614 VALLENTUNA 220.00 | -0.1062 | 538.8242 | 2245 | 1706.1758 | 1812.3758 | 1812.3758
results344.txt | 6615 TAHKOLUOTO 400.00 | -0.3656 | 538.8242 | 2245 | 1706.1758 | 2071.7758 | 2071.7758
results344.txt | 6617 OLKILUOTO 400.00 | -0.3631 | 538.8242 | 2245 | 1706.1758 | 2069.2758 | 2069.2758
results344.txt | 6618 RAUMA 400.00 | -0.3622 | 538.8242 | 2245 | 1706.1758 | 2068.3758 | 2068.3758
results344.txt | 6619 ULVILA 400.00 | -0.3706 | 538.8242 | 2245 | 1706.1758 | 2076.7758 | 2076.7758
results344.txt | 6621 LIETO 400.00 | -0.374 | 538.8242 | 2245 | 1706.1758 | 2080.1758 | 2080.1758
results344.txt | 6633 DÖNJE 220.00 | -0.1158 | 538.8242 | 2245 | 1706.1758 | 1821.9758 | 1821.9758
results344.txt | 6634 OCKELBO 220.00 | -0.106 | 538.8242 | 2245 | 1706.1758 | 1812.1758 | 1812.1758
results344.txt | 6635 HOFORS 220.00 | -0.1019 | 538.8242 | 2245 | 1706.1758 | 1808.0758 | 1808.0758
results344.txt | 6636 HORNDAL 220.00 | -0.1031 | 538.8242 | 2245 | 1706.1758 | 1809.2758 | 1809.2758
results344.txt | 6643 FINNSLATTEN 220.00 | -0.101 | 538.8242 | 2245 | 1706.1758 | 1807.1758 | 1807.1758
results344.txt | 6644 HIMMETA 220.00 | -0.1027 | 538.8242 | 2245 | 1706.1758 | 1808.8758 | 1808.8758
results344.txt | 6645 AROSVERKET 220.00 | -0.1027 | 538.8242 | 2245 | 1706.1758 | 1808.8758 | 1808.8758
results344.txt | 6646 HEDENLUNDA 400.00 | -0.1072 | 538.8242 | 2245 | 1706.1758 | 1813.3758 | 1813.3758
results344.txt | 6778 HIRVISUO 400.00 | -0.3923 | 538.8242 | 2245 | 1706.1758 | 2098.4758 | 2098.4758
results344.txt | 6779 UUSNIVALA 400.00 | -0.4069 | 538.8242 | 2245 | 1706.1758 | 2113.0758 | 2113.0758
results344.txt | 6780 ALAJÄRVI 400.00 | -0.3987 | 538.8242 | 2245 | 1706.1758 | 2104.8758 | 2104.8758
results344.txt | 6781 SEINÄJOKI 400.00 | -0.3874 | 538.8242 | 2245 | 1706.1758 | 2093.5758 | 2093.5758
results344.txt | 6783 PETÄJÄV400 400.00 | -0.3961 | 538.8242 | 2245 | 1706.1758 | 2102.2758 | 2102.2758
results344.txt | 6782 PETÄJÄV220 220.00 | -0.3961 | 538.8242 | 2245 | 1706.1758 | 2102.2758 | 2102.2758
results344.txt | 6784 JÄMSÄ 220.00 | -0.4017 | 538.8242 | 2245 | 1706.1758 | 2107.8758 | 2107.8758
results344.txt | 6785 TOIVILA 400.00 | -0.3912 | 538.8242 | 2245 | 1706.1758 | 2097.3758 | 2097.3758
results344.txt | 6786 HAAPAVESI 220.00 | -0.386 | 538.8242 | 2245 | 1706.1758 | 2092.1758 | 2092.1758
results344.txt | 6787 VUOLIJOKI 400.00 | -0.4092 | 538.8242 | 2245 | 1706.1758 | 2115.3758 | 2115.3758
results344.txt | 6788 ALAPITKÄ 400.00 | -0.4102 | 538.8242 | 2245 | 1706.1758 | 2116.3758 | 2116.3758
results344.txt | 6789 VIHTAVUORI 400.00 | -0.403 | 538.8242 | 2245 | 1706.1758 | 2109.1758 | 2109.1758
results344.txt | 6790 HUUTOKOSKI 400.00 | -0.4099 | 538.8242 | 2245 | 1706.1758 | 2116.0758 | 2116.0758
results344.txt | 6803 MOLIDEN 400.00 | -0.1715 | 538.8242 | 2245 | 1706.1758 | 1877.6758 | 1877.6758
results344.txt | 6809 STORNORRFORS400.00 | -0.2022 | 538.8242 | 2245 | 1706.1758 | 1908.3758 | 1908.3758
results344.txt | 6810 TUOVILA 400.00 | -0.3823 | 538.8242 | 2245 | 1706.1758 | 2088.4758 | 2088.4758
results344.txt | 6811 KRSITINESTAD400.00 | -0.3752 | 538.8242 | 2245 | 1706.1758 | 2081.3758 | 2081.3758
results344.txt | 6854 LJUSDAL 220.00 | -0.1227 | 538.8242 | 2245 | 1706.1758 | 1828.8758 | 1828.8758
results344.txt | 6903 SEITENOIKEA 220.00 | -0.3669 | 538.8242 | 2245 | 1706.1758 | 2073.0758 | 2073.0758
results344.txt | 6907 DJUPTJÄRN 400.00 | -0.4323 | 538.8242 | 2245 | 1706.1758 | 2138.4758 | 2138.4758
results344.txt | 6908 KEMINMAA 220.00 | -0.3952 | 538.8242 | 2245 | 1706.1758 | 2101.3758 | 2101.3758
results344.txt | 6909 ISOHAARA 400.00 | -0.41 | 538.8242 | 2245 | 1706.1758 | 2116.1758 | 2116.1758
results344.txt | 6910 SUBSTATION 400.00 | -0.4102 | 538.8242 | 2245 | 1706.1758 | 2116.3758 | 2116.3758
results344.txt | 6911 JYLKKÄ 400.00 | -0.399 | 538.8242 | 2245 | 1706.1758 | 2105.1758 | 2105.1758
results344.txt | 6912 VALAJASKO 220.00 | -0.4025 | 538.8242 | 2245 | 1706.1758 | 2108.6758 | 2108.6758
results344.txt | 6913 VANTTAUSKOSK220.00 | -0.4016 | 538.8242 | 2245 | 1706.1758 | 2107.7758 | 2107.7758
results344.txt | 6915 PIRITTIK400 400.00 | -0.4025 | 538.8242 | 2245 | 1706.1758 | 2108.6758 | 2108.6758
results344.txt | 6914 PIRITTK220 220.00 | -0.403 | 538.8242 | 2245 | 1706.1758 | 2109.1758 | 2109.1758
results344.txt | 6916 SEITAKORVA 220.00 | -0.3996 | 538.8242 | 2245 | 1706.1758 | 2105.7758 | 2105.7758
results344.txt | 6917 ISOKANGAS 400.00 | -0.4016 | 538.8242 | 2245 | 1706.1758 | 2107.7758 | 2107.7758
results344.txt | 6918 PIKKARALA 400.00 | -0.4038 | 538.8242 | 2245 | 1706.1758 | 2109.9758 | 2109.9758
results344.txt | 6920 PYHÄNSEL400 400.00 | -0.4038 | 538.8242 | 2245 | 1706.1758 | 2109.9758 | 2109.9758
results344.txt | 6919 PYHÄNSEL220 220.00 | -0.4038 | 538.8242 | 2245 | 1706.1758 | 2109.9758 | 2109.9758
results344.txt | 6921 PYHÄKOSI 220.00 | -0.3909 | 538.8242 | 2245 | 1706.1758 | 2097.0758 | 2097.0758
results344.txt | 6922 UTANEN 220.00 | -0.3844 | 538.8242 | 2245 | 1706.1758 | 2090.5758 | 2090.5758
results344.txt | 6923 NUOJA 220.00 | -0.3773 | 538.8242 | 2245 | 1706.1758 | 2083.4758 | 2083.4758
results344.txt | 6930 LETSI 400.00 | -0.3803 | 538.8242 | 2245 | 1706.1758 | 2086.4758 | 2086.4758
results344.txt | 6931 SVARTBYN 400.00 | -0.4251 | 538.8242 | 2245 | 1706.1758 | 2131.2758 | 2131.2758
results344.txt | 6932 VAGFORS 400.00 | 0.1115 | 538.8242 | 2245 | 1706.1758 | 1594.6758 | 1594.6758
results344.txt | 6933 RÅBÄCKEN 400.00 | -0.3555 | 538.8242 | 2245 | 1706.1758 | 2061.6758 | 2061.6758
results344.txt | 6990 ISONIEMI 220.00 | -0.4432 | 538.8242 | 2245 | 1706.1758 | 2149.3758 | 2149.3758
results344.txt | 6992 IVALO 220.00 | -0.494 | 538.8242 | 2245 | 1706.1758 | 2200.1758 | 2200.1758
results344.txt | 6993 KUOLAJÄRVI 220.00 | -0.4497 | 538.8242 | 2245 | 1706.1758 | 2155.8758 | 2155.8758
results344.txt | 6994 VAJUKOSKI 220.00 | -0.452 | 538.8242 | 2245 | 1706.1758 | 2158.1758 | 2158.1758
results344.txt | 6995 KOKKOSNIVA 220.00 | -0.4412 | 538.8242 | 2245 | 1706.1758 | 2147.3758 | 2147.3758
results344.txt | 7001 SEITEVARE 400.00 | 0.2687 | 538.8242 | 2245 | 1706.1758 | 1437.4758 | 1437.4758
results344.txt | 7002 PORJUS 400.00 | 0.1179 | 538.8242 | 2245 | 1706.1758 | 1588.2758 | 1588.2758
results344.txt | 7003 HARSPÅNGET 400.00 | 0.1337 | 538.8242 | 2245 | 1706.1758 | 1572.4758 | 1572.4758
results344.txt | 7004 LIGGA 400.00 | 0.2687 | 538.8242 | 2245 | 1706.1758 | 1437.4758 | 1437.4758
results344.txt | 7005 MESSAURE 400.00 | -0.5387 | 538.8242 | 2245 | 1706.1758 | 2244.8758 | 2244.8758
results344.txt | 7010 VARANGERBOT 220.00 | -0.5322 | 538.8242 | 2245 | 1706.1758 | 2238.3758 | 2238.3758
results344.txt | 7018 UTSJOKI 220.00 | -0.5249 | 538.8242 | 2245 | 1706.1758 | 2231.0758 | 2231.0758
results344.txt | 7054 OSSAUSKOSKI 220.00 | -0.3965 | 538.8242 | 2245 | 1706.1758 | 2102.6758 | 2102.6758
results344.txt | 7056 PETÄJÄSKO 400.00 | -0.4013 | 538.8242 | 2245 | 1706.1758 | 2107.4758 | 2107.4758
results344.txt | 7055 PETÄJÄSKO 220.00 | -0.4008 | 538.8242 | 2245 | 1706.1758 | 2106.9758 | 2106.9758
results344.txt | 8861 JOINT 400.00 | -0.1043 | 538.8242 | 2245 | 1706.1758 | 1810.4758 | 1810.4758
results344.txt | 8579 JOINT 220.00 | -0.3847 | 538.8242 | 2245 | 1706.1758 | 2090.8758 | 2090.8758
results344.txt | 7429 JOINT 220.00 | -0.1027 | 538.8242 | 2245 | 1706.1758 | 1808.8758 | 1808.8758
results344.txt | 7140 JOINT 220.00 | -0.5242 | 538.8242 | 2245 | 1706.1758 | 2230.3758 | 2230.3758
results344.txt | 8256 JOINT 400.00 | 0.2687 | 538.8242 | 2245 | 1706.1758 | 1437.4758 | 1437.4758
results344.txt | 8845 JOINT 220.00 | -0.1022 | 538.8242 | 2245 | 1706.1758 | 1808.3758 | 1808.3758
results344.txt | 9401 HAGESKRUV 400.00 | -0.107 | 538.8242 | 2245 | 1706.1758 | 1813.1758 | 1813.1758
results344.txt | 9404 GÄDDTJÄRN 400.00 | -0.1005 | 538.8242 | 2245 | 1706.1758 | 1806.6758 | 1806.6758
results344.txt | 9405 GRÖNVIKEN 400.00 | -0.1029 | 538.8242 | 2245 | 1706.1758 | 1809.0758 | 1809.0758
results344.txt | 9408 HÄLLBERGET 400.00 | -0.3874 | 538.8242 | 2245 | 1706.1758 | 2093.5758 | 2093.5758
results344.txt | 9409 TROLLTJÄRN 400.00 | -0.3059 | 538.8242 | 2245 | 1706.1758 | 2012.0758 | 2012.0758
results344.txt | 9301 KEMIJÄRVI 220.00 | -0.4107 | 538.8242 | 2245 | 1706.1758 | 2116.8758 | 2116.8758
results344.txt | 9302 KEMINMAA 400.00 | -0.3927 | 538.8242 | 2245 | 1706.1758 | 2098.8758 | 2098.8758
results344.txt | 9304 LUMIJÄRVI 400.00 | -0.3996 | 538.8242 | 2245 | 1706.1758 | 2105.7758 | 2105.7758
results344.txt | 9303 MUSALA 400.00 | -0.3863 | 538.8242 | 2245 | 1706.1758 | 2092.4758 | 2092.4758
results344.txt | 9305 KÄRPPIÖN 400.00 | -0.3767 | 538.8242 | 2245 | 1706.1758 | 2082.8758 | 2082.8758
results344.txt | 9306 HONKAJOEN 400.00 | -0.3737 | 538.8242 | 2245 | 1706.1758 | 2079.8758 | 2079.8758
results344.txt | 9307 KONTIOLAHTI 400.00 | -0.4064 | 538.8242 | 2245 | 1706.1758 | 2112.5758 | 2112.5758
results344.txt | 9308 ORIMATTILAN 400.00 | -0.3881 | 538.8242 | 2245 | 1706.1758 | 2094.2758 | 2094.2758
results344.txt | 9309 NAANTALINSAL400.00 | -0.3739 | 538.8242 | 2245 | 1706.1758 | 2080.0758 | 2080.0758
results344.txt | 9410 HORNDAL 400.00 | -0.1019 | 538.8242 | 2245 | 1706.1758 | 1808.0758 | 1808.0758
results344.txt | 9411 MUNGA 400.00 | -0.1023 | 538.8242 | 2245 | 1706.1758 | 1808.4758 | 1808.4758
results345.txt | PTI INTERACTIVE POWER SYSTEM SIMULATOR--PSS(R)E MON, MAY 29 2023 |  | -536.4635 | 2245 | 1708.5366
results345.txt | SENSITIVITY FACTORS ARE CALCULATED WITH AC |  | -536.4635 | 2245 | 1708.5366
results345.txt | SUBSYSTEM 'RESERV' IS USED FOR OPPOSING SYSTEM FOR MW POWER |  | -536.4635 | 2245 | 1708.5366
results345.txt | SENSITIVITY FACTORS OF BRANCH FLOW (MVA) ON 6550 KOPULA 400.00 TO 6551 HIKIÄ 400.00 5 MORE THAN | 0.1 | -536.4635 | 2245 | 1708.5366 | 1608.5365 | 1608.5365
results345.txt | <--------- BUS NAME --------> |  | -536.4635 | 2245 | 1708.5366
results345.txt | 6546 SALO 400.00 | -0.1249 | -536.4635 | 2245 | 1708.5366 | 1833.4365 | 1833.4365
results345.txt | 6550 KOPULA 400.00 | -0.4731 | -536.4635 | 2245 | 1708.5366 | 2181.6365 | 2181.6365
results345.txt | 6552 TAMMISTO 400.00 | -0.1717 | -536.4635 | 2245 | 1708.5366 | 1880.2365 | 1880.2365
results345.txt | 6554 LÄNSISALMI 400.00 | -0.1299 | -536.4635 | 2245 | 1708.5366 | 1838.4365 | 1838.4365
results345.txt | 6555 INKOO 400.00 | -0.2 | -536.4635 | 2245 | 1708.5366 | 1908.5365 | 1908.5365
results345.txt | 6556 ESPOO 400.00 | -0.2591 | -536.4635 | 2245 | 1708.5366 | 1967.6365 | 1967.6365
results346.txt | PTI INTERACTIVE POWER SYSTEM SIMULATOR--PSS(R)E MON, MAY 29 2023 |  | 535.2983 | 2245 | 1709.7017
results346.txt | SENSITIVITY FACTORS ARE CALCULATED WITH AC |  | 535.2983 | 2245 | 1709.7017
results346.txt | SUBSYSTEM 'RESERV' IS USED FOR OPPOSING SYSTEM FOR MW POWER |  | 535.2983 | 2245 | 1709.7017
results346.txt | SENSITIVITY FACTORS OF BRANCH FLOW (MVA) ON 6348 OSKARSHAMN 400.00 TO 6354 NYBRO 400.00 4 MORE THAN | 0.1 | 535.2983 | 2245 | 1709.7017 | 1609.7017 | 1609.7017
results346.txt | <--------- BUS NAME --------> |  | 535.2983 | 2245 | 1709.7017
results346.txt | 5671 SEGE 400.00 | -0.1075 | 535.2983 | 2245 | 1709.7017 | 1817.2017 | 1817.2017
results346.txt | 5672 ARRIE 400.00 | -0.1074 | 535.2983 | 2245 | 1709.7017 | 1817.1017 | 1817.1017
results346.txt | 5673 KRUSEBERG 400.00 | -0.1074 | 535.2983 | 2245 | 1709.7017 | 1817.1017 | 1817.1017
results346.txt | 6337 BARSEBACK 400.00 | -0.1043 | 535.2983 | 2245 | 1709.7017 | 1814.0017 | 1814.0017
results346.txt | 6338 HURVA 400.00 | -0.1152 | 535.2983 | 2245 | 1709.7017 | 1824.9017 | 1824.9017
results346.txt | 6348 OSKARSHAMN 400.00 | 0.1192 | 535.2983 | 2245 | 1709.7017 | 1590.5017 | 1590.5017
results346.txt | 6350 HEMSJO 400.00 | -0.1809 | 535.2983 | 2245 | 1709.7017 | 1890.6017 | 1890.6017
results346.txt | 6351 KARLSHAMN 400.00 | -0.1808 | 535.2983 | 2245 | 1709.7017 | 1890.5017 | 1890.5017
results346.txt | 6354 NYBRO 400.00 | -0.2519 | 535.2983 | 2245 | 1709.7017 | 1961.6017 | 1961.6017
results347.txt | PTI INTERACTIVE POWER SYSTEM SIMULATOR--PSS(R)E MON, MAY 29 2023 |  | 535.2983 | 2245 | 1709.7017
results347.txt | SENSITIVITY FACTORS ARE CALCULATED WITH AC |  | 535.2983 | 2245 | 1709.7017
results347.txt | SUBSYSTEM 'RESERV' IS USED FOR OPPOSING SYSTEM FOR MW POWER |  | 535.2983 | 2245 | 1709.7017
results347.txt | SENSITIVITY FACTORS OF BRANCH FLOW (MVA) ON 6348 OSKARSHAMN 400.00 TO 6354 NYBRO 400.00 5 MORE THAN | 0.1 | 535.2983 | 2245 | 1709.7017 | 1609.7017 | 1609.7017
results347.txt | <--------- BUS NAME --------> |  | 535.2983 | 2245 | 1709.7017
results347.txt | 5671 SEGE 400.00 | -0.1075 | 535.2983 | 2245 | 1709.7017 | 1817.2017 | 1817.2017
results347.txt | 5672 ARRIE 400.00 | -0.1074 | 535.2983 | 2245 | 1709.7017 | 1817.1017 | 1817.1017
results347.txt | 5673 KRUSEBERG 400.00 | -0.1074 | 535.2983 | 2245 | 1709.7017 | 1817.1017 | 1817.1017
results347.txt | 6337 BARSEBACK 400.00 | -0.1043 | 535.2983 | 2245 | 1709.7017 | 1814.0017 | 1814.0017
results347.txt | 6338 HURVA 400.00 | -0.1152 | 535.2983 | 2245 | 1709.7017 | 1824.9017 | 1824.9017
results347.txt | 6348 OSKARSHAMN 400.00 | 0.1192 | 535.2983 | 2245 | 1709.7017 | 1590.5017 | 1590.5017
results347.txt | 6350 HEMSJO 400.00 | -0.1809 | 535.2983 | 2245 | 1709.7017 | 1890.6017 | 1890.6017
results347.txt | 6351 KARLSHAMN 400.00 | -0.1808 | 535.2983 | 2245 | 1709.7017 | 1890.5017 | 1890.5017
results347.txt | 6354 NYBRO 400.00 | -0.2519 | 535.2983 | 2245 | 1709.7017 | 1961.6017 | 1961.6017
results348.txt | PTI INTERACTIVE POWER SYSTEM SIMULATOR--PSS(R)E MON, MAY 29 2023 |  | -532.7318 | 2245 | 1712.2681
results348.txt | SENSITIVITY FACTORS ARE CALCULATED WITH AC |  | -532.7318 | 2245 | 1712.2681
results348.txt | SUBSYSTEM 'RESERV' IS USED FOR OPPOSING SYSTEM FOR MW POWER |  | -532.7318 | 2245 | 1712.2681
results348.txt | SENSITIVITY FACTORS OF BRANCH FLOW (MVA) ON 6312 RINGHALS 400.00 TO 6313 STROMMA 400.00 1 MORE THAN | 0.1 | -532.7318 | 2245 | 1712.2681 | 1612.2682 | 1612.2682
results348.txt | <--------- BUS NAME --------> |  | -532.7318 | 2245 | 1712.2681
results348.txt | 6311 LINDOME 400.00 | 0.1179 | -532.7318 | 2245 | 1712.2681 | 1594.3682 | 1594.3682
results348.txt | 6312 RINGHALS 400.00 | -0.2663 | -532.7318 | 2245 | 1712.2681 | 1978.5682 | 1978.5682
results348.txt | 6313 STROMMA 400.00 | 0.1545 | -532.7318 | 2245 | 1712.2681 | 1557.7682 | 1557.7682
results348.txt | 6315 HORRED 400.00 | -0.2037 | -532.7318 | 2245 | 1712.2681 | 1915.9682 | 1915.9682
results348.txt | 6316 UDDEBO 400.00 | -0.1783 | -532.7318 | 2245 | 1712.2681 | 1890.5682 | 1890.5682
results348.txt | 6342 TENHULT 400.00 | -0.1223 | -532.7318 | 2245 | 1712.2681 | 1834.5682 | 1834.5682
results348.txt | 1053 HÄRADSBO 400.00 | -0.1279 | -532.7318 | 2245 | 1712.2681 | 1840.1682 | 1840.1682
results349.txt | PTI INTERACTIVE POWER SYSTEM SIMULATOR--PSS(R)E MON, MAY 29 2023 |  | 531.0485 | 2245 | 1713.9515
results349.txt | SENSITIVITY FACTORS ARE CALCULATED WITH AC |  | 531.0485 | 2245 | 1713.9515
results349.txt | SUBSYSTEM 'RESERV' IS USED FOR OPPOSING SYSTEM FOR MW POWER |  | 531.0485 | 2245 | 1713.9515
results349.txt | SENSITIVITY FACTORS OF BRANCH FLOW (MVA) ON 6718 FÅBERG 400.00 TO 6721 VANG 400.00 4 MORE THAN | 0.1 | 531.0485 | 2245 | 1713.9515 | 1613.9515 | 1613.9515
results349.txt | <--------- BUS NAME --------> |  | 531.0485 | 2245 | 1713.9515
results349.txt | 6626 MINNE 400.00 | -0.2748 | 531.0485 | 2245 | 1713.9515 | 1988.7515 | 1988.7515
results349.txt | 6712 OVREVINSTRA 400.00 | 0.2398 | 531.0485 | 2245 | 1713.9515 | 1474.1515 | 1474.1515
results349.txt | 6713 NEDREVINSTRA400.00 | 0.2946 | 531.0485 | 2245 | 1713.9515 | 1419.3515 | 1419.3515
results349.txt | 6717 NEDREVINSTRA400.00 | 0.2946 | 531.0485 | 2245 | 1713.9515 | 1419.3515 | 1419.3515
results349.txt | 6718 FÅBERG 400.00 | 0.2969 | 531.0485 | 2245 | 1713.9515 | 1417.0515 | 1417.0515
results349.txt | 6720 VARDAL 400.00 | 0.1912 | 531.0485 | 2245 | 1713.9515 | 1522.7515 | 1522.7515
results349.txt | 6721 VANG 400.00 | -0.4748 | 531.0485 | 2245 | 1713.9515 | 2188.7515 | 2188.7515
results349.txt | 6872 AURA2300 400.00 | 0.116 | 531.0485 | 2245 | 1713.9515 | 1597.9515 | 1597.9515
results349.txt | 6855 FRAERNA 400.00 | 0.1083 | 531.0485 | 2245 | 1713.9515 | 1605.6515 | 1605.6515
results349.txt | 6858 ISTAD 400.00 | 0.1083 | 531.0485 | 2245 | 1713.9515 | 1605.6515 | 1605.6515
results349.txt | 6859 AURA1 400.00 | 0.1135 | 531.0485 | 2245 | 1713.9515 | 1600.4515 | 1600.4515
results349.txt | 6860 GRYTTEN 400.00 | 0.1021 | 531.0485 | 2245 | 1713.9515 | 1611.8515 | 1611.8515
results349.txt | 6861 SNILLDAL 400.00 | 0.1034 | 531.0485 | 2245 | 1713.9515 | 1610.5515 | 1610.5515
results349.txt | 6862 SURNA 400.00 | 0.1074 | 531.0485 | 2245 | 1713.9515 | 1606.5515 | 1606.5515
results349.txt | 6874 VÅGÅMO 400.00 | 0.199 | 531.0485 | 2245 | 1713.9515 | 1514.9515 | 1514.9515
results349.txt | 6875 RENDALEN 301.00 | 0.2024 | 531.0485 | 2245 | 1713.9515 | 1511.5515 | 1511.5515
results349.txt | 9007 TJELDBERGO 400.00 | 0.1055 | 531.0485 | 2245 | 1713.9515 | 1608.4515 | 1608.4515
results349.txt | 9016 FÅBER300 301.00 | 0.2051 | 531.0485 | 2245 | 1713.9515 | 1508.8515 | 1508.8515
results350.txt | PTI INTERACTIVE POWER SYSTEM SIMULATOR--PSS(R)E MON, MAY 29 2023 |  | 530.9354 | 2245 | 1714.0646
results350.txt | SENSITIVITY FACTORS ARE CALCULATED WITH AC |  | 530.9354 | 2245 | 1714.0646
results350.txt | SUBSYSTEM 'RESERV' IS USED FOR OPPOSING SYSTEM FOR MW POWER |  | 530.9354 | 2245 | 1714.0646
results350.txt | SENSITIVITY FACTORS OF BRANCH FLOW (MVA) ON 6552 TAMMISTO 400.00 TO 6556 ESPOO 400.00 3 MORE THAN | 0.1 | 530.9354 | 2245 | 1714.0646 | 1614.0646 | 1614.0646
results350.txt | <--------- BUS NAME --------> |  | 530.9354 | 2245 | 1714.0646
results350.txt | 6546 SALO 400.00 | -0.2095 | 530.9354 | 2245 | 1714.0646 | 1923.5646 | 1923.5646
results350.txt | 6550 KOPULA 400.00 | -0.36 | 530.9354 | 2245 | 1714.0646 | 2074.0646 | 2074.0646
results350.txt | 6552 TAMMISTO 400.00 | 0.3188 | 530.9354 | 2245 | 1714.0646 | 1395.2646 | 1395.2646
results350.txt | 6554 LÄNSISALMI 400.00 | 0.2569 | 530.9354 | 2245 | 1714.0646 | 1457.1646 | 1457.1646
results350.txt | 6555 INKOO 400.00 | -0.3894 | 530.9354 | 2245 | 1714.0646 | 2103.4646 | 2103.4646
results350.txt | 6556 ESPOO 400.00 | -0.5312 | 530.9354 | 2245 | 1714.0646 | 2244.7354 | 2244.7354
results350.txt | 6567 ANTTILA 400.00 | 0.1567 | 530.9354 | 2245 | 1714.0646 | 1557.3646 | 1557.3646
results350.txt | 6570 LOVIISA 400.00 | 0.1245 | 530.9354 | 2245 | 1714.0646 | 1589.5646 | 1589.5646
results350.txt | 6621 LIETO 400.00 | -0.1225 | 530.9354 | 2245 | 1714.0646 | 1836.5646 | 1836.5646
results350.txt | 9309 NAANTALINSAL400.00 | -0.1224 | 530.9354 | 2245 | 1714.0646 | 1836.4646 | 1836.4646
results351.txt | PTI INTERACTIVE POWER SYSTEM SIMULATOR--PSS(R)E MON, MAY 29 2023 |  | -527.3358 | 2245 | 1717.6642
results351.txt | SENSITIVITY FACTORS ARE CALCULATED WITH AC |  | -527.3358 | 2245 | 1717.6642
results351.txt | SUBSYSTEM 'RESERV' IS USED FOR OPPOSING SYSTEM FOR MW POWER |  | -527.3358 | 2245 | 1717.6642
results351.txt | SENSITIVITY FACTORS OF BRANCH FLOW (MVA) ON 6705 HOLEN 400.00 TO 6710 HEKNI 400.00 2 MORE THAN | 0.1 | -527.3358 | 2245 | 1717.6642 | 1617.6642 | 1617.6642
results351.txt | <--------- BUS NAME --------> |  | -527.3358 | 2245 | 1717.6642
results351.txt | 6710 HEKNI 400.00 | 0.1219 | -527.3358 | 2245 | 1717.6642 | 1595.7642 | 1595.7642
results352.txt | PTI INTERACTIVE POWER SYSTEM SIMULATOR--PSS(R)E MON, MAY 29 2023 |  | 527.2181 | 2245 | 1717.7819
results352.txt | SENSITIVITY FACTORS ARE CALCULATED WITH AC |  | 527.2181 | 2245 | 1717.7819
results352.txt | SUBSYSTEM 'RESERV' IS USED FOR OPPOSING SYSTEM FOR MW POWER |  | 527.2181 | 2245 | 1717.7819
results352.txt | SENSITIVITY FACTORS OF BRANCH FLOW (MVA) ON 6812 OGNDAL 400.00 TO 6938 NAMSOS 400.00 3 MORE THAN | 0.1 | 527.2181 | 2245 | 1717.7819 | 1617.7819 | 1617.7819
results352.txt | <--------- BUS NAME --------> |  | 527.2181 | 2245 | 1717.7819
results352.txt | 6812 OGNDAL 400.00 | 0.4673 | 527.2181 | 2245 | 1717.7819 | 1250.4819 | 1250.4819
results352.txt | 6814 VERDAL400 400.00 | 0.399 | 527.2181 | 2245 | 1717.7819 | 1318.7819 | 1318.7819
results352.txt | 6813 VERDAL300 400.00 | 0.399 | 527.2181 | 2245 | 1717.7819 | 1318.7819 | 1318.7819
results352.txt | 6815 HÖGÅSEN 400.00 | 0.1043 | 527.2181 | 2245 | 1717.7819 | 1613.4819 | 1613.4819
results352.txt | 6863 HOFSTAD 400.00 | -0.2144 | 527.2181 | 2245 | 1717.7819 | 1932.1819 | 1932.1819
results352.txt | 6864 ÅFJORD 400.00 | -0.1157 | 527.2181 | 2245 | 1717.7819 | 1833.4819 | 1833.4819
results352.txt | 6866 ORKDAL400 400.00 | 0.135 | 527.2181 | 2245 | 1717.7819 | 1582.7819 | 1582.7819
results352.txt | 6865 ORKDAL300 400.00 | 0.135 | 527.2181 | 2245 | 1717.7819 | 1582.7819 | 1582.7819
results352.txt | 6867 STRINDA 400.00 | 0.2165 | 527.2181 | 2245 | 1717.7819 | 1501.2819 | 1501.2819
results352.txt | 6869 KLAEBU400 400.00 | 0.1967 | 527.2181 | 2245 | 1717.7819 | 1521.0819 | 1521.0819
results352.txt | 6868 KLAEBU300 400.00 | 0.1967 | 527.2181 | 2245 | 1717.7819 | 1521.0819 | 1521.0819
results352.txt | 6871 EIDUM400 400.00 | 0.259 | 527.2181 | 2245 | 1717.7819 | 1458.7819 | 1458.7819
results352.txt | 6870 EIDUM300 400.00 | 0.259 | 527.2181 | 2245 | 1717.7819 | 1458.7819 | 1458.7819
results352.txt | 6936 NEDRERÖS400 400.00 | -0.2903 | 527.2181 | 2245 | 1717.7819 | 2008.0819 | 2008.0819
results352.txt | 6935 NEDRERÖS300 400.00 | -0.2905 | 527.2181 | 2245 | 1717.7819 | 2008.2819 | 2008.2819
results352.txt | 6934 NEDRERÖS220 220.00 | -0.2522 | 527.2181 | 2245 | 1717.7819 | 1969.9819 | 1969.9819
results352.txt | 6937 MARKA 400.00 | -0.303 | 527.2181 | 2245 | 1717.7819 | 2020.7819 | 2020.7819
results352.txt | 6938 NAMSOS 400.00 | -0.366 | 527.2181 | 2245 | 1717.7819 | 2083.7819 | 2083.7819
results352.txt | 6939 KOLSVIK 400.00 | -0.3292 | 527.2181 | 2245 | 1717.7819 | 2046.9819 | 2046.9819
results352.txt | 6940 NAMSKOGEN 400.00 | -0.3296 | 527.2181 | 2245 | 1717.7819 | 2047.3819 | 2047.3819
results352.txt | 6942 TUNNSJO400 400.00 | -0.3396 | 527.2181 | 2245 | 1717.7819 | 2057.3819 | 2057.3819
results352.txt | 6941 TUNNSJO300 400.00 | -0.3396 | 527.2181 | 2245 | 1717.7819 | 2057.3819 | 2057.3819
results352.txt | 6944 RANA 400.00 | -0.2824 | 527.2181 | 2245 | 1717.7819 | 2000.1819 | 2000.1819
results352.txt | 6945 GEJMÅN 220.00 | -0.193 | 527.2181 | 2245 | 1717.7819 | 1910.7819 | 1910.7819
results352.txt | 6946 AJAURE 220.00 | -0.1552 | 527.2181 | 2245 | 1717.7819 | 1872.9819 | 1872.9819
results352.txt | 6947 GARDIKFORS 220.00 | -0.1306 | 527.2181 | 2245 | 1717.7819 | 1848.3819 | 1848.3819
results352.txt | 6996 OFOTEN 400.00 | -0.1985 | 527.2181 | 2245 | 1717.7819 | 1916.2819 | 1916.2819
results352.txt | 6997 NARVIK 400.00 | -0.1994 | 527.2181 | 2245 | 1717.7819 | 1917.1819 | 1917.1819
results352.txt | 7000 VITAS 400.00 | -0.1408 | 527.2181 | 2245 | 1717.7819 | 1858.5819 | 1858.5819
results352.txt | 7006 SVARTISEN 400.00 | -0.2672 | 527.2181 | 2245 | 1717.7819 | 1984.9819 | 1984.9819
results352.txt | 7007 KOBBELV 400.00 | -0.2238 | 527.2181 | 2245 | 1717.7819 | 1941.5819 | 1941.5819
results352.txt | 7008 SALTEN 400.00 | -0.234 | 527.2181 | 2245 | 1717.7819 | 1951.7819 | 1951.7819
results352.txt | 7017 HAMMERFEST 400.00 | -0.205 | 527.2181 | 2245 | 1717.7819 | 1922.7819 | 1922.7819
results352.txt | 7019 BALSFJORD 400.00 | -0.2013 | 527.2181 | 2245 | 1717.7819 | 1919.0819 | 1919.0819
results352.txt | 7020 BARDUFOSS 400.00 | -0.2009 | 527.2181 | 2245 | 1717.7819 | 1918.6819 | 1918.6819
results352.txt | 7061 NEA 400.00 | 0.1463 | 527.2181 | 2245 | 1717.7819 | 1571.4819 | 1571.4819
results352.txt | 7062 RITSEM 400.00 | -0.1544 | 527.2181 | 2245 | 1717.7819 | 1872.1819 | 1872.1819
results352.txt | 7799 JOINT 220.00 | -0.1931 | 527.2181 | 2245 | 1717.7819 | 1910.8819 | 1910.8819
results352.txt | 8643 JOINT 220.00 | -0.1305 | 527.2181 | 2245 | 1717.7819 | 1848.2819 | 1848.2819
results352.txt | 9001 SEIDAFJELL 400.00 | -0.2046 | 527.2181 | 2245 | 1717.7819 | 1922.3819 | 1922.3819
results352.txt | 9002 LEBSESBY 400.00 | -0.2047 | 527.2181 | 2245 | 1717.7819 | 1922.4819 | 1922.4819
results352.txt | 9003 HAMMERF 400.00 | -0.205 | 527.2181 | 2245 | 1717.7819 | 1922.7819 | 1922.7819
results352.txt | 9004 ALTA 400.00 | -0.2037 | 527.2181 | 2245 | 1717.7819 | 1921.4819 | 1921.4819
results352.txt | 9005 BERGHEIM 400.00 | -0.2025 | 527.2181 | 2245 | 1717.7819 | 1920.2819 | 1920.2819
results352.txt | 9006 TROFORS 400.00 | -0.3111 | 527.2181 | 2245 | 1717.7819 | 2028.8819 | 2028.8819
results353.txt | PTI INTERACTIVE POWER SYSTEM SIMULATOR--PSS(R)E MON, MAY 29 2023 |  | -522.1035 | 2245 | 1722.8965
results353.txt | SENSITIVITY FACTORS ARE CALCULATED WITH AC |  | -522.1035 | 2245 | 1722.8965
results353.txt | SUBSYSTEM 'RESERV' IS USED FOR OPPOSING SYSTEM FOR MW POWER |  | -522.1035 | 2245 | 1722.8965
results353.txt | SENSITIVITY FACTORS OF BRANCH FLOW (MVA) ON 9004 ALTA 400.00 TO 9005 BERGHEIM 400.00 1 MORE THAN | 0.1 | -522.1035 | 2245 | 1722.8965 | 1622.8965 | 1622.8965
results353.txt | <--------- BUS NAME --------> |  | -522.1035 | 2245 | 1722.8965
results353.txt | 7017 HAMMERFEST 400.00 | -0.5069 | -522.1035 | 2245 | 1722.8965 | 2229.7965 | 2229.7965
results353.txt | 9001 SEIDAFJELL 400.00 | -0.5054 | -522.1035 | 2245 | 1722.8965 | 2228.2965 | 2228.2965
results353.txt | 9002 LEBSESBY 400.00 | -0.5058 | -522.1035 | 2245 | 1722.8965 | 2228.6965 | 2228.6965
results353.txt | 9003 HAMMERF 400.00 | -0.5069 | -522.1035 | 2245 | 1722.8965 | 2229.7965 | 2229.7965
results353.txt | 9004 ALTA 400.00 | -0.5023 | -522.1035 | 2245 | 1722.8965 | 2225.1965 | 2225.1965
results354.txt | PTI INTERACTIVE POWER SYSTEM SIMULATOR--PSS(R)E MON, MAY 29 2023 |  | -522.1035 | 2245 | 1722.8965
results354.txt | SENSITIVITY FACTORS ARE CALCULATED WITH AC |  | -522.1035 | 2245 | 1722.8965
results354.txt | SUBSYSTEM 'RESERV' IS USED FOR OPPOSING SYSTEM FOR MW POWER |  | -522.1035 | 2245 | 1722.8965
results354.txt | SENSITIVITY FACTORS OF BRANCH FLOW (MVA) ON 9004 ALTA 400.00 TO 9005 BERGHEIM 400.00 2 MORE THAN | 0.1 | -522.1035 | 2245 | 1722.8965 | 1622.8965 | 1622.8965
results354.txt | <--------- BUS NAME --------> |  | -522.1035 | 2245 | 1722.8965
results354.txt | 7017 HAMMERFEST 400.00 | -0.5069 | -522.1035 | 2245 | 1722.8965 | 2229.7965 | 2229.7965
results354.txt | 9001 SEIDAFJELL 400.00 | -0.5054 | -522.1035 | 2245 | 1722.8965 | 2228.2965 | 2228.2965
results354.txt | 9002 LEBSESBY 400.00 | -0.5058 | -522.1035 | 2245 | 1722.8965 | 2228.6965 | 2228.6965
results354.txt | 9003 HAMMERF 400.00 | -0.5069 | -522.1035 | 2245 | 1722.8965 | 2229.7965 | 2229.7965
results354.txt | 9004 ALTA 400.00 | -0.5023 | -522.1035 | 2245 | 1722.8965 | 2225.1965 | 2225.1965
results355.txt | PTI INTERACTIVE POWER SYSTEM SIMULATOR--PSS(R)E MON, MAY 29 2023 |  | -521.3954 | 2245 | 1723.6046
results355.txt | SENSITIVITY FACTORS ARE CALCULATED WITH AC |  | -521.3954 | 2245 | 1723.6046
results355.txt | SUBSYSTEM 'RESERV' IS USED FOR OPPOSING SYSTEM FOR MW POWER |  | -521.3954 | 2245 | 1723.6046
results355.txt | SENSITIVITY FACTORS OF BRANCH FLOW (MVA) ON 6738 TVEITEN 400.00 TO 9012 BAMBLE 400.00 2 MORE THAN | 0.1 | -521.3954 | 2245 | 1723.6046 | 1623.6046 | 1623.6046
results355.txt | <--------- BUS NAME --------> |  | -521.3954 | 2245 | 1723.6046
results355.txt | 6356 BJERKREIM 400.00 | 0.1394 | -521.3954 | 2245 | 1723.6046 | 1584.2046 | 1584.2046
results355.txt | 6358 TONSTAD400 400.00 | 0.1562 | -521.3954 | 2245 | 1723.6046 | 1567.4046 | 1567.4046
results355.txt | 6357 TONSTAD300 400.00 | 0.1562 | -521.3954 | 2245 | 1723.6046 | 1567.4046 | 1567.4046
results355.txt | 6360 KJELLAND 400.00 | 0.1492 | -521.3954 | 2245 | 1723.6046 | 1574.4046 | 1574.4046
results355.txt | 6363 FEDA400 400.00 | 0.1574 | -521.3954 | 2245 | 1723.6046 | 1566.2046 | 1566.2046
results355.txt | 6362 FEDA300 400.00 | 0.1573 | -521.3954 | 2245 | 1723.6046 | 1566.3046 | 1566.3046
results355.txt | 6364 LISTAWIND 400.00 | 0.1573 | -521.3954 | 2245 | 1723.6046 | 1566.3046 | 1566.3046
results355.txt | 6365 KRISTIANSAND400.00 | 0.1784 | -521.3954 | 2245 | 1723.6046 | 1545.2046 | 1545.2046
results355.txt | 6373 ARENDAL400 400.00 | 0.2372 | -521.3954 | 2245 | 1723.6046 | 1486.4046 | 1486.4046
results355.txt | 6372 ARENDAL300 400.00 | 0.2372 | -521.3954 | 2245 | 1723.6046 | 1486.4046 | 1486.4046
results355.txt | 6688 STOKKELAND 400.00 | 0.1283 | -521.3954 | 2245 | 1723.6046 | 1595.3046 | 1595.3046
results355.txt | 6690 HOG-JAERN400400.00 | 0.1279 | -521.3954 | 2245 | 1723.6046 | 1595.7046 | 1595.7046
results355.txt | 6689 HOG-JAERN300400.00 | 0.1282 | -521.3954 | 2245 | 1723.6046 | 1595.4046 | 1595.4046
results355.txt | 6699 DUGE 301.00 | 0.1224 | -521.3954 | 2245 | 1723.6046 | 1601.2046 | 1601.2046
results355.txt | 6706 ROSKREPP 301.00 | 0.1249 | -521.3954 | 2245 | 1723.6046 | 1598.7046 | 1598.7046
results355.txt | 6707 KVINEN 301.00 | 0.1273 | -521.3954 | 2245 | 1723.6046 | 1596.3046 | 1596.3046
results355.txt | 6708 SOLHOLM300 400.00 | 0.1688 | -521.3954 | 2245 | 1723.6046 | 1554.8046 | 1554.8046
results355.txt | 6710 HEKNI 400.00 | 0.1154 | -521.3954 | 2245 | 1723.6046 | 1608.2046 | 1608.2046
results355.txt | 6727 ROD400 400.00 | 0.1026 | -521.3954 | 2245 | 1723.6046 | 1621.0046 | 1621.0046
results355.txt | 6728 GRENLAND 400.00 | 0.2663 | -521.3954 | 2245 | 1723.6046 | 1457.3046 | 1457.3046
results355.txt | 6730 BAMBLE400 400.00 | 0.2983 | -521.3954 | 2245 | 1723.6046 | 1425.3046 | 1425.3046
results355.txt | 6729 BAMBLE300 400.00 | 0.2983 | -521.3954 | 2245 | 1723.6046 | 1425.3046 | 1425.3046
results355.txt | 6738 TVEITEN 400.00 | -0.1587 | -521.3954 | 2245 | 1723.6046 | 1882.3046 | 1882.3046
results355.txt | 6754 STOLAHELA 400.00 | 0.1283 | -521.3954 | 2245 | 1723.6046 | 1595.3046 | 1595.3046
results355.txt | 9012 BAMBLE 400.00 | 0.356 | -521.3954 | 2245 | 1723.6046 | 1367.6046 | 1367.6046
results355.txt | 9014 HONNA 400.00 | 0.1883 | -521.3954 | 2245 | 1723.6046 | 1535.3046 | 1535.3046
results355.txt | 9020 LYSE 301.00 | 0.1165 | -521.3954 | 2245 | 1723.6046 | 1607.1046 | 1607.1046
results355.txt | 9021 FJOTLAND 301.00 | 0.136 | -521.3954 | 2245 | 1723.6046 | 1587.6046 | 1587.6046
results356.txt | PTI INTERACTIVE POWER SYSTEM SIMULATOR--PSS(R)E MON, MAY 29 2023 |  | -519.1369 | 2245 | 1725.8631
results356.txt | SENSITIVITY FACTORS ARE CALCULATED WITH AC |  | -519.1369 | 2245 | 1725.8631
results356.txt | SUBSYSTEM 'RESERV' IS USED FOR OPPOSING SYSTEM FOR MW POWER |  | -519.1369 | 2245 | 1725.8631
results356.txt | SENSITIVITY FACTORS OF BRANCH FLOW (MVA) ON 6569 KORIA 400.00 TO 9308 ORIMATTILAN 400.00 5 MORE THAN | 0.1 | -519.1369 | 2245 | 1725.8631 | 1625.8631 | 1625.8631
results356.txt | <--------- BUS NAME --------> |  | -519.1369 | 2245 | 1725.8631
results356.txt | 6571 VISULAHTI 400.00 | -0.1516 | -519.1369 | 2245 | 1725.8631 | 1877.4631 | 1877.4631
results356.txt | 6572 KYMI 400.00 | -0.2408 | -519.1369 | 2245 | 1725.8631 | 1966.6631 | 1966.6631
results356.txt | 6551 HIKIÄ 400.00 | 0.1424 | -519.1369 | 2245 | 1725.8631 | 1583.4631 | 1583.4631
results356.txt | 6569 KORIA 400.00 | -0.298 | -519.1369 | 2245 | 1725.8631 | 2023.8631 | 2023.8631
results356.txt | 6570 LOVIISA 400.00 | -0.1439 | -519.1369 | 2245 | 1725.8631 | 1869.7631 | 1869.7631
results356.txt | 6573 YLLIKKÄLÄ 400.00 | -0.2039 | -519.1369 | 2245 | 1725.8631 | 1929.7631 | 1929.7631
results356.txt | 9308 ORIMATTILAN 400.00 | 0.4247 | -519.1369 | 2245 | 1725.8631 | 1301.1631 | 1301.1631
results357.txt | PTI INTERACTIVE POWER SYSTEM SIMULATOR--PSS(R)E MON, MAY 29 2023 |  | -516.1662 | 2245 | 1728.8339
results357.txt | SENSITIVITY FACTORS ARE CALCULATED WITH AC |  | -516.1662 | 2245 | 1728.8339
results357.txt | SUBSYSTEM 'RESERV' IS USED FOR OPPOSING SYSTEM FOR MW POWER |  | -516.1662 | 2245 | 1728.8339
results357.txt | SENSITIVITY FACTORS OF BRANCH FLOW (MVA) ON 6312 RINGHALS 400.00 TO 6313 STROMMA 400.00 3 MORE THAN | 0.1 | -516.1662 | 2245 | 1728.8339 | 1628.8338 | 1628.8338
results357.txt | <--------- BUS NAME --------> |  | -516.1662 | 2245 | 1728.8339
results357.txt | 6311 LINDOME 400.00 | 0.1138 | -516.1662 | 2245 | 1728.8339 | 1615.0338 | 1615.0338
results357.txt | 6312 RINGHALS 400.00 | -0.2572 | -516.1662 | 2245 | 1728.8339 | 1986.0338 | 1986.0338
results357.txt | 6313 STROMMA 400.00 | 0.1492 | -516.1662 | 2245 | 1728.8339 | 1579.6338 | 1579.6338
results357.txt | 6315 HORRED 400.00 | -0.1967 | -516.1662 | 2245 | 1728.8339 | 1925.5338 | 1925.5338
results357.txt | 6316 UDDEBO 400.00 | -0.1722 | -516.1662 | 2245 | 1728.8339 | 1901.0338 | 1901.0338
results357.txt | 6342 TENHULT 400.00 | -0.1181 | -516.1662 | 2245 | 1728.8339 | 1846.9338 | 1846.9338
results357.txt | 1053 HÄRADSBO 400.00 | -0.1235 | -516.1662 | 2245 | 1728.8339 | 1852.3338 | 1852.3338
results358.txt | PTI INTERACTIVE POWER SYSTEM SIMULATOR--PSS(R)E MON, MAY 29 2023 |  | -515.94 | 2245 | 1729.06
results358.txt | SENSITIVITY FACTORS ARE CALCULATED WITH AC |  | -515.94 | 2245 | 1729.06
results358.txt | SUBSYSTEM 'RESERV' IS USED FOR OPPOSING SYSTEM FOR MW POWER |  | -515.94 | 2245 | 1729.06
results358.txt | SENSITIVITY FACTORS OF BRANCH FLOW (MVA) ON 6356 BJERKREIM 400.00 TO 6689 HOG-JAERN300400.00 3 MORE THAN | 0.1 | -515.94 | 2245 | 1729.06 | 1629.06 | 1629.06
results358.txt | <--------- BUS NAME --------> |  | -515.94 | 2245 | 1729.06
results358.txt | 6356 BJERKREIM 400.00 | -0.5784 | -515.94 | 2245 | 1729.06 | 2182.54 | 2182.54
results358.txt | 6360 KJELLAND 400.00 | -0.3549 | -515.94 | 2245 | 1729.06 | 2083.96 | 2083.96
results358.txt | 6363 FEDA400 400.00 | -0.1736 | -515.94 | 2245 | 1729.06 | 1902.66 | 1902.66
results358.txt | 6362 FEDA300 400.00 | -0.1767 | -515.94 | 2245 | 1729.06 | 1905.76 | 1905.76
results358.txt | 6364 LISTAWIND 400.00 | -0.1767 | -515.94 | 2245 | 1729.06 | 1905.76 | 1905.76
results358.txt | 6688 STOKKELAND 400.00 | 0.193 | -515.94 | 2245 | 1729.06 | 1536.06 | 1536.06
results358.txt | 6690 HOG-JAERN400400.00 | 0.192 | -515.94 | 2245 | 1729.06 | 1537.06 | 1537.06
results358.txt | 6689 HOG-JAERN300400.00 | 0.1929 | -515.94 | 2245 | 1729.06 | 1536.16 | 1536.16
results358.txt | 6754 STOLAHELA 400.00 | 0.193 | -515.94 | 2245 | 1729.06 | 1536.06 | 1536.06
results359.txt | PTI INTERACTIVE POWER SYSTEM SIMULATOR--PSS(R)E MON, MAY 29 2023 |  | -504.3416 | 2245 | 1740.6584
results359.txt | SENSITIVITY FACTORS ARE CALCULATED WITH AC |  | -504.3416 | 2245 | 1740.6584
results359.txt | SUBSYSTEM 'RESERV' IS USED FOR OPPOSING SYSTEM FOR MW POWER |  | -504.3416 | 2245 | 1740.6584
results359.txt | SENSITIVITY FACTORS OF BRANCH FLOW (MVA) ON 6810 TUOVILA 400.00 TO 9305 KÄRPPIÖN 400.00 3 MORE THAN | 0.1 | -504.3416 | 2245 | 1740.6584 | 1640.6584 | 1640.6584
results359.txt | <--------- BUS NAME --------> |  | -504.3416 | 2245 | 1740.6584
results359.txt | 6545 HUITTINEN 400.00 | 0.158 | -504.3416 | 2245 | 1740.6584 | 1582.6584 | 1582.6584
results359.txt | 6572 KYMI 400.00 | 0.1123 | -504.3416 | 2245 | 1740.6584 | 1628.3584 | 1628.3584
results359.txt | 6546 SALO 400.00 | 0.1476 | -504.3416 | 2245 | 1740.6584 | 1593.0584 | 1593.0584
results359.txt | 6547 FORSSA 400.00 | 0.1465 | -504.3416 | 2245 | 1740.6584 | 1594.1584 | 1594.1584
results359.txt | 6548 KANGASALA 400.00 | 0.121 | -504.3416 | 2245 | 1740.6584 | 1619.6584 | 1619.6584
results359.txt | 6549 LAVIANVOURI 400.00 | 0.1218 | -504.3416 | 2245 | 1740.6584 | 1618.8584 | 1618.8584
results359.txt | 6550 KOPULA 400.00 | 0.1304 | -504.3416 | 2245 | 1740.6584 | 1610.2584 | 1610.2584
results359.txt | 6551 HIKIÄ 400.00 | 0.1234 | -504.3416 | 2245 | 1740.6584 | 1617.2584 | 1617.2584
results359.txt | 6552 TAMMISTO 400.00 | 0.1313 | -504.3416 | 2245 | 1740.6584 | 1609.3584 | 1609.3584
results359.txt | 6553 NURMIJÄRVI 400.00 | 0.123 | -504.3416 | 2245 | 1740.6584 | 1617.6584 | 1617.6584
results359.txt | 6554 LÄNSISALMI 400.00 | 0.1277 | -504.3416 | 2245 | 1740.6584 | 1612.9584 | 1612.9584
results359.txt | 6555 INKOO 400.00 | 0.1396 | -504.3416 | 2245 | 1740.6584 | 1601.0584 | 1601.0584
results359.txt | 6556 ESPOO 400.00 | 0.1329 | -504.3416 | 2245 | 1740.6584 | 1607.7584 | 1607.7584
results359.txt | 6567 ANTTILA 400.00 | 0.1223 | -504.3416 | 2245 | 1740.6584 | 1618.3584 | 1618.3584
results359.txt | 6569 KORIA 400.00 | 0.1092 | -504.3416 | 2245 | 1740.6584 | 1631.4584 | 1631.4584
results359.txt | 6570 LOVIISA 400.00 | 0.1159 | -504.3416 | 2245 | 1740.6584 | 1624.7584 | 1624.7584
results359.txt | 6615 TAHKOLUOTO 400.00 | 0.1836 | -504.3416 | 2245 | 1740.6584 | 1557.0584 | 1557.0584
results359.txt | 6617 OLKILUOTO 400.00 | 0.1683 | -504.3416 | 2245 | 1740.6584 | 1572.3584 | 1572.3584
results359.txt | 6618 RAUMA 400.00 | 0.1668 | -504.3416 | 2245 | 1740.6584 | 1573.8584 | 1573.8584
results359.txt | 6619 ULVILA 400.00 | 0.185 | -504.3416 | 2245 | 1740.6584 | 1555.6584 | 1555.6584
results359.txt | 6621 LIETO 400.00 | 0.1511 | -504.3416 | 2245 | 1740.6584 | 1589.5584 | 1589.5584
results359.txt | 6778 HIRVISUO 400.00 | -0.1047 | -504.3416 | 2245 | 1740.6584 | 1845.3584 | 1845.3584
results359.txt | 6810 TUOVILA 400.00 | -0.1952 | -504.3416 | 2245 | 1740.6584 | 1935.8584 | 1935.8584
results359.txt | 6811 KRSITINESTAD400.00 | 0.4723 | -504.3416 | 2245 | 1740.6584 | 1268.3584 | 1268.3584
results359.txt | 9303 MUSALA 400.00 | -0.1499 | -504.3416 | 2245 | 1740.6584 | 1890.5584 | 1890.5584
results359.txt | 9305 KÄRPPIÖN 400.00 | 0.5777 | -504.3416 | 2245 | 1740.6584 | 1162.9584 | 1162.9584
results359.txt | 9306 HONKAJOEN 400.00 | 0.1333 | -504.3416 | 2245 | 1740.6584 | 1607.3584 | 1607.3584
results359.txt | 9308 ORIMATTILAN 400.00 | 0.116 | -504.3416 | 2245 | 1740.6584 | 1624.6584 | 1624.6584
results359.txt | 9309 NAANTALINSAL400.00 | 0.151 | -504.3416 | 2245 | 1740.6584 | 1589.6584 | 1589.6584
results360.txt | PTI INTERACTIVE POWER SYSTEM SIMULATOR--PSS(R)E MON, MAY 29 2023 |  | -501.4872 | 2245 | 1743.5128
results360.txt | SENSITIVITY FACTORS ARE CALCULATED WITH AC |  | -501.4872 | 2245 | 1743.5128
results360.txt | SUBSYSTEM 'RESERV' IS USED FOR OPPOSING SYSTEM FOR MW POWER |  | -501.4872 | 2245 | 1743.5128
results360.txt | SENSITIVITY FACTORS OF BRANCH FLOW (MVA) ON 6547 FORSSA 400.00 TO 6621 LIETO 400.00 2 MORE THAN | 0.1 | -501.4872 | 2245 | 1743.5128 | 1643.5128 | 1643.5128
results360.txt | <--------- BUS NAME --------> |  | -501.4872 | 2245 | 1743.5128
results360.txt | 6546 SALO 400.00 | 0.343 | -501.4872 | 2245 | 1743.5128 | 1400.5128 | 1400.5128
results360.txt | 6547 FORSSA 400.00 | -0.1256 | -501.4872 | 2245 | 1743.5128 | 1869.1128 | 1869.1128
results360.txt | 6555 INKOO 400.00 | 0.1842 | -501.4872 | 2245 | 1743.5128 | 1559.3128 | 1559.3128
results360.txt | 6621 LIETO 400.00 | 0.4186 | -501.4872 | 2245 | 1743.5128 | 1324.9128 | 1324.9128
results360.txt | 9309 NAANTALINSAL400.00 | 0.4185 | -501.4872 | 2245 | 1743.5128 | 1325.0128 | 1325.0128
results361.txt | PTI INTERACTIVE POWER SYSTEM SIMULATOR--PSS(R)E MON, MAY 29 2023 |  | 500.0588 | 2245 | 1744.9412
results361.txt | SENSITIVITY FACTORS ARE CALCULATED WITH AC |  | 500.0588 | 2245 | 1744.9412
results361.txt | SUBSYSTEM 'RESERV' IS USED FOR OPPOSING SYSTEM FOR MW POWER |  | 500.0588 | 2245 | 1744.9412
results361.txt | SENSITIVITY FACTORS OF BRANCH FLOW (MVA) ON 6567 ANTTILA 400.00 TO 6572 KYMI 400.00 5 MORE THAN | 0.1 | 500.0588 | 2245 | 1744.9412 | 1644.9412 | 1644.9412
results361.txt | <--------- BUS NAME --------> |  | 500.0588 | 2245 | 1744.9412
results361.txt | 6572 KYMI 400.00 | -0.3139 | 500.0588 | 2245 | 1744.9412 | 2058.8412 | 2058.8412
results361.txt | 6552 TAMMISTO 400.00 | 0.1167 | 500.0588 | 2245 | 1744.9412 | 1628.2412 | 1628.2412
results361.txt | 6553 NURMIJÄRVI 400.00 | 0.1085 | 500.0588 | 2245 | 1744.9412 | 1636.4412 | 1636.4412
results361.txt | 6554 LÄNSISALMI 400.00 | 0.1361 | 500.0588 | 2245 | 1744.9412 | 1608.8412 | 1608.8412
results361.txt | 6556 ESPOO 400.00 | 0.1019 | 500.0588 | 2245 | 1744.9412 | 1643.0412 | 1643.0412
results361.txt | 6567 ANTTILA 400.00 | 0.1682 | 500.0588 | 2245 | 1744.9412 | 1576.7412 | 1576.7412
results361.txt | 6569 KORIA 400.00 | -0.1606 | 500.0588 | 2245 | 1744.9412 | 1905.5412 | 1905.5412
results361.txt | 6573 YLLIKKÄLÄ 400.00 | -0.1103 | 500.0588 | 2245 | 1744.9412 | 1855.2412 | 1855.2412
results362.txt | PTI INTERACTIVE POWER SYSTEM SIMULATOR--PSS(R)E MON, MAY 29 2023 |  | 496.8578 | 2245 | 1748.1423
results362.txt | SENSITIVITY FACTORS ARE CALCULATED WITH AC |  | 496.8578 | 2245 | 1748.1423
results362.txt | SUBSYSTEM 'RESERV' IS USED FOR OPPOSING SYSTEM FOR MW POWER |  | 496.8578 | 2245 | 1748.1423
results362.txt | SENSITIVITY FACTORS OF BRANCH FLOW (MVA) ON 7019 BALSFJORD 400.00 TO 9005 BERGHEIM 400.00 3 MORE THAN | 0.1 | 496.8578 | 2245 | 1748.1423 | 1648.1422 | 1648.1422
results362.txt | <--------- BUS NAME --------> |  | 496.8578 | 2245 | 1748.1423
results362.txt | 7017 HAMMERFEST 400.00 | -0.5111 | 496.8578 | 2245 | 1748.1423 | 2230.7578 | 2230.7578
results362.txt | 9001 SEIDAFJELL 400.00 | -0.5096 | 496.8578 | 2245 | 1748.1423 | 2232.2578 | 2232.2578
results362.txt | 9002 LEBSESBY 400.00 | -0.51 | 496.8578 | 2245 | 1748.1423 | 2231.8578 | 2231.8578
results362.txt | 9003 HAMMERF 400.00 | -0.5111 | 496.8578 | 2245 | 1748.1423 | 2230.7578 | 2230.7578
results362.txt | 9004 ALTA 400.00 | -0.5064 | 496.8578 | 2245 | 1748.1423 | 2235.4578 | 2235.4578
results362.txt | 9005 BERGHEIM 400.00 | -0.502 | 496.8578 | 2245 | 1748.1423 | 2239.8578 | 2239.8578
results363.txt | PTI INTERACTIVE POWER SYSTEM SIMULATOR--PSS(R)E MON, MAY 29 2023 |  | 496.8578 | 2245 | 1748.1423
results363.txt | SENSITIVITY FACTORS ARE CALCULATED WITH AC |  | 496.8578 | 2245 | 1748.1423
results363.txt | SUBSYSTEM 'RESERV' IS USED FOR OPPOSING SYSTEM FOR MW POWER |  | 496.8578 | 2245 | 1748.1423
results363.txt | SENSITIVITY FACTORS OF BRANCH FLOW (MVA) ON 7019 BALSFJORD 400.00 TO 9005 BERGHEIM 400.00 5 MORE THAN | 0.1 | 496.8578 | 2245 | 1748.1423 | 1648.1422 | 1648.1422
results363.txt | <--------- BUS NAME --------> |  | 496.8578 | 2245 | 1748.1423
results363.txt | 7017 HAMMERFEST 400.00 | -0.5111 | 496.8578 | 2245 | 1748.1423 | 2230.7578 | 2230.7578
results363.txt | 9001 SEIDAFJELL 400.00 | -0.5096 | 496.8578 | 2245 | 1748.1423 | 2232.2578 | 2232.2578
results363.txt | 9002 LEBSESBY 400.00 | -0.51 | 496.8578 | 2245 | 1748.1423 | 2231.8578 | 2231.8578
results363.txt | 9003 HAMMERF 400.00 | -0.5111 | 496.8578 | 2245 | 1748.1423 | 2230.7578 | 2230.7578
results363.txt | 9004 ALTA 400.00 | -0.5064 | 496.8578 | 2245 | 1748.1423 | 2235.4578 | 2235.4578
results363.txt | 9005 BERGHEIM 400.00 | -0.502 | 496.8578 | 2245 | 1748.1423 | 2239.8578 | 2239.8578
results364.txt | PTI INTERACTIVE POWER SYSTEM SIMULATOR--PSS(R)E MON, MAY 29 2023 |  | 492.9289 | 2245 | 1752.0712
results364.txt | SENSITIVITY FACTORS ARE CALCULATED WITH AC |  | 492.9289 | 2245 | 1752.0712
results364.txt | SUBSYSTEM 'RESERV' IS USED FOR OPPOSING SYSTEM FOR MW POWER |  | 492.9289 | 2245 | 1752.0712
results364.txt | SENSITIVITY FACTORS OF BRANCH FLOW (MVA) ON 6337 BARSEBACK 400.00 TO 6338 HURVA 400.00 1 MORE THAN | 0.1 | 492.9289 | 2245 | 1752.0712 | 1652.0711 | 1652.0711
results364.txt | <--------- BUS NAME --------> |  | 492.9289 | 2245 | 1752.0712
results364.txt | 5624 HERSLEV 400.00 | 0.2083 | 492.9289 | 2245 | 1752.0712 | 1543.7711 | 1543.7711
results364.txt | 5642 HOVEGARD 400.00 | 0.208 | 492.9289 | 2245 | 1752.0712 | 1544.0711 | 1544.0711
results364.txt | 5646 BJAEVERSKOV4400.00 | 0.2079 | 492.9289 | 2245 | 1752.0712 | 1544.1711 | 1544.1711
results364.txt | 5645 BJAEVERSKOV2220.00 | 0.2076 | 492.9289 | 2245 | 1752.0712 | 1544.4711 | 1544.4711
results364.txt | 5657 ISHOJ400 400.00 | 0.208 | 492.9289 | 2245 | 1752.0712 | 1544.0711 | 1544.0711
results364.txt | 5656 ISHOJ220 220.00 | 0.2084 | 492.9289 | 2245 | 1752.0712 | 1543.6711 | 1543.6711
results364.txt | 5660 AVEDOREVERK 400.00 | 0.2082 | 492.9289 | 2245 | 1752.0712 | 1543.8711 | 1543.8711
results364.txt | 5662 ORSTEDSVERKE400.00 | 0.2084 | 492.9289 | 2245 | 1752.0712 | 1543.6711 | 1543.6711
results364.txt | 5671 SEGE 400.00 | 0.1217 | 492.9289 | 2245 | 1752.0712 | 1630.3711 | 1630.3711
results364.txt | 5672 ARRIE 400.00 | 0.1217 | 492.9289 | 2245 | 1752.0712 | 1630.3711 | 1630.3711
results364.txt | 5673 KRUSEBERG 400.00 | 0.1217 | 492.9289 | 2245 | 1752.0712 | 1630.3711 | 1630.3711
results364.txt | 5676 WIND FARM 220.00 | 0.2042 | 492.9289 | 2245 | 1752.0712 | 1547.8711 | 1547.8711
results364.txt | 5845 ASNAESVERK 400.00 | 0.2081 | 492.9289 | 2245 | 1752.0712 | 1543.9711 | 1543.9711
results364.txt | 6319 KYNDBYVERKER400.00 | 0.2079 | 492.9289 | 2245 | 1752.0712 | 1544.1711 | 1544.1711
results364.txt | 6324 GORLOSEGARD 400.00 | 0.2072 | 492.9289 | 2245 | 1752.0712 | 1544.8711 | 1544.8711
results364.txt | 6330 GELNTEGARD2 400.00 | 0.2089 | 492.9289 | 2245 | 1752.0712 | 1543.1711 | 1543.1711
results364.txt | 6334 GLENTEGARD 400.00 | 0.2092 | 492.9289 | 2245 | 1752.0712 | 1542.8711 | 1542.8711
results364.txt | 6335 SODERASEN 400.00 | 0.2047 | 492.9289 | 2245 | 1752.0712 | 1547.3711 | 1547.3711
results364.txt | 6337 BARSEBACK 400.00 | 0.276 | 492.9289 | 2245 | 1752.0712 | 1476.0711 | 1476.0711
results364.txt | 6338 HURVA 400.00 | -0.2309 | 492.9289 | 2245 | 1752.0712 | 1982.9711 | 1982.9711
results364.txt | 6348 OSKARSHAMN 400.00 | -0.1036 | 492.9289 | 2245 | 1752.0712 | 1855.6711 | 1855.6711
results364.txt | 6349 ALVESTA 400.00 | -0.1321 | 492.9289 | 2245 | 1752.0712 | 1884.1711 | 1884.1711
results364.txt | 6350 HEMSJO 400.00 | -0.1523 | 492.9289 | 2245 | 1752.0712 | 1904.3711 | 1904.3711
results364.txt | 6351 KARLSHAMN 400.00 | -0.1522 | 492.9289 | 2245 | 1752.0712 | 1904.2711 | 1904.2711
results364.txt | 6354 NYBRO 400.00 | -0.1359 | 492.9289 | 2245 | 1752.0712 | 1887.9711 | 1887.9711
results364.txt | 7429 JOINT 220.00 | 0.2045 | 492.9289 | 2245 | 1752.0712 | 1547.5711 | 1547.5711
results364.txt | 1052 BREARED 400.00 | 0.129 | 492.9289 | 2245 | 1752.0712 | 1623.0711 | 1623.0711
results364.txt | 1053 HÄRADSBO 400.00 | 0.1257 | 492.9289 | 2245 | 1752.0712 | 1626.3711 | 1626.3711
results364.txt | 9401 HAGESKRUV 400.00 | -0.1177 | 492.9289 | 2245 | 1752.0712 | 1869.7711 | 1869.7711
results365.txt | PTI INTERACTIVE POWER SYSTEM SIMULATOR--PSS(R)E MON, MAY 29 2023 |  | 489.6381 | 2245 | 1755.3619
results365.txt | SENSITIVITY FACTORS ARE CALCULATED WITH AC |  | 489.6381 | 2245 | 1755.3619
results365.txt | SUBSYSTEM 'RESERV' IS USED FOR OPPOSING SYSTEM FOR MW POWER |  | 489.6381 | 2245 | 1755.3619
results365.txt | SENSITIVITY FACTORS OF BRANCH FLOW (MVA) ON 5671 SEGE 400.00 TO 6338 HURVA 400.00 3 MORE THAN | 0.1 | 489.6381 | 2245 | 1755.3619 | 1655.3619 | 1655.3619
results365.txt | <--------- BUS NAME --------> |  | 489.6381 | 2245 | 1755.3619
results365.txt | 5624 HERSLEV 400.00 | 0.1768 | 489.6381 | 2245 | 1755.3619 | 1578.5619 | 1578.5619
results365.txt | 5642 HOVEGARD 400.00 | 0.1766 | 489.6381 | 2245 | 1755.3619 | 1578.7619 | 1578.7619
results365.txt | 5646 BJAEVERSKOV4400.00 | 0.1765 | 489.6381 | 2245 | 1755.3619 | 1578.8619 | 1578.8619
results365.txt | 5645 BJAEVERSKOV2220.00 | 0.1762 | 489.6381 | 2245 | 1755.3619 | 1579.1619 | 1579.1619
results365.txt | 5657 ISHOJ400 400.00 | 0.1766 | 489.6381 | 2245 | 1755.3619 | 1578.7619 | 1578.7619
results365.txt | 5656 ISHOJ220 220.00 | 0.1769 | 489.6381 | 2245 | 1755.3619 | 1578.4619 | 1578.4619
results365.txt | 5660 AVEDOREVERK 400.00 | 0.1767 | 489.6381 | 2245 | 1755.3619 | 1578.6619 | 1578.6619
results365.txt | 5662 ORSTEDSVERKE400.00 | 0.1769 | 489.6381 | 2245 | 1755.3619 | 1578.4619 | 1578.4619
results365.txt | 5671 SEGE 400.00 | 0.4093 | 489.6381 | 2245 | 1755.3619 | 1346.0619 | 1346.0619
results365.txt | 5672 ARRIE 400.00 | 0.4092 | 489.6381 | 2245 | 1755.3619 | 1346.1619 | 1346.1619
results365.txt | 5673 KRUSEBERG 400.00 | 0.4092 | 489.6381 | 2245 | 1755.3619 | 1346.1619 | 1346.1619
results365.txt | 5676 WIND FARM 220.00 | 0.1734 | 489.6381 | 2245 | 1755.3619 | 1581.9619 | 1581.9619
results365.txt | 5845 ASNAESVERK 400.00 | 0.1767 | 489.6381 | 2245 | 1755.3619 | 1578.6619 | 1578.6619
results365.txt | 6319 KYNDBYVERKER400.00 | 0.1765 | 489.6381 | 2245 | 1755.3619 | 1578.8619 | 1578.8619
results365.txt | 6324 GORLOSEGARD 400.00 | 0.1759 | 489.6381 | 2245 | 1755.3619 | 1579.4619 | 1579.4619
results365.txt | 6330 GELNTEGARD2 400.00 | 0.1774 | 489.6381 | 2245 | 1755.3619 | 1577.9619 | 1577.9619
results365.txt | 6334 GLENTEGARD 400.00 | 0.1776 | 489.6381 | 2245 | 1755.3619 | 1577.7619 | 1577.7619
results365.txt | 6335 SODERASEN 400.00 | 0.1738 | 489.6381 | 2245 | 1755.3619 | 1581.5619 | 1581.5619
results365.txt | 6337 BARSEBACK 400.00 | 0.2343 | 489.6381 | 2245 | 1755.3619 | 1521.0619 | 1521.0619
results365.txt | 6338 HURVA 400.00 | -0.1961 | 489.6381 | 2245 | 1755.3619 | 1951.4619 | 1951.4619
results365.txt | 6349 ALVESTA 400.00 | -0.1121 | 489.6381 | 2245 | 1755.3619 | 1867.4619 | 1867.4619
results365.txt | 6350 HEMSJO 400.00 | -0.1293 | 489.6381 | 2245 | 1755.3619 | 1884.6619 | 1884.6619
results365.txt | 6351 KARLSHAMN 400.00 | -0.1293 | 489.6381 | 2245 | 1755.3619 | 1884.6619 | 1884.6619
results365.txt | 6354 NYBRO 400.00 | -0.1154 | 489.6381 | 2245 | 1755.3619 | 1870.7619 | 1870.7619
results365.txt | 7429 JOINT 220.00 | 0.1737 | 489.6381 | 2245 | 1755.3619 | 1581.6619 | 1581.6619
results365.txt | 1052 BREARED 400.00 | 0.1095 | 489.6381 | 2245 | 1755.3619 | 1645.8619 | 1645.8619
results365.txt | 1053 HÄRADSBO 400.00 | 0.1068 | 489.6381 | 2245 | 1755.3619 | 1648.5619 | 1648.5619
results366.txt | PTI INTERACTIVE POWER SYSTEM SIMULATOR--PSS(R)E MON, MAY 29 2023 |  | -488.8805 | 2245 | 1756.1196
results366.txt | SENSITIVITY FACTORS ARE CALCULATED WITH AC |  | -488.8805 | 2245 | 1756.1196
results366.txt | SUBSYSTEM 'RESERV' IS USED FOR OPPOSING SYSTEM FOR MW POWER |  | -488.8805 | 2245 | 1756.1196
results366.txt | SENSITIVITY FACTORS OF BRANCH FLOW (MVA) ON 6728 GRENLAND 400.00 TO 9012 BAMBLE 400.00 3 MORE THAN | 0.1 | -488.8805 | 2245 | 1756.1196 | 1656.1195 | 1656.1195
results366.txt | <--------- BUS NAME --------> |  | -488.8805 | 2245 | 1756.1196
results366.txt | 6728 GRENLAND 400.00 | -0.2289 | -488.8805 | 2245 | 1756.1196 | 1985.0195 | 1985.0195
results366.txt | 9012 BAMBLE 400.00 | 0.379 | -488.8805 | 2245 | 1756.1196 | 1377.1195 | 1377.1195
results367.txt | PTI INTERACTIVE POWER SYSTEM SIMULATOR--PSS(R)E MON, MAY 29 2023 |  | 479.9482 | 2245 | 1765.0518
results367.txt | SENSITIVITY FACTORS ARE CALCULATED WITH AC |  | 479.9482 | 2245 | 1765.0518
results367.txt | SUBSYSTEM 'RESERV' IS USED FOR OPPOSING SYSTEM FOR MW POWER |  | 479.9482 | 2245 | 1765.0518
results367.txt | SENSITIVITY FACTORS OF BRANCH FLOW (MVA) ON 6938 NAMSOS 400.00 TO 6941 TUNNSJO300 400.00 4 MORE THAN | 0.1 | 479.9482 | 2245 | 1765.0518 | 1665.0518 | 1665.0518
results367.txt | <--------- BUS NAME --------> |  | 479.9482 | 2245 | 1765.0518
results367.txt | 6812 OGNDAL 400.00 | 0.1467 | 479.9482 | 2245 | 1765.0518 | 1618.3518 | 1618.3518
results367.txt | 6814 VERDAL400 400.00 | 0.1365 | 479.9482 | 2245 | 1765.0518 | 1628.5518 | 1628.5518
results367.txt | 6813 VERDAL300 400.00 | 0.1365 | 479.9482 | 2245 | 1765.0518 | 1628.5518 | 1628.5518
results367.txt | 6861 SNILLDAL 400.00 | 0.1104 | 479.9482 | 2245 | 1765.0518 | 1654.6518 | 1654.6518
results367.txt | 6862 SURNA 400.00 | 0.101 | 479.9482 | 2245 | 1765.0518 | 1664.0518 | 1664.0518
results367.txt | 6863 HOFSTAD 400.00 | 0.1444 | 479.9482 | 2245 | 1765.0518 | 1620.6518 | 1620.6518
results367.txt | 6864 ÅFJORD 400.00 | 0.1273 | 479.9482 | 2245 | 1765.0518 | 1637.7518 | 1637.7518
results367.txt | 6866 ORKDAL400 400.00 | 0.1043 | 479.9482 | 2245 | 1765.0518 | 1660.7518 | 1660.7518
results367.txt | 6865 ORKDAL300 400.00 | 0.1043 | 479.9482 | 2245 | 1765.0518 | 1660.7518 | 1660.7518
results367.txt | 6867 STRINDA 400.00 | 0.109 | 479.9482 | 2245 | 1765.0518 | 1656.0518 | 1656.0518
results367.txt | 6869 KLAEBU400 400.00 | 0.1061 | 479.9482 | 2245 | 1765.0518 | 1658.9518 | 1658.9518
results367.txt | 6868 KLAEBU300 400.00 | 0.1061 | 479.9482 | 2245 | 1765.0518 | 1658.9518 | 1658.9518
results367.txt | 6871 EIDUM400 400.00 | 0.1155 | 479.9482 | 2245 | 1765.0518 | 1649.5518 | 1649.5518
results367.txt | 6870 EIDUM300 400.00 | 0.1154 | 479.9482 | 2245 | 1765.0518 | 1649.6518 | 1649.6518
results367.txt | 6936 NEDRERÖS400 400.00 | -0.2619 | 479.9482 | 2245 | 1765.0518 | 2026.9518 | 2026.9518
results367.txt | 6935 NEDRERÖS300 400.00 | -0.262 | 479.9482 | 2245 | 1765.0518 | 2027.0518 | 2027.0518
results367.txt | 6934 NEDRERÖS220 220.00 | -0.2283 | 479.9482 | 2245 | 1765.0518 | 1993.3518 | 1993.3518
results367.txt | 6937 MARKA 400.00 | -0.2731 | 479.9482 | 2245 | 1765.0518 | 2038.1518 | 2038.1518
results367.txt | 6938 NAMSOS 400.00 | 0.1711 | 479.9482 | 2245 | 1765.0518 | 1593.9518 | 1593.9518
results367.txt | 6939 KOLSVIK 400.00 | -0.2962 | 479.9482 | 2245 | 1765.0518 | 2061.2518 | 2061.2518
results367.txt | 6940 NAMSKOGEN 400.00 | -0.2966 | 479.9482 | 2245 | 1765.0518 | 2061.6518 | 2061.6518
results367.txt | 6942 TUNNSJO400 400.00 | -0.3054 | 479.9482 | 2245 | 1765.0518 | 2070.4518 | 2070.4518
results367.txt | 6941 TUNNSJO300 400.00 | -0.3054 | 479.9482 | 2245 | 1765.0518 | 2070.4518 | 2070.4518
results367.txt | 6944 RANA 400.00 | -0.2549 | 479.9482 | 2245 | 1765.0518 | 2019.9518 | 2019.9518
results367.txt | 6945 GEJMÅN 220.00 | -0.176 | 479.9482 | 2245 | 1765.0518 | 1941.0518 | 1941.0518
results367.txt | 6946 AJAURE 220.00 | -0.1426 | 479.9482 | 2245 | 1765.0518 | 1907.6518 | 1907.6518
results367.txt | 6947 GARDIKFORS 220.00 | -0.1209 | 479.9482 | 2245 | 1765.0518 | 1885.9518 | 1885.9518
results367.txt | 6996 OFOTEN 400.00 | -0.1807 | 479.9482 | 2245 | 1765.0518 | 1945.7518 | 1945.7518
results367.txt | 6997 NARVIK 400.00 | -0.1814 | 479.9482 | 2245 | 1765.0518 | 1946.4518 | 1946.4518
results367.txt | 7000 VITAS 400.00 | -0.1297 | 479.9482 | 2245 | 1765.0518 | 1894.7518 | 1894.7518
results367.txt | 7006 SVARTISEN 400.00 | -0.2414 | 479.9482 | 2245 | 1765.0518 | 2006.4518 | 2006.4518
results367.txt | 7007 KOBBELV 400.00 | -0.203 | 479.9482 | 2245 | 1765.0518 | 1968.0518 | 1968.0518
results367.txt | 7008 SALTEN 400.00 | -0.2121 | 479.9482 | 2245 | 1765.0518 | 1977.1518 | 1977.1518
results367.txt | 7017 HAMMERFEST 400.00 | -0.1864 | 479.9482 | 2245 | 1765.0518 | 1951.4518 | 1951.4518
results367.txt | 7019 BALSFJORD 400.00 | -0.1832 | 479.9482 | 2245 | 1765.0518 | 1948.2518 | 1948.2518
results367.txt | 7020 BARDUFOSS 400.00 | -0.1828 | 479.9482 | 2245 | 1765.0518 | 1947.8518 | 1947.8518
results367.txt | 7062 RITSEM 400.00 | -0.1417 | 479.9482 | 2245 | 1765.0518 | 1906.7518 | 1906.7518
results367.txt | 7799 JOINT 220.00 | -0.1761 | 479.9482 | 2245 | 1765.0518 | 1941.1518 | 1941.1518
results367.txt | 8643 JOINT 220.00 | -0.1208 | 479.9482 | 2245 | 1765.0518 | 1885.8518 | 1885.8518
results367.txt | 9001 SEIDAFJELL 400.00 | -0.186 | 479.9482 | 2245 | 1765.0518 | 1951.0518 | 1951.0518
results367.txt | 9002 LEBSESBY 400.00 | -0.1861 | 479.9482 | 2245 | 1765.0518 | 1951.1518 | 1951.1518
results367.txt | 9003 HAMMERF 400.00 | -0.1864 | 479.9482 | 2245 | 1765.0518 | 1951.4518 | 1951.4518
results367.txt | 9004 ALTA 400.00 | -0.1853 | 479.9482 | 2245 | 1765.0518 | 1950.3518 | 1950.3518
results367.txt | 9005 BERGHEIM 400.00 | -0.1842 | 479.9482 | 2245 | 1765.0518 | 1949.2518 | 1949.2518
results367.txt | 9006 TROFORS 400.00 | -0.2802 | 479.9482 | 2245 | 1765.0518 | 2045.2518 | 2045.2518
results367.txt | 9007 TJELDBERGO 400.00 | 0.1059 | 479.9482 | 2245 | 1765.0518 | 1659.1518 | 1659.1518
results368.txt | PTI INTERACTIVE POWER SYSTEM SIMULATOR--PSS(R)E MON, MAY 29 2023 |  | 479.9482 | 2245 | 1765.0518
results368.txt | SENSITIVITY FACTORS ARE CALCULATED WITH AC |  | 479.9482 | 2245 | 1765.0518
results368.txt | SUBSYSTEM 'RESERV' IS USED FOR OPPOSING SYSTEM FOR MW POWER |  | 479.9482 | 2245 | 1765.0518
results368.txt | SENSITIVITY FACTORS OF BRANCH FLOW (MVA) ON 6938 NAMSOS 400.00 TO 6941 TUNNSJO300 400.00 5 MORE THAN | 0.1 | 479.9482 | 2245 | 1765.0518 | 1665.0518 | 1665.0518
results368.txt | <--------- BUS NAME --------> |  | 479.9482 | 2245 | 1765.0518
results368.txt | 6812 OGNDAL 400.00 | 0.1467 | 479.9482 | 2245 | 1765.0518 | 1618.3518 | 1618.3518
results368.txt | 6814 VERDAL400 400.00 | 0.1365 | 479.9482 | 2245 | 1765.0518 | 1628.5518 | 1628.5518
results368.txt | 6813 VERDAL300 400.00 | 0.1365 | 479.9482 | 2245 | 1765.0518 | 1628.5518 | 1628.5518
results368.txt | 6861 SNILLDAL 400.00 | 0.1104 | 479.9482 | 2245 | 1765.0518 | 1654.6518 | 1654.6518
results368.txt | 6862 SURNA 400.00 | 0.101 | 479.9482 | 2245 | 1765.0518 | 1664.0518 | 1664.0518
results368.txt | 6863 HOFSTAD 400.00 | 0.1444 | 479.9482 | 2245 | 1765.0518 | 1620.6518 | 1620.6518
results368.txt | 6864 ÅFJORD 400.00 | 0.1273 | 479.9482 | 2245 | 1765.0518 | 1637.7518 | 1637.7518
results368.txt | 6866 ORKDAL400 400.00 | 0.1043 | 479.9482 | 2245 | 1765.0518 | 1660.7518 | 1660.7518
results368.txt | 6865 ORKDAL300 400.00 | 0.1043 | 479.9482 | 2245 | 1765.0518 | 1660.7518 | 1660.7518
results368.txt | 6867 STRINDA 400.00 | 0.109 | 479.9482 | 2245 | 1765.0518 | 1656.0518 | 1656.0518
results368.txt | 6869 KLAEBU400 400.00 | 0.1061 | 479.9482 | 2245 | 1765.0518 | 1658.9518 | 1658.9518
results368.txt | 6868 KLAEBU300 400.00 | 0.1061 | 479.9482 | 2245 | 1765.0518 | 1658.9518 | 1658.9518
results368.txt | 6871 EIDUM400 400.00 | 0.1155 | 479.9482 | 2245 | 1765.0518 | 1649.5518 | 1649.5518
results368.txt | 6870 EIDUM300 400.00 | 0.1154 | 479.9482 | 2245 | 1765.0518 | 1649.6518 | 1649.6518
results368.txt | 6936 NEDRERÖS400 400.00 | -0.2619 | 479.9482 | 2245 | 1765.0518 | 2026.9518 | 2026.9518
results368.txt | 6935 NEDRERÖS300 400.00 | -0.262 | 479.9482 | 2245 | 1765.0518 | 2027.0518 | 2027.0518
results368.txt | 6934 NEDRERÖS220 220.00 | -0.2283 | 479.9482 | 2245 | 1765.0518 | 1993.3518 | 1993.3518
results368.txt | 6937 MARKA 400.00 | -0.2731 | 479.9482 | 2245 | 1765.0518 | 2038.1518 | 2038.1518
results368.txt | 6938 NAMSOS 400.00 | 0.1711 | 479.9482 | 2245 | 1765.0518 | 1593.9518 | 1593.9518
results368.txt | 6939 KOLSVIK 400.00 | -0.2962 | 479.9482 | 2245 | 1765.0518 | 2061.2518 | 2061.2518
results368.txt | 6940 NAMSKOGEN 400.00 | -0.2966 | 479.9482 | 2245 | 1765.0518 | 2061.6518 | 2061.6518
results368.txt | 6942 TUNNSJO400 400.00 | -0.3054 | 479.9482 | 2245 | 1765.0518 | 2070.4518 | 2070.4518
results368.txt | 6941 TUNNSJO300 400.00 | -0.3054 | 479.9482 | 2245 | 1765.0518 | 2070.4518 | 2070.4518
results368.txt | 6944 RANA 400.00 | -0.2549 | 479.9482 | 2245 | 1765.0518 | 2019.9518 | 2019.9518
results368.txt | 6945 GEJMÅN 220.00 | -0.176 | 479.9482 | 2245 | 1765.0518 | 1941.0518 | 1941.0518
results368.txt | 6946 AJAURE 220.00 | -0.1426 | 479.9482 | 2245 | 1765.0518 | 1907.6518 | 1907.6518
results368.txt | 6947 GARDIKFORS 220.00 | -0.1209 | 479.9482 | 2245 | 1765.0518 | 1885.9518 | 1885.9518
results368.txt | 6996 OFOTEN 400.00 | -0.1807 | 479.9482 | 2245 | 1765.0518 | 1945.7518 | 1945.7518
results368.txt | 6997 NARVIK 400.00 | -0.1814 | 479.9482 | 2245 | 1765.0518 | 1946.4518 | 1946.4518
results368.txt | 7000 VITAS 400.00 | -0.1297 | 479.9482 | 2245 | 1765.0518 | 1894.7518 | 1894.7518
results368.txt | 7006 SVARTISEN 400.00 | -0.2414 | 479.9482 | 2245 | 1765.0518 | 2006.4518 | 2006.4518
results368.txt | 7007 KOBBELV 400.00 | -0.203 | 479.9482 | 2245 | 1765.0518 | 1968.0518 | 1968.0518
results368.txt | 7008 SALTEN 400.00 | -0.2121 | 479.9482 | 2245 | 1765.0518 | 1977.1518 | 1977.1518
results368.txt | 7017 HAMMERFEST 400.00 | -0.1864 | 479.9482 | 2245 | 1765.0518 | 1951.4518 | 1951.4518
results368.txt | 7019 BALSFJORD 400.00 | -0.1832 | 479.9482 | 2245 | 1765.0518 | 1948.2518 | 1948.2518
results368.txt | 7020 BARDUFOSS 400.00 | -0.1828 | 479.9482 | 2245 | 1765.0518 | 1947.8518 | 1947.8518
results368.txt | 7062 RITSEM 400.00 | -0.1417 | 479.9482 | 2245 | 1765.0518 | 1906.7518 | 1906.7518
results368.txt | 7799 JOINT 220.00 | -0.1761 | 479.9482 | 2245 | 1765.0518 | 1941.1518 | 1941.1518
results368.txt | 8643 JOINT 220.00 | -0.1208 | 479.9482 | 2245 | 1765.0518 | 1885.8518 | 1885.8518
results368.txt | 9001 SEIDAFJELL 400.00 | -0.186 | 479.9482 | 2245 | 1765.0518 | 1951.0518 | 1951.0518
results368.txt | 9002 LEBSESBY 400.00 | -0.1861 | 479.9482 | 2245 | 1765.0518 | 1951.1518 | 1951.1518
results368.txt | 9003 HAMMERF 400.00 | -0.1864 | 479.9482 | 2245 | 1765.0518 | 1951.4518 | 1951.4518
results368.txt | 9004 ALTA 400.00 | -0.1853 | 479.9482 | 2245 | 1765.0518 | 1950.3518 | 1950.3518
results368.txt | 9005 BERGHEIM 400.00 | -0.1842 | 479.9482 | 2245 | 1765.0518 | 1949.2518 | 1949.2518
results368.txt | 9006 TROFORS 400.00 | -0.2802 | 479.9482 | 2245 | 1765.0518 | 2045.2518 | 2045.2518
results368.txt | 9007 TJELDBERGO 400.00 | 0.1059 | 479.9482 | 2245 | 1765.0518 | 1659.1518 | 1659.1518
results369.txt | PTI INTERACTIVE POWER SYSTEM SIMULATOR--PSS(R)E MON, MAY 29 2023 |  | 476.6546 | 2245 | 1768.3454
results369.txt | SENSITIVITY FACTORS ARE CALCULATED WITH AC |  | 476.6546 | 2245 | 1768.3454
results369.txt | SUBSYSTEM 'RESERV' IS USED FOR OPPOSING SYSTEM FOR MW POWER |  | 476.6546 | 2245 | 1768.3454
results369.txt | SENSITIVITY FACTORS OF BRANCH FLOW (MVA) ON 9410 HORNDAL 400.00 TO 9411 MUNGA 400.00 1 MORE THAN | 0.1 | 476.6546 | 2245 | 1768.3454 | 1668.3454 | 1668.3454
results369.txt | <--------- BUS NAME --------> |  | 476.6546 | 2245 | 1768.3454
results369.txt | 6592 STARFORS 220.00 | 0.2155 | 476.6546 | 2245 | 1768.3454 | 1552.8454 | 1552.8454
results369.txt | 6634 OCKELBO 220.00 | 0.2129 | 476.6546 | 2245 | 1768.3454 | 1555.4454 | 1555.4454
results369.txt | 6635 HOFORS 220.00 | 0.3482 | 476.6546 | 2245 | 1768.3454 | 1420.1454 | 1420.1454
results369.txt | 6636 HORNDAL 220.00 | 0.2113 | 476.6546 | 2245 | 1768.3454 | 1557.0454 | 1557.0454
results369.txt | 9410 HORNDAL 400.00 | 0.3482 | 476.6546 | 2245 | 1768.3454 | 1420.1454 | 1420.1454
results370.txt | PTI INTERACTIVE POWER SYSTEM SIMULATOR--PSS(R)E MON, MAY 29 2023 |  | -473.3866 | 2245 | 1771.6134
results370.txt | SENSITIVITY FACTORS ARE CALCULATED WITH AC |  | -473.3866 | 2245 | 1771.6134
results370.txt | SUBSYSTEM 'RESERV' IS USED FOR OPPOSING SYSTEM FOR MW POWER |  | -473.3866 | 2245 | 1771.6134
results370.txt | SENSITIVITY FACTORS OF BRANCH FLOW (MVA) ON 6545 HUITTINEN 400.00 TO 6619 ULVILA 400.00 6 MORE THAN | 0.1 | -473.3866 | 2245 | 1771.6134 | 1671.6134 | 1671.6134
results370.txt | <--------- BUS NAME --------> |  | -473.3866 | 2245 | 1771.6134
results370.txt | 6545 HUITTINEN 400.00 | -0.2402 | -473.3866 | 2245 | 1771.6134 | 2011.8134 | 2011.8134
results370.txt | 6572 KYMI 400.00 | -0.1003 | -473.3866 | 2245 | 1771.6134 | 1871.9134 | 1871.9134
results370.txt | 6546 SALO 400.00 | -0.106 | -473.3866 | 2245 | 1771.6134 | 1877.6134 | 1877.6134
results370.txt | 6547 FORSSA 400.00 | -0.1727 | -473.3866 | 2245 | 1771.6134 | 1944.3134 | 1944.3134
results370.txt | 6550 KOPULA 400.00 | -0.1163 | -473.3866 | 2245 | 1771.6134 | 1887.9134 | 1887.9134
results370.txt | 6551 HIKIÄ 400.00 | -0.1083 | -473.3866 | 2245 | 1771.6134 | 1879.9134 | 1879.9134
results370.txt | 6552 TAMMISTO 400.00 | -0.1239 | -473.3866 | 2245 | 1771.6134 | 1895.5134 | 1895.5134
results370.txt | 6553 NURMIJÄRVI 400.00 | -0.11 | -473.3866 | 2245 | 1771.6134 | 1881.6134 | 1881.6134
results370.txt | 6554 LÄNSISALMI 400.00 | -0.119 | -473.3866 | 2245 | 1771.6134 | 1890.6134 | 1890.6134
results370.txt | 6555 INKOO 400.00 | -0.1137 | -473.3866 | 2245 | 1771.6134 | 1885.3134 | 1885.3134
results370.txt | 6556 ESPOO 400.00 | -0.1195 | -473.3866 | 2245 | 1771.6134 | 1891.1134 | 1891.1134
results370.txt | 6567 ANTTILA 400.00 | -0.1114 | -473.3866 | 2245 | 1771.6134 | 1883.0134 | 1883.0134
results370.txt | 6570 LOVIISA 400.00 | -0.1045 | -473.3866 | 2245 | 1771.6134 | 1876.1134 | 1876.1134
results370.txt | 6615 TAHKOLUOTO 400.00 | 0.1911 | -473.3866 | 2245 | 1771.6134 | 1580.5134 | 1580.5134
results370.txt | 6619 ULVILA 400.00 | 0.1926 | -473.3866 | 2245 | 1771.6134 | 1579.0134 | 1579.0134
results370.txt | 6621 LIETO 400.00 | -0.102 | -473.3866 | 2245 | 1771.6134 | 1873.6134 | 1873.6134
results370.txt | 6811 KRSITINESTAD400.00 | 0.1484 | -473.3866 | 2245 | 1771.6134 | 1623.2134 | 1623.2134
results370.txt | 9305 KÄRPPIÖN 400.00 | 0.1321 | -473.3866 | 2245 | 1771.6134 | 1639.5134 | 1639.5134
results370.txt | 9306 HONKAJOEN 400.00 | 0.1722 | -473.3866 | 2245 | 1771.6134 | 1599.4134 | 1599.4134
results370.txt | 9308 ORIMATTILAN 400.00 | -0.1023 | -473.3866 | 2245 | 1771.6134 | 1873.9134 | 1873.9134
results370.txt | 9309 NAANTALINSAL400.00 | -0.102 | -473.3866 | 2245 | 1771.6134 | 1873.6134 | 1873.6134
results371.txt | PTI INTERACTIVE POWER SYSTEM SIMULATOR--PSS(R)E MON, MAY 29 2023 |  | 463.7834 | 2245 | 1781.2166
results371.txt | SENSITIVITY FACTORS ARE CALCULATED WITH AC |  | 463.7834 | 2245 | 1781.2166
results371.txt | SUBSYSTEM 'RESERV' IS USED FOR OPPOSING SYSTEM FOR MW POWER |  | 463.7834 | 2245 | 1781.2166
results371.txt | SENSITIVITY FACTORS OF BRANCH FLOW (MVA) ON 6783 PETÄJÄV400 400.00 TO 6789 VIHTAVUORI 400.00 4 MORE THAN | 0.1 | 463.7834 | 2245 | 1781.2166 | 1681.2166 | 1681.2166
results371.txt | <--------- BUS NAME --------> |  | 463.7834 | 2245 | 1781.2166
results371.txt | 6783 PETÄJÄV400 400.00 | 0.3019 | 463.7834 | 2245 | 1781.2166 | 1479.3166 | 1479.3166
results371.txt | 6782 PETÄJÄV220 220.00 | 0.3019 | 463.7834 | 2245 | 1781.2166 | 1479.3166 | 1479.3166
results371.txt | 6784 JÄMSÄ 220.00 | 0.3044 | 463.7834 | 2245 | 1781.2166 | 1476.8166 | 1476.8166
results371.txt | 6785 TOIVILA 400.00 | 0.1888 | 463.7834 | 2245 | 1781.2166 | 1592.4166 | 1592.4166
results371.txt | 6788 ALAPITKÄ 400.00 | -0.1049 | 463.7834 | 2245 | 1781.2166 | 1886.1166 | 1886.1166
results371.txt | 6789 VIHTAVUORI 400.00 | -0.3242 | 463.7834 | 2245 | 1781.2166 | 2105.4166 | 2105.4166
results371.txt | 6790 HUUTOKOSKI 400.00 | -0.1447 | 463.7834 | 2245 | 1781.2166 | 1925.9166 | 1925.9166
results371.txt | 9307 KONTIOLAHTI 400.00 | -0.1241 | 463.7834 | 2245 | 1781.2166 | 1905.3166 | 1905.3166
results372.txt | PTI INTERACTIVE POWER SYSTEM SIMULATOR--PSS(R)E MON, MAY 29 2023 |  | 463.2064 | 2245 | 1781.7937
results372.txt | SENSITIVITY FACTORS ARE CALCULATED WITH AC |  | 463.2064 | 2245 | 1781.7937
results372.txt | SUBSYSTEM 'RESERV' IS USED FOR OPPOSING SYSTEM FOR MW POWER |  | 463.2064 | 2245 | 1781.7937
results372.txt | SENSITIVITY FACTORS OF BRANCH FLOW (MVA) ON 6778 HIRVISUO 400.00 TO 6911 JYLKKÄ 400.00 2 MORE THAN | 0.1 | 463.2064 | 2245 | 1781.7937 | 1681.7936 | 1681.7936
results372.txt | <--------- BUS NAME --------> |  | 463.2064 | 2245 | 1781.7937
results372.txt | 6571 VISULAHTI 400.00 | 0.1085 | 463.2064 | 2245 | 1781.7937 | 1673.2936 | 1673.2936
results372.txt | 6545 HUITTINEN 400.00 | 0.1857 | 463.2064 | 2245 | 1781.7937 | 1596.0936 | 1596.0936
results372.txt | 6572 KYMI 400.00 | 0.1488 | 463.2064 | 2245 | 1781.7937 | 1632.9936 | 1632.9936
results372.txt | 6546 SALO 400.00 | 0.1773 | 463.2064 | 2245 | 1781.7937 | 1604.4936 | 1604.4936
results372.txt | 6547 FORSSA 400.00 | 0.1769 | 463.2064 | 2245 | 1781.7937 | 1604.8936 | 1604.8936
results372.txt | 6548 KANGASALA 400.00 | 0.1643 | 463.2064 | 2245 | 1781.7937 | 1617.4936 | 1617.4936
results372.txt | 6549 LAVIANVOURI 400.00 | 0.1632 | 463.2064 | 2245 | 1781.7937 | 1618.5936 | 1618.5936
results372.txt | 6550 KOPULA 400.00 | 0.1652 | 463.2064 | 2245 | 1781.7937 | 1616.5936 | 1616.5936
results372.txt | 6551 HIKIÄ 400.00 | 0.1601 | 463.2064 | 2245 | 1781.7937 | 1621.6936 | 1621.6936
results372.txt | 6552 TAMMISTO 400.00 | 0.1649 | 463.2064 | 2245 | 1781.7937 | 1616.8936 | 1616.8936
results372.txt | 6553 NURMIJÄRVI 400.00 | 0.159 | 463.2064 | 2245 | 1781.7937 | 1622.7936 | 1622.7936
results372.txt | 6554 LÄNSISALMI 400.00 | 0.1619 | 463.2064 | 2245 | 1781.7937 | 1619.8936 | 1619.8936
results372.txt | 6555 INKOO 400.00 | 0.1715 | 463.2064 | 2245 | 1781.7937 | 1610.2936 | 1610.2936
results372.txt | 6556 ESPOO 400.00 | 0.1664 | 463.2064 | 2245 | 1781.7937 | 1615.3936 | 1615.3936
results372.txt | 6567 ANTTILA 400.00 | 0.1576 | 463.2064 | 2245 | 1781.7937 | 1624.1936 | 1624.1936
results372.txt | 6569 KORIA 400.00 | 0.146 | 463.2064 | 2245 | 1781.7937 | 1635.7936 | 1635.7936
results372.txt | 6570 LOVIISA 400.00 | 0.1513 | 463.2064 | 2245 | 1781.7937 | 1630.4936 | 1630.4936
results372.txt | 6573 YLLIKKÄLÄ 400.00 | 0.1221 | 463.2064 | 2245 | 1781.7937 | 1659.6936 | 1659.6936
results372.txt | 6615 TAHKOLUOTO 400.00 | 0.2028 | 463.2064 | 2245 | 1781.7937 | 1578.9936 | 1578.9936
results372.txt | 6617 OLKILUOTO 400.00 | 0.1915 | 463.2064 | 2245 | 1781.7937 | 1590.2936 | 1590.2936
results372.txt | 6618 RAUMA 400.00 | 0.1903 | 463.2064 | 2245 | 1781.7937 | 1591.4936 | 1591.4936
results372.txt | 6619 ULVILA 400.00 | 0.2044 | 463.2064 | 2245 | 1781.7937 | 1577.3936 | 1577.3936
results372.txt | 6621 LIETO 400.00 | 0.1796 | 463.2064 | 2245 | 1781.7937 | 1602.1936 | 1602.1936
results372.txt | 6778 HIRVISUO 400.00 | 0.6706 | 463.2064 | 2245 | 1781.7937 | 1111.1936 | 1111.1936
results372.txt | 6780 ALAJÄRVI 400.00 | 0.1299 | 463.2064 | 2245 | 1781.7937 | 1651.8936 | 1651.8936
results372.txt | 6781 SEINÄJOKI 400.00 | 0.2672 | 463.2064 | 2245 | 1781.7937 | 1514.5936 | 1514.5936
results372.txt | 6783 PETÄJÄV400 400.00 | 0.1121 | 463.2064 | 2245 | 1781.7937 | 1669.6936 | 1669.6936
results372.txt | 6782 PETÄJÄV220 220.00 | 0.1121 | 463.2064 | 2245 | 1781.7937 | 1669.6936 | 1669.6936
results372.txt | 6784 JÄMSÄ 220.00 | 0.113 | 463.2064 | 2245 | 1781.7937 | 1668.7936 | 1668.7936
results372.txt | 6785 TOIVILA 400.00 | 0.1373 | 463.2064 | 2245 | 1781.7937 | 1644.4936 | 1644.4936
results372.txt | 6789 VIHTAVUORI 400.00 | 0.1101 | 463.2064 | 2245 | 1781.7937 | 1671.6936 | 1671.6936
results372.txt | 6810 TUOVILA 400.00 | 0.3555 | 463.2064 | 2245 | 1781.7937 | 1426.2936 | 1426.2936
results372.txt | 6811 KRSITINESTAD400.00 | 0.2733 | 463.2064 | 2245 | 1781.7937 | 1508.4936 | 1508.4936
results372.txt | 9303 MUSALA 400.00 | 0.5117 | 463.2064 | 2245 | 1781.7937 | 1270.0936 | 1270.0936
results372.txt | 9305 KÄRPPIÖN 400.00 | 0.2986 | 463.2064 | 2245 | 1781.7937 | 1483.1936 | 1483.1936
results372.txt | 9306 HONKAJOEN 400.00 | 0.2168 | 463.2064 | 2245 | 1781.7937 | 1564.9936 | 1564.9936
results372.txt | 9308 ORIMATTILAN 400.00 | 0.1527 | 463.2064 | 2245 | 1781.7937 | 1629.0936 | 1629.0936
results372.txt | 9309 NAANTALINSAL400.00 | 0.1796 | 463.2064 | 2245 | 1781.7937 | 1602.1936 | 1602.1936
results373.txt | PTI INTERACTIVE POWER SYSTEM SIMULATOR--PSS(R)E MON, MAY 29 2023 |  | -456.2854 | 2245 | 1788.7146
results373.txt | SENSITIVITY FACTORS ARE CALCULATED WITH AC |  | -456.2854 | 2245 | 1788.7146
results373.txt | SUBSYSTEM 'RESERV' IS USED FOR OPPOSING SYSTEM FOR MW POWER |  | -456.2854 | 2245 | 1788.7146
results373.txt | SENSITIVITY FACTORS OF BRANCH FLOW (MVA) ON 6920 PYHÄNSEL400 400.00 TO 9302 KEMINMAA 400.00 7 MORE THAN | 0.1 | -456.2854 | 2245 | 1788.7146 | 1688.7146 | 1688.7146
results373.txt | <--------- BUS NAME --------> |  | -456.2854 | 2245 | 1788.7146
results373.txt | 6571 VISULAHTI 400.00 | -0.3123 | -456.2854 | 2245 | 1788.7146 | 2101.0146 | 2101.0146
results373.txt | 6545 HUITTINEN 400.00 | -0.2955 | -456.2854 | 2245 | 1788.7146 | 2084.2146 | 2084.2146
results373.txt | 6572 KYMI 400.00 | -0.304 | -456.2854 | 2245 | 1788.7146 | 2092.7146 | 2092.7146
results373.txt | 6546 SALO 400.00 | -0.2973 | -456.2854 | 2245 | 1788.7146 | 2086.0146 | 2086.0146
results373.txt | 6547 FORSSA 400.00 | -0.2974 | -456.2854 | 2245 | 1788.7146 | 2086.1146 | 2086.1146
results373.txt | 6548 KANGASALA 400.00 | -0.3009 | -456.2854 | 2245 | 1788.7146 | 2089.6146 | 2089.6146
results373.txt | 6549 LAVIANVOURI 400.00 | -0.3016 | -456.2854 | 2245 | 1788.7146 | 2090.3146 | 2090.3146
results373.txt | 6550 KOPULA 400.00 | -0.3028 | -456.2854 | 2245 | 1788.7146 | 2091.5146 | 2091.5146
results373.txt | 6551 HIKIÄ 400.00 | -0.3021 | -456.2854 | 2245 | 1788.7146 | 2090.8146 | 2090.8146
results373.txt | 6552 TAMMISTO 400.00 | -0.2998 | -456.2854 | 2245 | 1788.7146 | 2088.5146 | 2088.5146
results373.txt | 6553 NURMIJÄRVI 400.00 | -0.3022 | -456.2854 | 2245 | 1788.7146 | 2090.9146 | 2090.9146
results373.txt | 6554 LÄNSISALMI 400.00 | -0.3002 | -456.2854 | 2245 | 1788.7146 | 2088.9146 | 2088.9146
results373.txt | 6555 INKOO 400.00 | -0.2995 | -456.2854 | 2245 | 1788.7146 | 2088.2146 | 2088.2146
results373.txt | 6556 ESPOO 400.00 | -0.3004 | -456.2854 | 2245 | 1788.7146 | 2089.1146 | 2089.1146
results373.txt | 6567 ANTTILA 400.00 | -0.3016 | -456.2854 | 2245 | 1788.7146 | 2090.3146 | 2090.3146
results373.txt | 6569 KORIA 400.00 | -0.3045 | -456.2854 | 2245 | 1788.7146 | 2093.2146 | 2093.2146
results373.txt | 6570 LOVIISA 400.00 | -0.299 | -456.2854 | 2245 | 1788.7146 | 2087.7146 | 2087.7146
results373.txt | 6573 YLLIKKÄLÄ 400.00 | -0.3101 | -456.2854 | 2245 | 1788.7146 | 2098.8146 | 2098.8146
results373.txt | 6615 TAHKOLUOTO 400.00 | -0.2914 | -456.2854 | 2245 | 1788.7146 | 2080.1146 | 2080.1146
results373.txt | 6617 OLKILUOTO 400.00 | -0.2903 | -456.2854 | 2245 | 1788.7146 | 2079.0146 | 2079.0146
results373.txt | 6618 RAUMA 400.00 | -0.2899 | -456.2854 | 2245 | 1788.7146 | 2078.6146 | 2078.6146
results373.txt | 6619 ULVILA 400.00 | -0.2937 | -456.2854 | 2245 | 1788.7146 | 2082.4146 | 2082.4146
results373.txt | 6621 LIETO 400.00 | -0.2955 | -456.2854 | 2245 | 1788.7146 | 2084.2146 | 2084.2146
results373.txt | 6778 HIRVISUO 400.00 | -0.3028 | -456.2854 | 2245 | 1788.7146 | 2091.5146 | 2091.5146
results373.txt | 6779 UUSNIVALA 400.00 | -0.3057 | -456.2854 | 2245 | 1788.7146 | 2094.4146 | 2094.4146
results373.txt | 6780 ALAJÄRVI 400.00 | -0.3058 | -456.2854 | 2245 | 1788.7146 | 2094.5146 | 2094.5146
results373.txt | 6781 SEINÄJOKI 400.00 | -0.3009 | -456.2854 | 2245 | 1788.7146 | 2089.6146 | 2089.6146
results373.txt | 6783 PETÄJÄV400 400.00 | -0.3068 | -456.2854 | 2245 | 1788.7146 | 2095.5146 | 2095.5146
results373.txt | 6782 PETÄJÄV220 220.00 | -0.3068 | -456.2854 | 2245 | 1788.7146 | 2095.5146 | 2095.5146
results373.txt | 6784 JÄMSÄ 220.00 | -0.3095 | -456.2854 | 2245 | 1788.7146 | 2098.2146 | 2098.2146
results373.txt | 6785 TOIVILA 400.00 | -0.3041 | -456.2854 | 2245 | 1788.7146 | 2092.8146 | 2092.8146
results373.txt | 6786 HAAPAVESI 220.00 | -0.305 | -456.2854 | 2245 | 1788.7146 | 2093.7146 | 2093.7146
results373.txt | 6787 VUOLIJOKI 400.00 | -0.315 | -456.2854 | 2245 | 1788.7146 | 2103.7146 | 2103.7146
results373.txt | 6788 ALAPITKÄ 400.00 | -0.3147 | -456.2854 | 2245 | 1788.7146 | 2103.4146 | 2103.4146
results373.txt | 6789 VIHTAVUORI 400.00 | -0.3096 | -456.2854 | 2245 | 1788.7146 | 2098.3146 | 2098.3146
results373.txt | 6790 HUUTOKOSKI 400.00 | -0.3138 | -456.2854 | 2245 | 1788.7146 | 2102.5146 | 2102.5146
results373.txt | 6810 TUOVILA 400.00 | -0.2985 | -456.2854 | 2245 | 1788.7146 | 2087.2146 | 2087.2146
results373.txt | 6811 KRSITINESTAD400.00 | -0.2955 | -456.2854 | 2245 | 1788.7146 | 2084.2146 | 2084.2146
results373.txt | 6903 SEITENOIKEA 220.00 | -0.2959 | -456.2854 | 2245 | 1788.7146 | 2084.6146 | 2084.6146
results373.txt | 6907 DJUPTJÄRN 400.00 | -0.11 | -456.2854 | 2245 | 1788.7146 | 1898.7146 | 1898.7146
results373.txt | 6908 KEMINMAA 220.00 | -0.2033 | -456.2854 | 2245 | 1788.7146 | 1992.0146 | 1992.0146
results373.txt | 6909 ISOHAARA 400.00 | -0.1909 | -456.2854 | 2245 | 1788.7146 | 1979.6146 | 1979.6146
results373.txt | 6910 SUBSTATION 400.00 | -0.1909 | -456.2854 | 2245 | 1788.7146 | 1979.6146 | 1979.6146
results373.txt | 6911 JYLKKÄ 400.00 | -0.3057 | -456.2854 | 2245 | 1788.7146 | 2094.4146 | 2094.4146
results373.txt | 6912 VALAJASKO 220.00 | -0.2062 | -456.2854 | 2245 | 1788.7146 | 1994.9146 | 1994.9146
results373.txt | 6913 VANTTAUSKOSK220.00 | -0.2297 | -456.2854 | 2245 | 1788.7146 | 2018.4146 | 2018.4146
results373.txt | 6915 PIRITTIK400 400.00 | -0.2333 | -456.2854 | 2245 | 1788.7146 | 2022.0146 | 2022.0146
results373.txt | 6914 PIRITTK220 220.00 | -0.2302 | -456.2854 | 2245 | 1788.7146 | 2018.9146 | 2018.9146
results373.txt | 6916 SEITAKORVA 220.00 | -0.229 | -456.2854 | 2245 | 1788.7146 | 2017.7146 | 2017.7146
results373.txt | 6917 ISOKANGAS 400.00 | -0.2838 | -456.2854 | 2245 | 1788.7146 | 2072.5146 | 2072.5146
results373.txt | 6918 PIKKARALA 400.00 | -0.3005 | -456.2854 | 2245 | 1788.7146 | 2089.2146 | 2089.2146
results373.txt | 6920 PYHÄNSEL400 400.00 | -0.3135 | -456.2854 | 2245 | 1788.7146 | 2102.2146 | 2102.2146
results373.txt | 6919 PYHÄNSEL220 220.00 | -0.3135 | -456.2854 | 2245 | 1788.7146 | 2102.2146 | 2102.2146
results373.txt | 6921 PYHÄKOSI 220.00 | -0.3073 | -456.2854 | 2245 | 1788.7146 | 2096.0146 | 2096.0146
results373.txt | 6922 UTANEN 220.00 | -0.3042 | -456.2854 | 2245 | 1788.7146 | 2092.9146 | 2092.9146
results373.txt | 6923 NUOJA 220.00 | -0.3009 | -456.2854 | 2245 | 1788.7146 | 2089.6146 | 2089.6146
results373.txt | 6990 ISONIEMI 220.00 | -0.2284 | -456.2854 | 2245 | 1788.7146 | 2017.1146 | 2017.1146
results373.txt | 6992 IVALO 220.00 | -0.2507 | -456.2854 | 2245 | 1788.7146 | 2039.4146 | 2039.4146
results373.txt | 6993 KUOLAJÄRVI 220.00 | -0.2337 | -456.2854 | 2245 | 1788.7146 | 2022.4146 | 2022.4146
results373.txt | 6994 VAJUKOSKI 220.00 | -0.2366 | -456.2854 | 2245 | 1788.7146 | 2025.3146 | 2025.3146
results373.txt | 6995 KOKKOSNIVA 220.00 | -0.2362 | -456.2854 | 2245 | 1788.7146 | 2024.9146 | 2024.9146
results373.txt | 7010 VARANGERBOT 220.00 | -0.2636 | -456.2854 | 2245 | 1788.7146 | 2052.3146 | 2052.3146
results373.txt | 7018 UTSJOKI 220.00 | -0.2611 | -456.2854 | 2245 | 1788.7146 | 2049.8146 | 2049.8146
results373.txt | 7054 OSSAUSKOSKI 220.00 | -0.2037 | -456.2854 | 2245 | 1788.7146 | 1992.4146 | 1992.4146
results373.txt | 7056 PETÄJÄSKO 400.00 | -0.2019 | -456.2854 | 2245 | 1788.7146 | 1990.6146 | 1990.6146
results373.txt | 7055 PETÄJÄSKO 220.00 | -0.205 | -456.2854 | 2245 | 1788.7146 | 1993.7146 | 1993.7146
results373.txt | 8579 JOINT 220.00 | -0.3044 | -456.2854 | 2245 | 1788.7146 | 2093.1146 | 2093.1146
results373.txt | 7140 JOINT 220.00 | -0.2609 | -456.2854 | 2245 | 1788.7146 | 2049.6146 | 2049.6146
results373.txt | 9301 KEMIJÄRVI 220.00 | -0.2313 | -456.2854 | 2245 | 1788.7146 | 2020.0146 | 2020.0146
results373.txt | 9302 KEMINMAA 400.00 | 0.3704 | -456.2854 | 2245 | 1788.7146 | 1418.3146 | 1418.3146
results373.txt | 9304 LUMIJÄRVI 400.00 | -0.3069 | -456.2854 | 2245 | 1788.7146 | 2095.6146 | 2095.6146
results373.txt | 9303 MUSALA 400.00 | -0.3002 | -456.2854 | 2245 | 1788.7146 | 2088.9146 | 2088.9146
results373.txt | 9305 KÄRPPIÖN 400.00 | -0.2961 | -456.2854 | 2245 | 1788.7146 | 2084.8146 | 2084.8146
results373.txt | 9306 HONKAJOEN 400.00 | -0.295 | -456.2854 | 2245 | 1788.7146 | 2083.7146 | 2083.7146
results373.txt | 9307 KONTIOLAHTI 400.00 | -0.3125 | -456.2854 | 2245 | 1788.7146 | 2101.2146 | 2101.2146
results373.txt | 9308 ORIMATTILAN 400.00 | -0.3025 | -456.2854 | 2245 | 1788.7146 | 2091.2146 | 2091.2146
results373.txt | 9309 NAANTALINSAL400.00 | -0.2955 | -456.2854 | 2245 | 1788.7146 | 2084.2146 | 2084.2146
results374.txt | PTI INTERACTIVE POWER SYSTEM SIMULATOR--PSS(R)E MON, MAY 29 2023 |  | -456.2445 | 2245 | 1788.7555
results374.txt | SENSITIVITY FACTORS ARE CALCULATED WITH AC |  | -456.2445 | 2245 | 1788.7555
results374.txt | SUBSYSTEM 'RESERV' IS USED FOR OPPOSING SYSTEM FOR MW POWER |  | -456.2445 | 2245 | 1788.7555
results374.txt | SENSITIVITY FACTORS OF BRANCH FLOW (MVA) ON 6341 KOLSTAD 400.00 TO 6343 BARKERYD 400.00 7 MORE THAN | 0.1 | -456.2445 | 2245 | 1788.7555 | 1688.7555 | 1688.7555
results374.txt | <--------- BUS NAME --------> |  | -456.2445 | 2245 | 1788.7555
results374.txt | 6315 HORRED 400.00 | 0.102 | -456.2445 | 2245 | 1788.7555 | 1686.7555 | 1686.7555
results374.txt | 6316 UDDEBO 400.00 | 0.1325 | -456.2445 | 2245 | 1788.7555 | 1656.2555 | 1656.2555
results374.txt | 6341 KOLSTAD 400.00 | -0.4905 | -456.2445 | 2245 | 1788.7555 | 2210.7445 | 2210.7445
results374.txt | 6342 TENHULT 400.00 | 0.1954 | -456.2445 | 2245 | 1788.7555 | 1593.3555 | 1593.3555
results374.txt | 6343 BARKERYD 400.00 | 0.278 | -456.2445 | 2245 | 1788.7555 | 1510.7555 | 1510.7555
results374.txt | 6345 GLAN 400.00 | -0.1636 | -456.2445 | 2245 | 1788.7555 | 1952.3555 | 1952.3555
results374.txt | 6346 KIMSTAD 400.00 | -0.1112 | -456.2445 | 2245 | 1788.7555 | 1899.9555 | 1899.9555
results374.txt | 6646 HEDENLUNDA 400.00 | -0.1276 | -456.2445 | 2245 | 1788.7555 | 1916.3555 | 1916.3555
results375.txt | PTI INTERACTIVE POWER SYSTEM SIMULATOR--PSS(R)E MON, MAY 29 2023 |  | 452.7784 | 2245 | 1793.0968
results375.txt | SENSITIVITY FACTORS ARE CALCULATED WITH AC |  | 452.7784 | 2245 | 1793.0968
results375.txt | SUBSYSTEM 'RESERV' IS USED FOR OPPOSING SYSTEM FOR MW POWER |  | 452.7784 | 2245 | 1793.0968
results375.txt | SENSITIVITY FACTORS OF BRANCH FLOW (MVA) ON 6936 NEDRERÖS400 400.00 TO 6944 RANA 400.00 1 MORE THAN | 0.1 | 452.7784 | 2245 | 1793.0968 | 1692.2216 | 1692.2216
results375.txt | <--------- BUS NAME --------> |  | 452.7784 | 2245 | 1793.0968
results375.txt | 6812 OGNDAL 400.00 | 0.1153 | 452.7784 | 2245 | 1793.0968 | 1676.9216 | 1676.9216
results375.txt | 6814 VERDAL400 400.00 | 0.1076 | 452.7784 | 2245 | 1793.0968 | 1684.6216 | 1684.6216
results375.txt | 6813 VERDAL300 400.00 | 0.1076 | 452.7784 | 2245 | 1793.0968 | 1684.6216 | 1684.6216
results375.txt | 6863 HOFSTAD 400.00 | 0.1133 | 452.7784 | 2245 | 1793.0968 | 1678.9216 | 1678.9216
results375.txt | 6864 ÅFJORD 400.00 | 0.1005 | 452.7784 | 2245 | 1793.0968 | 1691.7216 | 1691.7216
results375.txt | 6936 NEDRERÖS400 400.00 | 0.1945 | 452.7784 | 2245 | 1793.0968 | 1597.7216 | 1597.7216
results375.txt | 6935 NEDRERÖS300 400.00 | 0.1944 | 452.7784 | 2245 | 1793.0968 | 1597.8216 | 1597.8216
results375.txt | 6934 NEDRERÖS220 220.00 | 0.1586 | 452.7784 | 2245 | 1793.0968 | 1633.6216 | 1633.6216
results375.txt | 6937 MARKA 400.00 | 0.1836 | 452.7784 | 2245 | 1793.0968 | 1608.6216 | 1608.6216
results375.txt | 6938 NAMSOS 400.00 | 0.1336 | 452.7784 | 2245 | 1793.0968 | 1658.6216 | 1658.6216
results375.txt | 6939 KOLSVIK 400.00 | 0.1633 | 452.7784 | 2245 | 1793.0968 | 1628.9216 | 1628.9216
results375.txt | 6940 NAMSKOGEN 400.00 | 0.1636 | 452.7784 | 2245 | 1793.0968 | 1628.6216 | 1628.6216
results375.txt | 6942 TUNNSJO400 400.00 | 0.1537 | 452.7784 | 2245 | 1793.0968 | 1638.5216 | 1638.5216
results375.txt | 6941 TUNNSJO300 400.00 | 0.1537 | 452.7784 | 2245 | 1793.0968 | 1638.5216 | 1638.5216
results375.txt | 6944 RANA 400.00 | -0.302 | 452.7784 | 2245 | 1793.0968 | 2094.2216 | 2094.2216
results375.txt | 6945 GEJMÅN 220.00 | 0.1099 | 452.7784 | 2245 | 1793.0968 | 1682.3216 | 1682.3216
results375.txt | 6996 OFOTEN 400.00 | -0.2067 | 452.7784 | 2245 | 1793.0968 | 1998.9216 | 1998.9216
results375.txt | 6997 NARVIK 400.00 | -0.2076 | 452.7784 | 2245 | 1793.0968 | 1999.8216 | 1999.8216
results375.txt | 7000 VITAS 400.00 | -0.1412 | 452.7784 | 2245 | 1793.0968 | 1933.4216 | 1933.4216
results375.txt | 7006 SVARTISEN 400.00 | -0.2847 | 452.7784 | 2245 | 1793.0968 | 2076.9216 | 2076.9216
results375.txt | 7007 KOBBELV 400.00 | -0.2354 | 452.7784 | 2245 | 1793.0968 | 2027.6216 | 2027.6216
results375.txt | 7008 SALTEN 400.00 | -0.247 | 452.7784 | 2245 | 1793.0968 | 2039.2216 | 2039.2216
results375.txt | 7017 HAMMERFEST 400.00 | -0.2139 | 452.7784 | 2245 | 1793.0968 | 2006.1216 | 2006.1216
results375.txt | 7019 BALSFJORD 400.00 | -0.2098 | 452.7784 | 2245 | 1793.0968 | 2002.0216 | 2002.0216
results375.txt | 7020 BARDUFOSS 400.00 | -0.2093 | 452.7784 | 2245 | 1793.0968 | 2001.5216 | 2001.5216
results375.txt | 7062 RITSEM 400.00 | -0.1565 | 452.7784 | 2245 | 1793.0968 | 1948.7216 | 1948.7216
results375.txt | 7799 JOINT 220.00 | 0.11 | 452.7784 | 2245 | 1793.0968 | 1682.2216 | 1682.2216
results375.txt | 9001 SEIDAFJELL 400.00 | -0.2134 | 452.7784 | 2245 | 1793.0968 | 2005.6216 | 2005.6216
results375.txt | 9002 LEBSESBY 400.00 | -0.2136 | 452.7784 | 2245 | 1793.0968 | 2005.8216 | 2005.8216
results375.txt | 9003 HAMMERF 400.00 | -0.2139 | 452.7784 | 2245 | 1793.0968 | 2006.1216 | 2006.1216
results375.txt | 9004 ALTA 400.00 | -0.2125 | 452.7784 | 2245 | 1793.0968 | 2004.7216 | 2004.7216
results375.txt | 9005 BERGHEIM 400.00 | -0.2111 | 452.7784 | 2245 | 1793.0968 | 2003.3216 | 2003.3216
results375.txt | 9006 TROFORS 400.00 | 0.177 | 452.7784 | 2245 | 1793.0968 | 1615.2216 | 1615.2216
results376.txt | PTI INTERACTIVE POWER SYSTEM SIMULATOR--PSS(R)E MON, MAY 29 2023 |  | 447.1008 | 2245 | 1797.8992
results376.txt | SENSITIVITY FACTORS ARE CALCULATED WITH AC |  | 447.1008 | 2245 | 1797.8992
results376.txt | SUBSYSTEM 'RESERV' IS USED FOR OPPOSING SYSTEM FOR MW POWER |  | 447.1008 | 2245 | 1797.8992
results376.txt | SENSITIVITY FACTORS OF BRANCH FLOW (MVA) ON 6545 HUITTINEN 400.00 TO 6547 FORSSA 400.00 1 MORE THAN | 0.1 | 447.1008 | 2245 | 1797.8992 | 1697.8992 | 1697.8992
results376.txt | <--------- BUS NAME --------> |  | 447.1008 | 2245 | 1797.8992
results376.txt | 6545 HUITTINEN 400.00 | 0.1462 | 447.1008 | 2245 | 1797.8992 | 1651.6992 | 1651.6992
results376.txt | 6572 KYMI 400.00 | -0.1021 | 447.1008 | 2245 | 1797.8992 | 1899.9992 | 1899.9992
results376.txt | 6546 SALO 400.00 | -0.1089 | 447.1008 | 2245 | 1797.8992 | 1906.7992 | 1906.7992
results376.txt | 6547 FORSSA 400.00 | -0.2312 | 447.1008 | 2245 | 1797.8992 | 2029.0992 | 2029.0992
results376.txt | 6550 KOPULA 400.00 | -0.1222 | 447.1008 | 2245 | 1797.8992 | 1920.0992 | 1920.0992
results376.txt | 6551 HIKIÄ 400.00 | -0.1035 | 447.1008 | 2245 | 1797.8992 | 1901.3992 | 1901.3992
results376.txt | 6552 TAMMISTO 400.00 | -0.1399 | 447.1008 | 2245 | 1797.8992 | 1937.7992 | 1937.7992
results376.txt | 6553 NURMIJÄRVI 400.00 | -0.1106 | 447.1008 | 2245 | 1797.8992 | 1908.4992 | 1908.4992
results376.txt | 6554 LÄNSISALMI 400.00 | -0.1312 | 447.1008 | 2245 | 1797.8992 | 1929.0992 | 1929.0992
results376.txt | 6555 INKOO 400.00 | -0.1214 | 447.1008 | 2245 | 1797.8992 | 1919.2992 | 1919.2992
results376.txt | 6556 ESPOO 400.00 | -0.1309 | 447.1008 | 2245 | 1797.8992 | 1928.7992 | 1928.7992
results376.txt | 6567 ANTTILA 400.00 | -0.1174 | 447.1008 | 2245 | 1797.8992 | 1915.2992 | 1915.2992
results376.txt | 6570 LOVIISA 400.00 | -0.1084 | 447.1008 | 2245 | 1797.8992 | 1906.2992 | 1906.2992
results376.txt | 6621 LIETO 400.00 | -0.1027 | 447.1008 | 2245 | 1797.8992 | 1900.5992 | 1900.5992
results376.txt | 9308 ORIMATTILAN 400.00 | -0.1003 | 447.1008 | 2245 | 1797.8992 | 1898.1992 | 1898.1992
results376.txt | 9309 NAANTALINSAL400.00 | -0.1027 | 447.1008 | 2245 | 1797.8992 | 1900.5992 | 1900.5992
results377.txt | PTI INTERACTIVE POWER SYSTEM SIMULATOR--PSS(R)E MON, MAY 29 2023 |  | 445.6444 | 2245 | 1799.3556
results377.txt | SENSITIVITY FACTORS ARE CALCULATED WITH AC |  | 445.6444 | 2245 | 1799.3556
results377.txt | SUBSYSTEM 'RESERV' IS USED FOR OPPOSING SYSTEM FOR MW POWER |  | 445.6444 | 2245 | 1799.3556
results377.txt | SENSITIVITY FACTORS OF BRANCH FLOW (MVA) ON 6810 TUOVILA 400.00 TO 9303 MUSALA 400.00 5 MORE THAN | 0.1 | 445.6444 | 2245 | 1799.3556 | 1699.3556 | 1699.3556
results377.txt | <--------- BUS NAME --------> |  | 445.6444 | 2245 | 1799.3556
results377.txt | 6571 VISULAHTI 400.00 | 0.1107 | 445.6444 | 2245 | 1799.3556 | 1688.6556 | 1688.6556
results377.txt | 6545 HUITTINEN 400.00 | 0.1894 | 445.6444 | 2245 | 1799.3556 | 1609.9556 | 1609.9556
results377.txt | 6572 KYMI 400.00 | 0.1518 | 445.6444 | 2245 | 1799.3556 | 1647.5556 | 1647.5556
results377.txt | 6546 SALO 400.00 | 0.1808 | 445.6444 | 2245 | 1799.3556 | 1618.5556 | 1618.5556
results377.txt | 6547 FORSSA 400.00 | 0.1804 | 445.6444 | 2245 | 1799.3556 | 1618.9556 | 1618.9556
results377.txt | 6548 KANGASALA 400.00 | 0.1676 | 445.6444 | 2245 | 1799.3556 | 1631.7556 | 1631.7556
results377.txt | 6549 LAVIANVOURI 400.00 | 0.1665 | 445.6444 | 2245 | 1799.3556 | 1632.8556 | 1632.8556
results377.txt | 6550 KOPULA 400.00 | 0.1685 | 445.6444 | 2245 | 1799.3556 | 1630.8556 | 1630.8556
results377.txt | 6551 HIKIÄ 400.00 | 0.1633 | 445.6444 | 2245 | 1799.3556 | 1636.0556 | 1636.0556
results377.txt | 6552 TAMMISTO 400.00 | 0.1682 | 445.6444 | 2245 | 1799.3556 | 1631.1556 | 1631.1556
results377.txt | 6553 NURMIJÄRVI 400.00 | 0.1622 | 445.6444 | 2245 | 1799.3556 | 1637.1556 | 1637.1556
results377.txt | 6554 LÄNSISALMI 400.00 | 0.1652 | 445.6444 | 2245 | 1799.3556 | 1634.1556 | 1634.1556
results377.txt | 6555 INKOO 400.00 | 0.1749 | 445.6444 | 2245 | 1799.3556 | 1624.4556 | 1624.4556
results377.txt | 6556 ESPOO 400.00 | 0.1697 | 445.6444 | 2245 | 1799.3556 | 1629.6556 | 1629.6556
results377.txt | 6567 ANTTILA 400.00 | 0.1608 | 445.6444 | 2245 | 1799.3556 | 1638.5556 | 1638.5556
results377.txt | 6569 KORIA 400.00 | 0.149 | 445.6444 | 2245 | 1799.3556 | 1650.3556 | 1650.3556
results377.txt | 6570 LOVIISA 400.00 | 0.1544 | 445.6444 | 2245 | 1799.3556 | 1644.9556 | 1644.9556
results377.txt | 6573 YLLIKKÄLÄ 400.00 | 0.1245 | 445.6444 | 2245 | 1799.3556 | 1674.8556 | 1674.8556
results377.txt | 6615 TAHKOLUOTO 400.00 | 0.2069 | 445.6444 | 2245 | 1799.3556 | 1592.4556 | 1592.4556
results377.txt | 6617 OLKILUOTO 400.00 | 0.1954 | 445.6444 | 2245 | 1799.3556 | 1603.9556 | 1603.9556
results377.txt | 6618 RAUMA 400.00 | 0.1941 | 445.6444 | 2245 | 1799.3556 | 1605.2556 | 1605.2556
results377.txt | 6619 ULVILA 400.00 | 0.2085 | 445.6444 | 2245 | 1799.3556 | 1590.8556 | 1590.8556
results377.txt | 6621 LIETO 400.00 | 0.1832 | 445.6444 | 2245 | 1799.3556 | 1616.1556 | 1616.1556
results377.txt | 6778 HIRVISUO 400.00 | -0.3322 | 445.6444 | 2245 | 1799.3556 | 2131.5556 | 2131.5556
results377.txt | 6780 ALAJÄRVI 400.00 | 0.1326 | 445.6444 | 2245 | 1799.3556 | 1666.7556 | 1666.7556
results377.txt | 6781 SEINÄJOKI 400.00 | 0.2725 | 445.6444 | 2245 | 1799.3556 | 1526.8556 | 1526.8556
results377.txt | 6783 PETÄJÄV400 400.00 | 0.1143 | 445.6444 | 2245 | 1799.3556 | 1685.0556 | 1685.0556
results377.txt | 6782 PETÄJÄV220 220.00 | 0.1143 | 445.6444 | 2245 | 1799.3556 | 1685.0556 | 1685.0556
results377.txt | 6784 JÄMSÄ 220.00 | 0.1153 | 445.6444 | 2245 | 1799.3556 | 1684.0556 | 1684.0556
results377.txt | 6785 TOIVILA 400.00 | 0.14 | 445.6444 | 2245 | 1799.3556 | 1659.3556 | 1659.3556
results377.txt | 6789 VIHTAVUORI 400.00 | 0.1123 | 445.6444 | 2245 | 1799.3556 | 1687.0556 | 1687.0556
results377.txt | 6810 TUOVILA 400.00 | 0.3626 | 445.6444 | 2245 | 1799.3556 | 1436.7556 | 1436.7556
results377.txt | 6811 KRSITINESTAD400.00 | 0.2788 | 445.6444 | 2245 | 1799.3556 | 1520.5556 | 1520.5556
results377.txt | 9303 MUSALA 400.00 | -0.4853 | 445.6444 | 2245 | 1799.3556 | 2205.3444 | 2205.3444
results377.txt | 9305 KÄRPPIÖN 400.00 | 0.3045 | 445.6444 | 2245 | 1799.3556 | 1494.8556 | 1494.8556
results377.txt | 9306 HONKAJOEN 400.00 | 0.2212 | 445.6444 | 2245 | 1799.3556 | 1578.1556 | 1578.1556
results377.txt | 9308 ORIMATTILAN 400.00 | 0.1558 | 445.6444 | 2245 | 1799.3556 | 1643.5556 | 1643.5556
results377.txt | 9309 NAANTALINSAL400.00 | 0.1832 | 445.6444 | 2245 | 1799.3556 | 1616.1556 | 1616.1556
results378.txt | PTI INTERACTIVE POWER SYSTEM SIMULATOR--PSS(R)E MON, MAY 29 2023 |  | -439.5535 | 2245 | 1805.4465
results378.txt | SENSITIVITY FACTORS ARE CALCULATED WITH AC |  | -439.5535 | 2245 | 1805.4465
results378.txt | SUBSYSTEM 'RESERV' IS USED FOR OPPOSING SYSTEM FOR MW POWER |  | -439.5535 | 2245 | 1805.4465
results378.txt | SENSITIVITY FACTORS OF BRANCH FLOW (MVA) ON 6569 KORIA 400.00 TO 6572 KYMI 400.00 1 MORE THAN | 0.1 | -439.5535 | 2245 | 1805.4465 | 1705.4465 | 1705.4465
results378.txt | <--------- BUS NAME --------> |  | -439.5535 | 2245 | 1805.4465
results378.txt | 6572 KYMI 400.00 | 0.6883 | -439.5535 | 2245 | 1805.4465 | 1117.1465 | 1117.1465
results378.txt | 6552 TAMMISTO 400.00 | 0.1174 | -439.5535 | 2245 | 1805.4465 | 1688.0465 | 1688.0465
results378.txt | 6553 NURMIJÄRVI 400.00 | 0.1092 | -439.5535 | 2245 | 1805.4465 | 1696.2465 | 1696.2465
results378.txt | 6554 LÄNSISALMI 400.00 | 0.137 | -439.5535 | 2245 | 1805.4465 | 1668.4465 | 1668.4465
results378.txt | 6556 ESPOO 400.00 | 0.1026 | -439.5535 | 2245 | 1805.4465 | 1702.8465 | 1702.8465
results378.txt | 6567 ANTTILA 400.00 | 0.1693 | -439.5535 | 2245 | 1805.4465 | 1636.1465 | 1636.1465
results378.txt | 6569 KORIA 400.00 | -0.1616 | -439.5535 | 2245 | 1805.4465 | 1967.0465 | 1967.0465
results378.txt | 6573 YLLIKKÄLÄ 400.00 | -0.111 | -439.5535 | 2245 | 1805.4465 | 1916.4465 | 1916.4465
results379.txt | PTI INTERACTIVE POWER SYSTEM SIMULATOR--PSS(R)E MON, MAY 29 2023 |  | 439.3496 | 2245 | 1805.6505
results379.txt | SENSITIVITY FACTORS ARE CALCULATED WITH AC |  | 439.3496 | 2245 | 1805.6505
results379.txt | SUBSYSTEM 'RESERV' IS USED FOR OPPOSING SYSTEM FOR MW POWER |  | 439.3496 | 2245 | 1805.6505
results379.txt | SENSITIVITY FACTORS OF BRANCH FLOW (MVA) ON 6545 HUITTINEN 400.00 TO 6547 FORSSA 400.00 5 MORE THAN | 0.1 | 439.3496 | 2245 | 1805.6505 | 1705.6504 | 1705.6504
results379.txt | <--------- BUS NAME --------> |  | 439.3496 | 2245 | 1805.6505
results379.txt | 6545 HUITTINEN 400.00 | 0.1436 | 439.3496 | 2245 | 1805.6505 | 1662.0504 | 1662.0504
results379.txt | 6572 KYMI 400.00 | -0.1003 | 439.3496 | 2245 | 1805.6505 | 1905.9504 | 1905.9504
results379.txt | 6546 SALO 400.00 | -0.107 | 439.3496 | 2245 | 1805.6505 | 1912.6504 | 1912.6504
results379.txt | 6547 FORSSA 400.00 | -0.2271 | 439.3496 | 2245 | 1805.6505 | 2032.7504 | 2032.7504
results379.txt | 6550 KOPULA 400.00 | -0.12 | 439.3496 | 2245 | 1805.6505 | 1925.6504 | 1925.6504
results379.txt | 6551 HIKIÄ 400.00 | -0.1017 | 439.3496 | 2245 | 1805.6505 | 1907.3504 | 1907.3504
results379.txt | 6552 TAMMISTO 400.00 | -0.1375 | 439.3496 | 2245 | 1805.6505 | 1943.1504 | 1943.1504
results379.txt | 6553 NURMIJÄRVI 400.00 | -0.1087 | 439.3496 | 2245 | 1805.6505 | 1914.3504 | 1914.3504
results379.txt | 6554 LÄNSISALMI 400.00 | -0.1289 | 439.3496 | 2245 | 1805.6505 | 1934.5504 | 1934.5504
results379.txt | 6555 INKOO 400.00 | -0.1192 | 439.3496 | 2245 | 1805.6505 | 1924.8504 | 1924.8504
results379.txt | 6556 ESPOO 400.00 | -0.1286 | 439.3496 | 2245 | 1805.6505 | 1934.2504 | 1934.2504
results379.txt | 6567 ANTTILA 400.00 | -0.1154 | 439.3496 | 2245 | 1805.6505 | 1921.0504 | 1921.0504
results379.txt | 6570 LOVIISA 400.00 | -0.1065 | 439.3496 | 2245 | 1805.6505 | 1912.1504 | 1912.1504
results379.txt | 6621 LIETO 400.00 | -0.1009 | 439.3496 | 2245 | 1805.6505 | 1906.5504 | 1906.5504
results379.txt | 9309 NAANTALINSAL400.00 | -0.1008 | 439.3496 | 2245 | 1805.6505 | 1906.4504 | 1906.4504
results380.txt | PTI INTERACTIVE POWER SYSTEM SIMULATOR--PSS(R)E MON, MAY 29 2023 |  | 439.0989 | 2245 | 1805.9011
results380.txt | SENSITIVITY FACTORS ARE CALCULATED WITH AC |  | 439.0989 | 2245 | 1805.9011
results380.txt | SUBSYSTEM 'RESERV' IS USED FOR OPPOSING SYSTEM FOR MW POWER |  | 439.0989 | 2245 | 1805.9011
results380.txt | SENSITIVITY FACTORS OF BRANCH FLOW (MVA) ON 6548 KANGASALA 400.00 TO 6780 ALAJÄRVI 400.00 4 MORE THAN | 0.1 | 439.0989 | 2245 | 1805.9011 | 1705.9011 | 1705.9011
results380.txt | <--------- BUS NAME --------> |  | 439.0989 | 2245 | 1805.9011
results380.txt | 6545 HUITTINEN 400.00 | 0.1703 | 439.0989 | 2245 | 1805.9011 | 1635.6011 | 1635.6011
results380.txt | 6572 KYMI 400.00 | 0.1488 | 439.0989 | 2245 | 1805.9011 | 1657.1011 | 1657.1011
results380.txt | 6546 SALO 400.00 | 0.1652 | 439.0989 | 2245 | 1805.9011 | 1640.7011 | 1640.7011
results380.txt | 6547 FORSSA 400.00 | 0.1695 | 439.0989 | 2245 | 1805.9011 | 1636.4011 | 1636.4011
results380.txt | 6548 KANGASALA 400.00 | 0.2425 | 439.0989 | 2245 | 1805.9011 | 1563.4011 | 1563.4011
results380.txt | 6549 LAVIANVOURI 400.00 | 0.2229 | 439.0989 | 2245 | 1805.9011 | 1583.0011 | 1583.0011
results380.txt | 6550 KOPULA 400.00 | 0.1711 | 439.0989 | 2245 | 1805.9011 | 1634.8011 | 1634.8011
results380.txt | 6551 HIKIÄ 400.00 | 0.1758 | 439.0989 | 2245 | 1805.9011 | 1630.1011 | 1630.1011
results380.txt | 6552 TAMMISTO 400.00 | 0.1655 | 439.0989 | 2245 | 1805.9011 | 1640.4011 | 1640.4011
results380.txt | 6553 NURMIJÄRVI 400.00 | 0.1688 | 439.0989 | 2245 | 1805.9011 | 1637.1011 | 1637.1011
results380.txt | 6554 LÄNSISALMI 400.00 | 0.1638 | 439.0989 | 2245 | 1805.9011 | 1642.1011 | 1642.1011
results380.txt | 6555 INKOO 400.00 | 0.1666 | 439.0989 | 2245 | 1805.9011 | 1639.3011 | 1639.3011
results380.txt | 6556 ESPOO 400.00 | 0.1672 | 439.0989 | 2245 | 1805.9011 | 1638.7011 | 1638.7011
results380.txt | 6567 ANTTILA 400.00 | 0.1614 | 439.0989 | 2245 | 1805.9011 | 1644.5011 | 1644.5011
results380.txt | 6569 KORIA 400.00 | 0.145 | 439.0989 | 2245 | 1805.9011 | 1660.9011 | 1660.9011
results380.txt | 6570 LOVIISA 400.00 | 0.1532 | 439.0989 | 2245 | 1805.9011 | 1652.7011 | 1652.7011
results380.txt | 6573 YLLIKKÄLÄ 400.00 | 0.1031 | 439.0989 | 2245 | 1805.9011 | 1702.8011 | 1702.8011
results380.txt | 6615 TAHKOLUOTO 400.00 | 0.1464 | 439.0989 | 2245 | 1805.9011 | 1659.5011 | 1659.5011
results380.txt | 6617 OLKILUOTO 400.00 | 0.1556 | 439.0989 | 2245 | 1805.9011 | 1650.3011 | 1650.3011
results380.txt | 6618 RAUMA 400.00 | 0.1558 | 439.0989 | 2245 | 1805.9011 | 1650.1011 | 1650.1011
results380.txt | 6619 ULVILA 400.00 | 0.1476 | 439.0989 | 2245 | 1805.9011 | 1658.3011 | 1658.3011
results380.txt | 6621 LIETO 400.00 | 0.1642 | 439.0989 | 2245 | 1805.9011 | 1641.7011 | 1641.7011
results380.txt | 6780 ALAJÄRVI 400.00 | -0.1157 | 439.0989 | 2245 | 1805.9011 | 1921.6011 | 1921.6011
results380.txt | 6783 PETÄJÄV400 400.00 | 0.1002 | 439.0989 | 2245 | 1805.9011 | 1705.7011 | 1705.7011
results380.txt | 6782 PETÄJÄV220 220.00 | 0.1002 | 439.0989 | 2245 | 1805.9011 | 1705.7011 | 1705.7011
results380.txt | 6784 JÄMSÄ 220.00 | 0.1011 | 439.0989 | 2245 | 1805.9011 | 1704.8011 | 1704.8011
results380.txt | 6785 TOIVILA 400.00 | 0.1589 | 439.0989 | 2245 | 1805.9011 | 1647.0011 | 1647.0011
results380.txt | 9306 HONKAJOEN 400.00 | 0.1199 | 439.0989 | 2245 | 1805.9011 | 1686.0011 | 1686.0011
results380.txt | 9308 ORIMATTILAN 400.00 | 0.16 | 439.0989 | 2245 | 1805.9011 | 1645.9011 | 1645.9011
results380.txt | 9309 NAANTALINSAL400.00 | 0.1642 | 439.0989 | 2245 | 1805.9011 | 1641.7011 | 1641.7011
results381.txt | PTI INTERACTIVE POWER SYSTEM SIMULATOR--PSS(R)E MON, MAY 29 2023 |  | -436.4544 | 2245 | 1808.5456
results381.txt | SENSITIVITY FACTORS ARE CALCULATED WITH AC |  | -436.4544 | 2245 | 1808.5456
results381.txt | SUBSYSTEM 'RESERV' IS USED FOR OPPOSING SYSTEM FOR MW POWER |  | -436.4544 | 2245 | 1808.5456
results381.txt | SENSITIVITY FACTORS OF BRANCH FLOW (MVA) ON 6809 STORNORRFORS400.00 TO 9409 TROLLTJÄRN 400.00 4 MORE THAN | 0.1 | -436.4544 | 2245 | 1808.5456 | 1708.5456 | 1708.5456
results381.txt | <--------- BUS NAME --------> |  | -436.4544 | 2245 | 1808.5456
results381.txt | 6571 VISULAHTI 400.00 | -0.1966 | -436.4544 | 2245 | 1808.5456 | 2005.1456 | 2005.1456
results381.txt | 6545 HUITTINEN 400.00 | -0.194 | -436.4544 | 2245 | 1808.5456 | 2002.5456 | 2002.5456
results381.txt | 6572 KYMI 400.00 | -0.1954 | -436.4544 | 2245 | 1808.5456 | 2003.9456 | 2003.9456
results381.txt | 6546 SALO 400.00 | -0.1943 | -436.4544 | 2245 | 1808.5456 | 2002.8456 | 2002.8456
results381.txt | 6547 FORSSA 400.00 | -0.1943 | -436.4544 | 2245 | 1808.5456 | 2002.8456 | 2002.8456
results381.txt | 6548 KANGASALA 400.00 | -0.195 | -436.4544 | 2245 | 1808.5456 | 2003.5456 | 2003.5456
results381.txt | 6549 LAVIANVOURI 400.00 | -0.1951 | -436.4544 | 2245 | 1808.5456 | 2003.6456 | 2003.6456
results381.txt | 6550 KOPULA 400.00 | -0.1952 | -436.4544 | 2245 | 1808.5456 | 2003.7456 | 2003.7456
results381.txt | 6551 HIKIÄ 400.00 | -0.1951 | -436.4544 | 2245 | 1808.5456 | 2003.6456 | 2003.6456
results381.txt | 6552 TAMMISTO 400.00 | -0.1947 | -436.4544 | 2245 | 1808.5456 | 2003.2456 | 2003.2456
results381.txt | 6553 NURMIJÄRVI 400.00 | -0.1951 | -436.4544 | 2245 | 1808.5456 | 2003.6456 | 2003.6456
results381.txt | 6554 LÄNSISALMI 400.00 | -0.1948 | -436.4544 | 2245 | 1808.5456 | 2003.3456 | 2003.3456
results381.txt | 6555 INKOO 400.00 | -0.1947 | -436.4544 | 2245 | 1808.5456 | 2003.2456 | 2003.2456
results381.txt | 6556 ESPOO 400.00 | -0.1948 | -436.4544 | 2245 | 1808.5456 | 2003.3456 | 2003.3456
results381.txt | 6567 ANTTILA 400.00 | -0.195 | -436.4544 | 2245 | 1808.5456 | 2003.5456 | 2003.5456
results381.txt | 6569 KORIA 400.00 | -0.1955 | -436.4544 | 2245 | 1808.5456 | 2004.0456 | 2004.0456
results381.txt | 6570 LOVIISA 400.00 | -0.1945 | -436.4544 | 2245 | 1808.5456 | 2003.0456 | 2003.0456
results381.txt | 6573 YLLIKKÄLÄ 400.00 | -0.1963 | -436.4544 | 2245 | 1808.5456 | 2004.8456 | 2004.8456
results381.txt | 6615 TAHKOLUOTO 400.00 | -0.1934 | -436.4544 | 2245 | 1808.5456 | 2001.9456 | 2001.9456
results381.txt | 6617 OLKILUOTO 400.00 | -0.1931 | -436.4544 | 2245 | 1808.5456 | 2001.6456 | 2001.6456
results381.txt | 6618 RAUMA 400.00 | -0.1931 | -436.4544 | 2245 | 1808.5456 | 2001.6456 | 2001.6456
results381.txt | 6619 ULVILA 400.00 | -0.1938 | -436.4544 | 2245 | 1808.5456 | 2002.3456 | 2002.3456
results381.txt | 6621 LIETO 400.00 | -0.194 | -436.4544 | 2245 | 1808.5456 | 2002.5456 | 2002.5456
results381.txt | 6778 HIRVISUO 400.00 | -0.1956 | -436.4544 | 2245 | 1808.5456 | 2004.1456 | 2004.1456
results381.txt | 6779 UUSNIVALA 400.00 | -0.1971 | -436.4544 | 2245 | 1808.5456 | 2005.6456 | 2005.6456
results381.txt | 6780 ALAJÄRVI 400.00 | -0.1961 | -436.4544 | 2245 | 1808.5456 | 2004.6456 | 2004.6456
results381.txt | 6781 SEINÄJOKI 400.00 | -0.1952 | -436.4544 | 2245 | 1808.5456 | 2003.7456 | 2003.7456
results381.txt | 6783 PETÄJÄV400 400.00 | -0.1957 | -436.4544 | 2245 | 1808.5456 | 2004.2456 | 2004.2456
results381.txt | 6782 PETÄJÄV220 220.00 | -0.1957 | -436.4544 | 2245 | 1808.5456 | 2004.2456 | 2004.2456
results381.txt | 6784 JÄMSÄ 220.00 | -0.1962 | -436.4544 | 2245 | 1808.5456 | 2004.7456 | 2004.7456
results381.txt | 6785 TOIVILA 400.00 | -0.1954 | -436.4544 | 2245 | 1808.5456 | 2003.9456 | 2003.9456
results381.txt | 6786 HAAPAVESI 220.00 | -0.1947 | -436.4544 | 2245 | 1808.5456 | 2003.2456 | 2003.2456
results381.txt | 6787 VUOLIJOKI 400.00 | -0.1966 | -436.4544 | 2245 | 1808.5456 | 2005.1456 | 2005.1456
results381.txt | 6788 ALAPITKÄ 400.00 | -0.1968 | -436.4544 | 2245 | 1808.5456 | 2005.3456 | 2005.3456
results381.txt | 6789 VIHTAVUORI 400.00 | -0.1963 | -436.4544 | 2245 | 1808.5456 | 2004.8456 | 2004.8456
results381.txt | 6790 HUUTOKOSKI 400.00 | -0.1968 | -436.4544 | 2245 | 1808.5456 | 2005.3456 | 2005.3456
results381.txt | 6803 MOLIDEN 400.00 | 0.218 | -436.4544 | 2245 | 1808.5456 | 1590.5456 | 1590.5456
results381.txt | 6809 STORNORRFORS400.00 | 0.2918 | -436.4544 | 2245 | 1808.5456 | 1516.7456 | 1516.7456
results381.txt | 6810 TUOVILA 400.00 | -0.1948 | -436.4544 | 2245 | 1808.5456 | 2003.3456 | 2003.3456
results381.txt | 6811 KRSITINESTAD400.00 | -0.1942 | -436.4544 | 2245 | 1808.5456 | 2002.7456 | 2002.7456
results381.txt | 6903 SEITENOIKEA 220.00 | -0.1932 | -436.4544 | 2245 | 1808.5456 | 2001.7456 | 2001.7456
results381.txt | 6907 DJUPTJÄRN 400.00 | -0.2348 | -436.4544 | 2245 | 1808.5456 | 2043.3456 | 2043.3456
results381.txt | 6908 KEMINMAA 220.00 | -0.1971 | -436.4544 | 2245 | 1808.5456 | 2005.6456 | 2005.6456
results381.txt | 6909 ISOHAARA 400.00 | -0.2102 | -436.4544 | 2245 | 1808.5456 | 2018.7456 | 2018.7456
results381.txt | 6910 SUBSTATION 400.00 | -0.2102 | -436.4544 | 2245 | 1808.5456 | 2018.7456 | 2018.7456
results381.txt | 6911 JYLKKÄ 400.00 | -0.1962 | -436.4544 | 2245 | 1808.5456 | 2004.7456 | 2004.7456
results381.txt | 6912 VALAJASKO 220.00 | -0.1977 | -436.4544 | 2245 | 1808.5456 | 2006.2456 | 2006.2456
results381.txt | 6913 VANTTAUSKOSK220.00 | -0.1974 | -436.4544 | 2245 | 1808.5456 | 2005.9456 | 2005.9456
results381.txt | 6915 PIRITTIK400 400.00 | -0.1975 | -436.4544 | 2245 | 1808.5456 | 2006.0456 | 2006.0456
results381.txt | 6914 PIRITTK220 220.00 | -0.1975 | -436.4544 | 2245 | 1808.5456 | 2006.0456 | 2006.0456
results381.txt | 6916 SEITAKORVA 220.00 | -0.1973 | -436.4544 | 2245 | 1808.5456 | 2005.8456 | 2005.8456
results381.txt | 6917 ISOKANGAS 400.00 | -0.1964 | -436.4544 | 2245 | 1808.5456 | 2004.9456 | 2004.9456
results381.txt | 6918 PIKKARALA 400.00 | -0.1971 | -436.4544 | 2245 | 1808.5456 | 2005.6456 | 2005.6456
results381.txt | 6920 PYHÄNSEL400 400.00 | -0.1961 | -436.4544 | 2245 | 1808.5456 | 2004.6456 | 2004.6456
results381.txt | 6919 PYHÄNSEL220 220.00 | -0.1961 | -436.4544 | 2245 | 1808.5456 | 2004.6456 | 2004.6456
results381.txt | 6921 PYHÄKOSI 220.00 | -0.1951 | -436.4544 | 2245 | 1808.5456 | 2003.6456 | 2003.6456
results381.txt | 6922 UTANEN 220.00 | -0.1946 | -436.4544 | 2245 | 1808.5456 | 2003.1456 | 2003.1456
results381.txt | 6923 NUOJA 220.00 | -0.194 | -436.4544 | 2245 | 1808.5456 | 2002.5456 | 2002.5456
results381.txt | 6930 LETSI 400.00 | -0.1593 | -436.4544 | 2245 | 1808.5456 | 1967.8456 | 1967.8456
results381.txt | 6931 SVARTBYN 400.00 | -0.2512 | -436.4544 | 2245 | 1808.5456 | 2059.7456 | 2059.7456
results381.txt | 6933 RÅBÄCKEN 400.00 | -0.3781 | -436.4544 | 2245 | 1808.5456 | 2186.6456 | 2186.6456
results381.txt | 6990 ISONIEMI 220.00 | -0.201 | -436.4544 | 2245 | 1808.5456 | 2009.5456 | 2009.5456
results381.txt | 6992 IVALO 220.00 | -0.2052 | -436.4544 | 2245 | 1808.5456 | 2013.7456 | 2013.7456
results381.txt | 6993 KUOLAJÄRVI 220.00 | -0.2015 | -436.4544 | 2245 | 1808.5456 | 2010.0456 | 2010.0456
results381.txt | 6994 VAJUKOSKI 220.00 | -0.2017 | -436.4544 | 2245 | 1808.5456 | 2010.2456 | 2010.2456
results381.txt | 6995 KOKKOSNIVA 220.00 | -0.2008 | -436.4544 | 2245 | 1808.5456 | 2009.3456 | 2009.3456
results381.txt | 7000 VITAS 400.00 | -0.1034 | -436.4544 | 2245 | 1808.5456 | 1911.9456 | 1911.9456
results381.txt | 7001 SEITEVARE 400.00 | -0.1417 | -436.4544 | 2245 | 1808.5456 | 1950.2456 | 1950.2456
results381.txt | 7002 PORJUS 400.00 | -0.125 | -436.4544 | 2245 | 1808.5456 | 1933.5456 | 1933.5456
results381.txt | 7003 HARSPÅNGET 400.00 | -0.1361 | -436.4544 | 2245 | 1808.5456 | 1944.6456 | 1944.6456
results381.txt | 7004 LIGGA 400.00 | -0.1417 | -436.4544 | 2245 | 1808.5456 | 1950.2456 | 1950.2456
results381.txt | 7005 MESSAURE 400.00 | -0.1584 | -436.4544 | 2245 | 1808.5456 | 1966.9456 | 1966.9456
results381.txt | 7010 VARANGERBOT 220.00 | -0.2083 | -436.4544 | 2245 | 1808.5456 | 2016.8456 | 2016.8456
results381.txt | 7018 UTSJOKI 220.00 | -0.2077 | -436.4544 | 2245 | 1808.5456 | 2016.2456 | 2016.2456
results381.txt | 7054 OSSAUSKOSKI 220.00 | -0.1972 | -436.4544 | 2245 | 1808.5456 | 2005.7456 | 2005.7456
results381.txt | 7056 PETÄJÄSKO 400.00 | -0.1976 | -436.4544 | 2245 | 1808.5456 | 2006.1456 | 2006.1456
results381.txt | 7055 PETÄJÄSKO 220.00 | -0.1975 | -436.4544 | 2245 | 1808.5456 | 2006.0456 | 2006.0456
results381.txt | 8579 JOINT 220.00 | -0.1946 | -436.4544 | 2245 | 1808.5456 | 2003.1456 | 2003.1456
results381.txt | 7140 JOINT 220.00 | -0.2077 | -436.4544 | 2245 | 1808.5456 | 2016.2456 | 2016.2456
results381.txt | 8256 JOINT 400.00 | -0.1417 | -436.4544 | 2245 | 1808.5456 | 1950.2456 | 1950.2456
results381.txt | 9408 HÄLLBERGET 400.00 | -0.1727 | -436.4544 | 2245 | 1808.5456 | 1981.2456 | 1981.2456
results381.txt | 9409 TROLLTJÄRN 400.00 | -0.4757 | -436.4544 | 2245 | 1808.5456 | 2205.7544 | 2205.7544
results381.txt | 9301 KEMIJÄRVI 220.00 | -0.1982 | -436.4544 | 2245 | 1808.5456 | 2006.7456 | 2006.7456
results381.txt | 9302 KEMINMAA 400.00 | -0.1797 | -436.4544 | 2245 | 1808.5456 | 1988.2456 | 1988.2456
results381.txt | 9304 LUMIJÄRVI 400.00 | -0.1962 | -436.4544 | 2245 | 1808.5456 | 2004.7456 | 2004.7456
results381.txt | 9303 MUSALA 400.00 | -0.1951 | -436.4544 | 2245 | 1808.5456 | 2003.6456 | 2003.6456
results381.txt | 9305 KÄRPPIÖN 400.00 | -0.1943 | -436.4544 | 2245 | 1808.5456 | 2002.8456 | 2002.8456
results381.txt | 9306 HONKAJOEN 400.00 | -0.194 | -436.4544 | 2245 | 1808.5456 | 2002.5456 | 2002.5456
results381.txt | 9307 KONTIOLAHTI 400.00 | -0.1965 | -436.4544 | 2245 | 1808.5456 | 2005.0456 | 2005.0456
results381.txt | 9308 ORIMATTILAN 400.00 | -0.1951 | -436.4544 | 2245 | 1808.5456 | 2003.6456 | 2003.6456
results381.txt | 9309 NAANTALINSAL400.00 | -0.194 | -436.4544 | 2245 | 1808.5456 | 2002.5456 | 2002.5456
results382.txt | PTI INTERACTIVE POWER SYSTEM SIMULATOR--PSS(R)E MON, MAY 29 2023 |  | 434.683 | 2245 | 1811.1572
results382.txt | SENSITIVITY FACTORS ARE CALCULATED WITH AC |  | 434.683 | 2245 | 1811.1572
results382.txt | SUBSYSTEM 'RESERV' IS USED FOR OPPOSING SYSTEM FOR MW POWER |  | 434.683 | 2245 | 1811.1572
results382.txt | SENSITIVITY FACTORS OF BRANCH FLOW (MVA) ON 6936 NEDRERÖS400 400.00 TO 6944 RANA 400.00 4 MORE THAN | 0.1 | 434.683 | 2245 | 1811.1572 | 1710.317 | 1710.317
results382.txt | <--------- BUS NAME --------> |  | 434.683 | 2245 | 1811.1572
results382.txt | 6812 OGNDAL 400.00 | 0.1108 | 434.683 | 2245 | 1811.1572 | 1699.517 | 1699.517
results382.txt | 6814 VERDAL400 400.00 | 0.1034 | 434.683 | 2245 | 1811.1572 | 1706.917 | 1706.917
results382.txt | 6813 VERDAL300 400.00 | 0.1034 | 434.683 | 2245 | 1811.1572 | 1706.917 | 1706.917
results382.txt | 6863 HOFSTAD 400.00 | 0.1089 | 434.683 | 2245 | 1811.1572 | 1701.417 | 1701.417
results382.txt | 6936 NEDRERÖS400 400.00 | 0.1868 | 434.683 | 2245 | 1811.1572 | 1623.517 | 1623.517
results382.txt | 6935 NEDRERÖS300 400.00 | 0.1866 | 434.683 | 2245 | 1811.1572 | 1623.717 | 1623.717
results382.txt | 6934 NEDRERÖS220 220.00 | 0.1523 | 434.683 | 2245 | 1811.1572 | 1658.017 | 1658.017
results382.txt | 6937 MARKA 400.00 | 0.1763 | 434.683 | 2245 | 1811.1572 | 1634.017 | 1634.017
results382.txt | 6938 NAMSOS 400.00 | 0.1284 | 434.683 | 2245 | 1811.1572 | 1681.917 | 1681.917
results382.txt | 6939 KOLSVIK 400.00 | 0.1568 | 434.683 | 2245 | 1811.1572 | 1653.517 | 1653.517
results382.txt | 6940 NAMSKOGEN 400.00 | 0.1571 | 434.683 | 2245 | 1811.1572 | 1653.217 | 1653.217
results382.txt | 6942 TUNNSJO400 400.00 | 0.1476 | 434.683 | 2245 | 1811.1572 | 1662.717 | 1662.717
results382.txt | 6941 TUNNSJO300 400.00 | 0.1476 | 434.683 | 2245 | 1811.1572 | 1662.717 | 1662.717
results382.txt | 6944 RANA 400.00 | -0.2901 | 434.683 | 2245 | 1811.1572 | 2100.417 | 2100.417
results382.txt | 6945 GEJMÅN 220.00 | 0.1055 | 434.683 | 2245 | 1811.1572 | 1704.817 | 1704.817
results382.txt | 6996 OFOTEN 400.00 | -0.1986 | 434.683 | 2245 | 1811.1572 | 2008.917 | 2008.917
results382.txt | 6997 NARVIK 400.00 | -0.1995 | 434.683 | 2245 | 1811.1572 | 2009.817 | 2009.817
results382.txt | 7000 VITAS 400.00 | -0.1356 | 434.683 | 2245 | 1811.1572 | 1945.917 | 1945.917
results382.txt | 7006 SVARTISEN 400.00 | -0.2735 | 434.683 | 2245 | 1811.1572 | 2083.817 | 2083.817
results382.txt | 7007 KOBBELV 400.00 | -0.2261 | 434.683 | 2245 | 1811.1572 | 2036.417 | 2036.417
results382.txt | 7008 SALTEN 400.00 | -0.2373 | 434.683 | 2245 | 1811.1572 | 2047.617 | 2047.617
results382.txt | 7017 HAMMERFEST 400.00 | -0.2055 | 434.683 | 2245 | 1811.1572 | 2015.817 | 2015.817
results382.txt | 7019 BALSFJORD 400.00 | -0.2015 | 434.683 | 2245 | 1811.1572 | 2011.817 | 2011.817
results382.txt | 7020 BARDUFOSS 400.00 | -0.2011 | 434.683 | 2245 | 1811.1572 | 2011.417 | 2011.417
results382.txt | 7062 RITSEM 400.00 | -0.1504 | 434.683 | 2245 | 1811.1572 | 1960.717 | 1960.717
results382.txt | 7799 JOINT 220.00 | 0.1056 | 434.683 | 2245 | 1811.1572 | 1704.717 | 1704.717
results382.txt | 9001 SEIDAFJELL 400.00 | -0.205 | 434.683 | 2245 | 1811.1572 | 2015.317 | 2015.317
results382.txt | 9002 LEBSESBY 400.00 | -0.2052 | 434.683 | 2245 | 1811.1572 | 2015.517 | 2015.517
results382.txt | 9003 HAMMERF 400.00 | -0.2055 | 434.683 | 2245 | 1811.1572 | 2015.817 | 2015.817
results382.txt | 9004 ALTA 400.00 | -0.2041 | 434.683 | 2245 | 1811.1572 | 2014.417 | 2014.417
results382.txt | 9005 BERGHEIM 400.00 | -0.2028 | 434.683 | 2245 | 1811.1572 | 2013.117 | 2013.117
results382.txt | 9006 TROFORS 400.00 | 0.17 | 434.683 | 2245 | 1811.1572 | 1640.317 | 1640.317
results383.txt | PTI INTERACTIVE POWER SYSTEM SIMULATOR--PSS(R)E MON, MAY 29 2023 |  | -432.6152 | 2245 | 1812.3848
results383.txt | SENSITIVITY FACTORS ARE CALCULATED WITH AC |  | -432.6152 | 2245 | 1812.3848
results383.txt | SUBSYSTEM 'RESERV' IS USED FOR OPPOSING SYSTEM FOR MW POWER |  | -432.6152 | 2245 | 1812.3848
results383.txt | SENSITIVITY FACTORS OF BRANCH FLOW (MVA) ON 6626 MINNE 400.00 TO 6721 VANG 400.00 1 MORE THAN | 0.1 | -432.6152 | 2245 | 1812.3848 | 1712.3848 | 1712.3848
results383.txt | <--------- BUS NAME --------> |  | -432.6152 | 2245 | 1812.3848
results383.txt | 6626 MINNE 400.00 | -0.2332 | -432.6152 | 2245 | 1812.3848 | 2045.5848 | 2045.5848
results383.txt | 6712 OVREVINSTRA 400.00 | 0.2035 | -432.6152 | 2245 | 1812.3848 | 1608.8848 | 1608.8848
results383.txt | 6713 NEDREVINSTRA400.00 | 0.2501 | -432.6152 | 2245 | 1812.3848 | 1562.2848 | 1562.2848
results383.txt | 6717 NEDREVINSTRA400.00 | 0.25 | -432.6152 | 2245 | 1812.3848 | 1562.3848 | 1562.3848
results383.txt | 6718 FÅBERG 400.00 | 0.2519 | -432.6152 | 2245 | 1812.3848 | 1560.4848 | 1560.4848
results383.txt | 6720 VARDAL 400.00 | 0.1623 | -432.6152 | 2245 | 1812.3848 | 1650.0848 | 1650.0848
results383.txt | 6721 VANG 400.00 | 0.4432 | -432.6152 | 2245 | 1812.3848 | 1369.1848 | 1369.1848
results383.txt | 6874 VÅGÅMO 400.00 | 0.1689 | -432.6152 | 2245 | 1812.3848 | 1643.4848 | 1643.4848
results383.txt | 6875 RENDALEN 301.00 | 0.1717 | -432.6152 | 2245 | 1812.3848 | 1640.6848 | 1640.6848
results383.txt | 9016 FÅBER300 301.00 | 0.174 | -432.6152 | 2245 | 1812.3848 | 1638.3848 | 1638.3848
results384.txt | PTI INTERACTIVE POWER SYSTEM SIMULATOR--PSS(R)E MON, MAY 29 2023 |  | 430.5383 | 2245 | 1814.4617
results384.txt | SENSITIVITY FACTORS ARE CALCULATED WITH AC |  | 430.5383 | 2245 | 1814.4617
results384.txt | SUBSYSTEM 'RESERV' IS USED FOR OPPOSING SYSTEM FOR MW POWER |  | 430.5383 | 2245 | 1814.4617
results384.txt | SENSITIVITY FACTORS OF BRANCH FLOW (MVA) ON 6930 LETSI 400.00 TO 9302 KEMINMAA 400.00 9 MORE THAN | 0.1 | 430.5383 | 2245 | 1814.4617 | 1714.4617 | 1714.4617
results384.txt | <--------- BUS NAME --------> |  | 430.5383 | 2245 | 1814.4617
results384.txt | 6571 VISULAHTI 400.00 | -0.3026 | 430.5383 | 2245 | 1814.4617 | 2117.0617 | 2117.0617
results384.txt | 6545 HUITTINEN 400.00 | -0.2864 | 430.5383 | 2245 | 1814.4617 | 2100.8617 | 2100.8617
results384.txt | 6572 KYMI 400.00 | -0.2946 | 430.5383 | 2245 | 1814.4617 | 2109.0617 | 2109.0617
results384.txt | 6546 SALO 400.00 | -0.2881 | 430.5383 | 2245 | 1814.4617 | 2102.5617 | 2102.5617
results384.txt | 6547 FORSSA 400.00 | -0.2882 | 430.5383 | 2245 | 1814.4617 | 2102.6617 | 2102.6617
results384.txt | 6548 KANGASALA 400.00 | -0.2916 | 430.5383 | 2245 | 1814.4617 | 2106.0617 | 2106.0617
results384.txt | 6549 LAVIANVOURI 400.00 | -0.2923 | 430.5383 | 2245 | 1814.4617 | 2106.7617 | 2106.7617
results384.txt | 6550 KOPULA 400.00 | -0.2934 | 430.5383 | 2245 | 1814.4617 | 2107.8617 | 2107.8617
results384.txt | 6551 HIKIÄ 400.00 | -0.2928 | 430.5383 | 2245 | 1814.4617 | 2107.2617 | 2107.2617
results384.txt | 6552 TAMMISTO 400.00 | -0.2906 | 430.5383 | 2245 | 1814.4617 | 2105.0617 | 2105.0617
results384.txt | 6553 NURMIJÄRVI 400.00 | -0.2928 | 430.5383 | 2245 | 1814.4617 | 2107.2617 | 2107.2617
results384.txt | 6554 LÄNSISALMI 400.00 | -0.2909 | 430.5383 | 2245 | 1814.4617 | 2105.3617 | 2105.3617
results384.txt | 6555 INKOO 400.00 | -0.2903 | 430.5383 | 2245 | 1814.4617 | 2104.7617 | 2104.7617
results384.txt | 6556 ESPOO 400.00 | -0.2911 | 430.5383 | 2245 | 1814.4617 | 2105.5617 | 2105.5617
results384.txt | 6567 ANTTILA 400.00 | -0.2923 | 430.5383 | 2245 | 1814.4617 | 2106.7617 | 2106.7617
results384.txt | 6569 KORIA 400.00 | -0.2951 | 430.5383 | 2245 | 1814.4617 | 2109.5617 | 2109.5617
results384.txt | 6570 LOVIISA 400.00 | -0.2897 | 430.5383 | 2245 | 1814.4617 | 2104.1617 | 2104.1617
results384.txt | 6573 YLLIKKÄLÄ 400.00 | -0.3005 | 430.5383 | 2245 | 1814.4617 | 2114.9617 | 2114.9617
results384.txt | 6615 TAHKOLUOTO 400.00 | -0.2824 | 430.5383 | 2245 | 1814.4617 | 2096.8617 | 2096.8617
results384.txt | 6617 OLKILUOTO 400.00 | -0.2813 | 430.5383 | 2245 | 1814.4617 | 2095.7617 | 2095.7617
results384.txt | 6618 RAUMA 400.00 | -0.2809 | 430.5383 | 2245 | 1814.4617 | 2095.3617 | 2095.3617
results384.txt | 6619 ULVILA 400.00 | -0.2846 | 430.5383 | 2245 | 1814.4617 | 2099.0617 | 2099.0617
results384.txt | 6621 LIETO 400.00 | -0.2864 | 430.5383 | 2245 | 1814.4617 | 2100.8617 | 2100.8617
results384.txt | 6778 HIRVISUO 400.00 | -0.2935 | 430.5383 | 2245 | 1814.4617 | 2107.9617 | 2107.9617
results384.txt | 6779 UUSNIVALA 400.00 | -0.2962 | 430.5383 | 2245 | 1814.4617 | 2110.6617 | 2110.6617
results384.txt | 6780 ALAJÄRVI 400.00 | -0.2963 | 430.5383 | 2245 | 1814.4617 | 2110.7617 | 2110.7617
results384.txt | 6781 SEINÄJOKI 400.00 | -0.2916 | 430.5383 | 2245 | 1814.4617 | 2106.0617 | 2106.0617
results384.txt | 6783 PETÄJÄV400 400.00 | -0.2974 | 430.5383 | 2245 | 1814.4617 | 2111.8617 | 2111.8617
results384.txt | 6782 PETÄJÄV220 220.00 | -0.2974 | 430.5383 | 2245 | 1814.4617 | 2111.8617 | 2111.8617
results384.txt | 6784 JÄMSÄ 220.00 | -0.2999 | 430.5383 | 2245 | 1814.4617 | 2114.3617 | 2114.3617
results384.txt | 6785 TOIVILA 400.00 | -0.2947 | 430.5383 | 2245 | 1814.4617 | 2109.1617 | 2109.1617
results384.txt | 6786 HAAPAVESI 220.00 | -0.2956 | 430.5383 | 2245 | 1814.4617 | 2110.0617 | 2110.0617
results384.txt | 6787 VUOLIJOKI 400.00 | -0.3053 | 430.5383 | 2245 | 1814.4617 | 2119.7617 | 2119.7617
results384.txt | 6788 ALAPITKÄ 400.00 | -0.3049 | 430.5383 | 2245 | 1814.4617 | 2119.3617 | 2119.3617
results384.txt | 6789 VIHTAVUORI 400.00 | -0.3 | 430.5383 | 2245 | 1814.4617 | 2114.4617 | 2114.4617
results384.txt | 6790 HUUTOKOSKI 400.00 | -0.3041 | 430.5383 | 2245 | 1814.4617 | 2118.5617 | 2118.5617
results384.txt | 6810 TUOVILA 400.00 | -0.2893 | 430.5383 | 2245 | 1814.4617 | 2103.7617 | 2103.7617
results384.txt | 6811 KRSITINESTAD400.00 | -0.2864 | 430.5383 | 2245 | 1814.4617 | 2100.8617 | 2100.8617
results384.txt | 6903 SEITENOIKEA 220.00 | -0.2868 | 430.5383 | 2245 | 1814.4617 | 2101.2617 | 2101.2617
results384.txt | 6907 DJUPTJÄRN 400.00 | -0.1066 | 430.5383 | 2245 | 1814.4617 | 1921.0617 | 1921.0617
results384.txt | 6908 KEMINMAA 220.00 | -0.197 | 430.5383 | 2245 | 1814.4617 | 2011.4617 | 2011.4617
results384.txt | 6909 ISOHAARA 400.00 | -0.185 | 430.5383 | 2245 | 1814.4617 | 1999.4617 | 1999.4617
results384.txt | 6910 SUBSTATION 400.00 | -0.185 | 430.5383 | 2245 | 1814.4617 | 1999.4617 | 1999.4617
results384.txt | 6911 JYLKKÄ 400.00 | -0.2962 | 430.5383 | 2245 | 1814.4617 | 2110.6617 | 2110.6617
results384.txt | 6912 VALAJASKO 220.00 | -0.1999 | 430.5383 | 2245 | 1814.4617 | 2014.3617 | 2014.3617
results384.txt | 6913 VANTTAUSKOSK220.00 | -0.2226 | 430.5383 | 2245 | 1814.4617 | 2037.0617 | 2037.0617
results384.txt | 6915 PIRITTIK400 400.00 | -0.2261 | 430.5383 | 2245 | 1814.4617 | 2040.5617 | 2040.5617
results384.txt | 6914 PIRITTK220 220.00 | -0.2231 | 430.5383 | 2245 | 1814.4617 | 2037.5617 | 2037.5617
results384.txt | 6916 SEITAKORVA 220.00 | -0.2219 | 430.5383 | 2245 | 1814.4617 | 2036.3617 | 2036.3617
results384.txt | 6917 ISOKANGAS 400.00 | -0.275 | 430.5383 | 2245 | 1814.4617 | 2089.4617 | 2089.4617
results384.txt | 6918 PIKKARALA 400.00 | -0.2912 | 430.5383 | 2245 | 1814.4617 | 2105.6617 | 2105.6617
results384.txt | 6920 PYHÄNSEL400 400.00 | -0.3038 | 430.5383 | 2245 | 1814.4617 | 2118.2617 | 2118.2617
results384.txt | 6919 PYHÄNSEL220 220.00 | -0.3038 | 430.5383 | 2245 | 1814.4617 | 2118.2617 | 2118.2617
results384.txt | 6921 PYHÄKOSI 220.00 | -0.2978 | 430.5383 | 2245 | 1814.4617 | 2112.2617 | 2112.2617
results384.txt | 6922 UTANEN 220.00 | -0.2948 | 430.5383 | 2245 | 1814.4617 | 2109.2617 | 2109.2617
results384.txt | 6923 NUOJA 220.00 | -0.2916 | 430.5383 | 2245 | 1814.4617 | 2106.0617 | 2106.0617
results384.txt | 6990 ISONIEMI 220.00 | -0.2213 | 430.5383 | 2245 | 1814.4617 | 2035.7617 | 2035.7617
results384.txt | 6992 IVALO 220.00 | -0.243 | 430.5383 | 2245 | 1814.4617 | 2057.4617 | 2057.4617
results384.txt | 6993 KUOLAJÄRVI 220.00 | -0.2265 | 430.5383 | 2245 | 1814.4617 | 2040.9617 | 2040.9617
results384.txt | 6994 VAJUKOSKI 220.00 | -0.2293 | 430.5383 | 2245 | 1814.4617 | 2043.7617 | 2043.7617
results384.txt | 6995 KOKKOSNIVA 220.00 | -0.2289 | 430.5383 | 2245 | 1814.4617 | 2043.3617 | 2043.3617
results384.txt | 7010 VARANGERBOT 220.00 | -0.2554 | 430.5383 | 2245 | 1814.4617 | 2069.8617 | 2069.8617
results384.txt | 7018 UTSJOKI 220.00 | -0.2531 | 430.5383 | 2245 | 1814.4617 | 2067.5617 | 2067.5617
results384.txt | 7054 OSSAUSKOSKI 220.00 | -0.1974 | 430.5383 | 2245 | 1814.4617 | 2011.8617 | 2011.8617
results384.txt | 7056 PETÄJÄSKO 400.00 | -0.1957 | 430.5383 | 2245 | 1814.4617 | 2010.1617 | 2010.1617
results384.txt | 7055 PETÄJÄSKO 220.00 | -0.1987 | 430.5383 | 2245 | 1814.4617 | 2013.1617 | 2013.1617
results384.txt | 8579 JOINT 220.00 | -0.2949 | 430.5383 | 2245 | 1814.4617 | 2109.3617 | 2109.3617
results384.txt | 7140 JOINT 220.00 | -0.2528 | 430.5383 | 2245 | 1814.4617 | 2067.2617 | 2067.2617
results384.txt | 9301 KEMIJÄRVI 220.00 | -0.2241 | 430.5383 | 2245 | 1814.4617 | 2038.5617 | 2038.5617
results384.txt | 9302 KEMINMAA 400.00 | -0.5717 | 430.5383 | 2245 | 1814.4617 | 2103.8383 | 2103.8383
results384.txt | 9304 LUMIJÄRVI 400.00 | -0.2974 | 430.5383 | 2245 | 1814.4617 | 2111.8617 | 2111.8617
results384.txt | 9303 MUSALA 400.00 | -0.2909 | 430.5383 | 2245 | 1814.4617 | 2105.3617 | 2105.3617
results384.txt | 9305 KÄRPPIÖN 400.00 | -0.287 | 430.5383 | 2245 | 1814.4617 | 2101.4617 | 2101.4617
results384.txt | 9306 HONKAJOEN 400.00 | -0.2859 | 430.5383 | 2245 | 1814.4617 | 2100.3617 | 2100.3617
results384.txt | 9307 KONTIOLAHTI 400.00 | -0.3028 | 430.5383 | 2245 | 1814.4617 | 2117.2617 | 2117.2617
results384.txt | 9308 ORIMATTILAN 400.00 | -0.2931 | 430.5383 | 2245 | 1814.4617 | 2107.5617 | 2107.5617
results384.txt | 9309 NAANTALINSAL400.00 | -0.2864 | 430.5383 | 2245 | 1814.4617 | 2100.8617 | 2100.8617
results385.txt | PTI INTERACTIVE POWER SYSTEM SIMULATOR--PSS(R)E MON, MAY 29 2023 |  | -430.5021 | 2245 | 1814.4979
results385.txt | SENSITIVITY FACTORS ARE CALCULATED WITH AC |  | -430.5021 | 2245 | 1814.4979
results385.txt | SUBSYSTEM 'RESERV' IS USED FOR OPPOSING SYSTEM FOR MW POWER |  | -430.5021 | 2245 | 1814.4979
results385.txt | SENSITIVITY FACTORS OF BRANCH FLOW (MVA) ON 6345 GLAN 400.00 TO 6646 HEDENLUNDA 400.00 3 MORE THAN | 0.1 | -430.5021 | 2245 | 1814.4979 | 1714.4979 | 1714.4979
results385.txt | <--------- BUS NAME --------> |  | -430.5021 | 2245 | 1814.4979
results385.txt | 5624 HERSLEV 400.00 | -0.131 | -430.5021 | 2245 | 1814.4979 | 1945.4979 | 1945.4979
results385.txt | 5642 HOVEGARD 400.00 | -0.1309 | -430.5021 | 2245 | 1814.4979 | 1945.3979 | 1945.3979
results385.txt | 5646 BJAEVERSKOV4400.00 | -0.1308 | -430.5021 | 2245 | 1814.4979 | 1945.2979 | 1945.2979
results385.txt | 5645 BJAEVERSKOV2220.00 | -0.1305 | -430.5021 | 2245 | 1814.4979 | 1944.9979 | 1944.9979
results385.txt | 5657 ISHOJ400 400.00 | -0.1309 | -430.5021 | 2245 | 1814.4979 | 1945.3979 | 1945.3979
results385.txt | 5656 ISHOJ220 220.00 | -0.1311 | -430.5021 | 2245 | 1814.4979 | 1945.5979 | 1945.5979
results385.txt | 5660 AVEDOREVERK 400.00 | -0.1309 | -430.5021 | 2245 | 1814.4979 | 1945.3979 | 1945.3979
results385.txt | 5662 ORSTEDSVERKE400.00 | -0.1311 | -430.5021 | 2245 | 1814.4979 | 1945.5979 | 1945.5979
results385.txt | 5671 SEGE 400.00 | -0.1432 | -430.5021 | 2245 | 1814.4979 | 1957.6979 | 1957.6979
results385.txt | 5672 ARRIE 400.00 | -0.1432 | -430.5021 | 2245 | 1814.4979 | 1957.6979 | 1957.6979
results385.txt | 5673 KRUSEBERG 400.00 | -0.1432 | -430.5021 | 2245 | 1814.4979 | 1957.6979 | 1957.6979
results385.txt | 5676 WIND FARM 220.00 | -0.1283 | -430.5021 | 2245 | 1814.4979 | 1942.7979 | 1942.7979
results385.txt | 5845 ASNAESVERK 400.00 | -0.1309 | -430.5021 | 2245 | 1814.4979 | 1945.3979 | 1945.3979
results385.txt | 6316 UDDEBO 400.00 | -0.111 | -430.5021 | 2245 | 1814.4979 | 1925.4979 | 1925.4979
results385.txt | 6319 KYNDBYVERKER400.00 | -0.1308 | -430.5021 | 2245 | 1814.4979 | 1945.2979 | 1945.2979
results385.txt | 6324 GORLOSEGARD 400.00 | -0.1303 | -430.5021 | 2245 | 1814.4979 | 1944.7979 | 1944.7979
results385.txt | 6330 GELNTEGARD2 400.00 | -0.1315 | -430.5021 | 2245 | 1814.4979 | 1945.9979 | 1945.9979
results385.txt | 6334 GLENTEGARD 400.00 | -0.1317 | -430.5021 | 2245 | 1814.4979 | 1946.1979 | 1946.1979
results385.txt | 6335 SODERASEN 400.00 | -0.1286 | -430.5021 | 2245 | 1814.4979 | 1943.0979 | 1943.0979
results385.txt | 6337 BARSEBACK 400.00 | -0.1413 | -430.5021 | 2245 | 1814.4979 | 1955.7979 | 1955.7979
results385.txt | 6338 HURVA 400.00 | -0.1481 | -430.5021 | 2245 | 1814.4979 | 1962.5979 | 1962.5979
results385.txt | 6341 KOLSTAD 400.00 | -0.1901 | -430.5021 | 2245 | 1814.4979 | 2004.5979 | 2004.5979
results385.txt | 6342 TENHULT 400.00 | -0.1362 | -430.5021 | 2245 | 1814.4979 | 1950.6979 | 1950.6979
results385.txt | 6343 BARKERYD 400.00 | -0.145 | -430.5021 | 2245 | 1814.4979 | 1959.4979 | 1959.4979
results385.txt | 6345 GLAN 400.00 | -0.2491 | -430.5021 | 2245 | 1814.4979 | 2063.5979 | 2063.5979
results385.txt | 6346 KIMSTAD 400.00 | -0.2048 | -430.5021 | 2245 | 1814.4979 | 2019.2979 | 2019.2979
results385.txt | 6348 OSKARSHAMN 400.00 | -0.1902 | -430.5021 | 2245 | 1814.4979 | 2004.6979 | 2004.6979
results385.txt | 6349 ALVESTA 400.00 | -0.1598 | -430.5021 | 2245 | 1814.4979 | 1974.2979 | 1974.2979
results385.txt | 6350 HEMSJO 400.00 | -0.1669 | -430.5021 | 2245 | 1814.4979 | 1981.3979 | 1981.3979
results385.txt | 6351 KARLSHAMN 400.00 | -0.1668 | -430.5021 | 2245 | 1814.4979 | 1981.2979 | 1981.2979
results385.txt | 6354 NYBRO 400.00 | -0.1765 | -430.5021 | 2245 | 1814.4979 | 1990.9979 | 1990.9979
results385.txt | 6600 AKER 400.00 | 0.1528 | -430.5021 | 2245 | 1814.4979 | 1661.6979 | 1661.6979
results385.txt | 6606 HALL 400.00 | 0.1041 | -430.5021 | 2245 | 1814.4979 | 1710.3979 | 1710.3979
results385.txt | 6608 EKUDDEN400 400.00 | 0.103 | -430.5021 | 2245 | 1814.4979 | 1711.4979 | 1711.4979
results385.txt | 6646 HEDENLUNDA 400.00 | 0.2058 | -430.5021 | 2245 | 1814.4979 | 1608.6979 | 1608.6979
results385.txt | 7429 JOINT 220.00 | -0.1284 | -430.5021 | 2245 | 1814.4979 | 1942.8979 | 1942.8979
results385.txt | 1052 BREARED 400.00 | -0.1086 | -430.5021 | 2245 | 1814.4979 | 1923.0979 | 1923.0979
results385.txt | 1053 HÄRADSBO 400.00 | -0.1135 | -430.5021 | 2245 | 1814.4979 | 1927.9979 | 1927.9979
results385.txt | 9401 HAGESKRUV 400.00 | -0.1748 | -430.5021 | 2245 | 1814.4979 | 1989.2979 | 1989.2979
results386.txt | PTI INTERACTIVE POWER SYSTEM SIMULATOR--PSS(R)E MON, MAY 29 2023 |  | -424.9171 | 2245 | 1820.0829
results386.txt | SENSITIVITY FACTORS ARE CALCULATED WITH AC |  | -424.9171 | 2245 | 1820.0829
results386.txt | SUBSYSTEM 'RESERV' IS USED FOR OPPOSING SYSTEM FOR MW POWER |  | -424.9171 | 2245 | 1820.0829
results386.txt | SENSITIVITY FACTORS OF BRANCH FLOW (MVA) ON 6345 GLAN 400.00 TO 6646 HEDENLUNDA 400.00 5 MORE THAN | 0.1 | -424.9171 | 2245 | 1820.0829 | 1720.0829 | 1720.0829
results386.txt | <--------- BUS NAME --------> |  | -424.9171 | 2245 | 1820.0829
results386.txt | 5624 HERSLEV 400.00 | -0.1231 | -424.9171 | 2245 | 1820.0829 | 1943.1829 | 1943.1829
results386.txt | 5642 HOVEGARD 400.00 | -0.1229 | -424.9171 | 2245 | 1820.0829 | 1942.9829 | 1942.9829
results386.txt | 5646 BJAEVERSKOV4400.00 | -0.1229 | -424.9171 | 2245 | 1820.0829 | 1942.9829 | 1942.9829
results386.txt | 5645 BJAEVERSKOV2220.00 | -0.1226 | -424.9171 | 2245 | 1820.0829 | 1942.6829 | 1942.6829
results386.txt | 5657 ISHOJ400 400.00 | -0.1229 | -424.9171 | 2245 | 1820.0829 | 1942.9829 | 1942.9829
results386.txt | 5656 ISHOJ220 220.00 | -0.1232 | -424.9171 | 2245 | 1820.0829 | 1943.2829 | 1943.2829
results386.txt | 5660 AVEDOREVERK 400.00 | -0.123 | -424.9171 | 2245 | 1820.0829 | 1943.0829 | 1943.0829
results386.txt | 5662 ORSTEDSVERKE400.00 | -0.1232 | -424.9171 | 2245 | 1820.0829 | 1943.2829 | 1943.2829
results386.txt | 5671 SEGE 400.00 | -0.1346 | -424.9171 | 2245 | 1820.0829 | 1954.6829 | 1954.6829
results386.txt | 5672 ARRIE 400.00 | -0.1345 | -424.9171 | 2245 | 1820.0829 | 1954.5829 | 1954.5829
results386.txt | 5673 KRUSEBERG 400.00 | -0.1345 | -424.9171 | 2245 | 1820.0829 | 1954.5829 | 1954.5829
results386.txt | 5676 WIND FARM 220.00 | -0.1205 | -424.9171 | 2245 | 1820.0829 | 1940.5829 | 1940.5829
results386.txt | 5845 ASNAESVERK 400.00 | -0.123 | -424.9171 | 2245 | 1820.0829 | 1943.0829 | 1943.0829
results386.txt | 6316 UDDEBO 400.00 | -0.1043 | -424.9171 | 2245 | 1820.0829 | 1924.3829 | 1924.3829
results386.txt | 6319 KYNDBYVERKER400.00 | -0.1228 | -424.9171 | 2245 | 1820.0829 | 1942.8829 | 1942.8829
results386.txt | 6324 GORLOSEGARD 400.00 | -0.1224 | -424.9171 | 2245 | 1820.0829 | 1942.4829 | 1942.4829
results386.txt | 6330 GELNTEGARD2 400.00 | -0.1235 | -424.9171 | 2245 | 1820.0829 | 1943.5829 | 1943.5829
results386.txt | 6334 GLENTEGARD 400.00 | -0.1237 | -424.9171 | 2245 | 1820.0829 | 1943.7829 | 1943.7829
results386.txt | 6335 SODERASEN 400.00 | -0.1208 | -424.9171 | 2245 | 1820.0829 | 1940.8829 | 1940.8829
results386.txt | 6337 BARSEBACK 400.00 | -0.1328 | -424.9171 | 2245 | 1820.0829 | 1952.8829 | 1952.8829
results386.txt | 6338 HURVA 400.00 | -0.1392 | -424.9171 | 2245 | 1820.0829 | 1959.2829 | 1959.2829
results386.txt | 6341 KOLSTAD 400.00 | -0.1786 | -424.9171 | 2245 | 1820.0829 | 1998.6829 | 1998.6829
results386.txt | 6342 TENHULT 400.00 | -0.1279 | -424.9171 | 2245 | 1820.0829 | 1947.9829 | 1947.9829
results386.txt | 6343 BARKERYD 400.00 | -0.1363 | -424.9171 | 2245 | 1820.0829 | 1956.3829 | 1956.3829
results386.txt | 6345 GLAN 400.00 | -0.234 | -424.9171 | 2245 | 1820.0829 | 2054.0829 | 2054.0829
results386.txt | 6346 KIMSTAD 400.00 | -0.1924 | -424.9171 | 2245 | 1820.0829 | 2012.4829 | 2012.4829
results386.txt | 6348 OSKARSHAMN 400.00 | -0.1787 | -424.9171 | 2245 | 1820.0829 | 1998.7829 | 1998.7829
results386.txt | 6349 ALVESTA 400.00 | -0.1501 | -424.9171 | 2245 | 1820.0829 | 1970.1829 | 1970.1829
results386.txt | 6350 HEMSJO 400.00 | -0.1568 | -424.9171 | 2245 | 1820.0829 | 1976.8829 | 1976.8829
results386.txt | 6351 KARLSHAMN 400.00 | -0.1567 | -424.9171 | 2245 | 1820.0829 | 1976.7829 | 1976.7829
results386.txt | 6354 NYBRO 400.00 | -0.1658 | -424.9171 | 2245 | 1820.0829 | 1985.8829 | 1985.8829
results386.txt | 6600 AKER 400.00 | 0.1435 | -424.9171 | 2245 | 1820.0829 | 1676.5829 | 1676.5829
results386.txt | 6646 HEDENLUNDA 400.00 | 0.1934 | -424.9171 | 2245 | 1820.0829 | 1626.6829 | 1626.6829
results386.txt | 7429 JOINT 220.00 | -0.1207 | -424.9171 | 2245 | 1820.0829 | 1940.7829 | 1940.7829
results386.txt | 1052 BREARED 400.00 | -0.102 | -424.9171 | 2245 | 1820.0829 | 1922.0829 | 1922.0829
results386.txt | 1053 HÄRADSBO 400.00 | -0.1066 | -424.9171 | 2245 | 1820.0829 | 1926.6829 | 1926.6829
results386.txt | 9401 HAGESKRUV 400.00 | -0.1642 | -424.9171 | 2245 | 1820.0829 | 1984.2829 | 1984.2829
results387.txt | PTI INTERACTIVE POWER SYSTEM SIMULATOR--PSS(R)E MON, MAY 29 2023 |  | -179.1131 | 2000 | 1820.8869
results387.txt | SENSITIVITY FACTORS ARE CALCULATED WITH AC |  | -179.1131 | 2000 | 1820.8869
results387.txt | SUBSYSTEM 'RESERV' IS USED FOR OPPOSING SYSTEM FOR MW POWER |  | -179.1131 | 2000 | 1820.8869
results387.txt | SENSITIVITY FACTORS OF BRANCH FLOW (MVA) ON 7055 PETÄJÄSKO 220.00 TO 7056 PETÄJÄSKO 400.00 1 MORE THAN | 0.1 | -179.1131 | 2000 | 1820.8869 | 1720.8869 | 1720.8869
results387.txt | <--------- BUS NAME --------> |  | -179.1131 | 2000 | 1820.8869
results387.txt | 6908 KEMINMAA 220.00 | 0.8863 | -179.1131 | 2000 | 1820.8869 | 934.5869 | 934.5869
results387.txt | 6912 VALAJASKO 220.00 | 0.8744 | -179.1131 | 2000 | 1820.8869 | 946.4869 | 946.4869
results387.txt | 6913 VANTTAUSKOSK220.00 | 0.1337 | -179.1131 | 2000 | 1820.8869 | 1687.1869 | 1687.1869
results387.txt | 6914 PIRITTK220 220.00 | 0.134 | -179.1131 | 2000 | 1820.8869 | 1686.8869 | 1686.8869
results387.txt | 6916 SEITAKORVA 220.00 | 0.1333 | -179.1131 | 2000 | 1820.8869 | 1687.5869 | 1687.5869
results387.txt | 6990 ISONIEMI 220.00 | 0.6379 | -179.1131 | 2000 | 1820.8869 | 1182.9869 | 1182.9869
results387.txt | 6992 IVALO 220.00 | 0.509 | -179.1131 | 2000 | 1820.8869 | 1311.8869 | 1311.8869
results387.txt | 6993 KUOLAJÄRVI 220.00 | 0.5441 | -179.1131 | 2000 | 1820.8869 | 1276.7869 | 1276.7869
results387.txt | 6994 VAJUKOSKI 220.00 | 0.481 | -179.1131 | 2000 | 1820.8869 | 1339.8869 | 1339.8869
results387.txt | 6995 KOKKOSNIVA 220.00 | 0.373 | -179.1131 | 2000 | 1820.8869 | 1447.8869 | 1447.8869
results387.txt | 7010 VARANGERBOT 220.00 | 0.5345 | -179.1131 | 2000 | 1820.8869 | 1286.3869 | 1286.3869
results387.txt | 7018 UTSJOKI 220.00 | 0.5297 | -179.1131 | 2000 | 1820.8869 | 1291.1869 | 1291.1869
results387.txt | 7054 OSSAUSKOSKI 220.00 | 0.888 | -179.1131 | 2000 | 1820.8869 | 932.8869 | 932.8869
results387.txt | 7055 PETÄJÄSKO 220.00 | 0.8937 | -179.1131 | 2000 | 1820.8869 | 927.1869 | 927.1869
results387.txt | 7140 JOINT 220.00 | 0.5292 | -179.1131 | 2000 | 1820.8869 | 1291.6869 | 1291.6869
results387.txt | 9301 KEMIJÄRVI 220.00 | 0.1855 | -179.1131 | 2000 | 1820.8869 | 1635.3869 | 1635.3869
results388.txt | PTI INTERACTIVE POWER SYSTEM SIMULATOR--PSS(R)E MON, MAY 29 2023 |  | -175.8981 | 2000 | 1824.1018
results388.txt | SENSITIVITY FACTORS ARE CALCULATED WITH AC |  | -175.8981 | 2000 | 1824.1018
results388.txt | SUBSYSTEM 'RESERV' IS USED FOR OPPOSING SYSTEM FOR MW POWER |  | -175.8981 | 2000 | 1824.1018
results388.txt | SENSITIVITY FACTORS OF BRANCH FLOW (MVA) ON 6582 STACKBO220 220.00 TO 6583 STACKBO400 400.00 1 MORE THAN | 0.1 | -175.8981 | 2000 | 1824.1018 | 1724.1019 | 1724.1019
results388.txt | <--------- BUS NAME --------> |  | -175.8981 | 2000 | 1824.1018
results388.txt | 6580 SODERALA 220.00 | -0.5648 | -175.8981 | 2000 | 1824.1018 | 1611.0981 | 1611.0981
results388.txt | 6582 STACKBO220 220.00 | -0.6335 | -175.8981 | 2000 | 1824.1018 | 1542.3981 | 1542.3981
results388.txt | 6584 VALBO 220.00 | -0.5544 | -175.8981 | 2000 | 1824.1018 | 1621.4981 | 1621.4981
results388.txt | 6588 UNTRA 220.00 | -0.3193 | -175.8981 | 2000 | 1824.1018 | 1856.5981 | 1856.5981
results388.txt | 6592 STARFORS 220.00 | -0.1882 | -175.8981 | 2000 | 1824.1018 | 1987.6981 | 1987.6981
results388.txt | 6595 BREDAKER 220.00 | -0.1828 | -175.8981 | 2000 | 1824.1018 | 1993.0981 | 1993.0981
results388.txt | 6596 TUNA220 220.00 | -0.1262 | -175.8981 | 2000 | 1824.1018 | 1950.3019 | 1950.3019
results388.txt | 6598 BOLANDERNA 220.00 | -0.1344 | -175.8981 | 2000 | 1824.1018 | 1958.5019 | 1958.5019
results388.txt | 6599 PLENNINGE 220.00 | -0.1341 | -175.8981 | 2000 | 1824.1018 | 1958.2019 | 1958.2019
results388.txt | 6610 GRASKA 220.00 | -0.1275 | -175.8981 | 2000 | 1824.1018 | 1951.6019 | 1951.6019
results388.txt | 6611 HALLSTAVIK 220.00 | -0.1275 | -175.8981 | 2000 | 1824.1018 | 1951.6019 | 1951.6019
results388.txt | 6613 MALSTA 220.00 | -0.128 | -175.8981 | 2000 | 1824.1018 | 1952.1019 | 1952.1019
results388.txt | 6633 DÖNJE 220.00 | -0.5724 | -175.8981 | 2000 | 1824.1018 | 1603.4981 | 1603.4981
results388.txt | 6634 OCKELBO 220.00 | -0.1859 | -175.8981 | 2000 | 1824.1018 | 1989.9981 | 1989.9981
results388.txt | 6636 HORNDAL 220.00 | -0.1844 | -175.8981 | 2000 | 1824.1018 | 1991.4981 | 1991.4981
results388.txt | 6854 LJUSDAL 220.00 | -0.5826 | -175.8981 | 2000 | 1824.1018 | 1593.2981 | 1593.2981
results389.txt | PTI INTERACTIVE POWER SYSTEM SIMULATOR--PSS(R)E MON, MAY 29 2023 |  | 175.7695 | 2000 | 1824.2305
results389.txt | SENSITIVITY FACTORS ARE CALCULATED WITH AC |  | 175.7695 | 2000 | 1824.2305
results389.txt | SUBSYSTEM 'RESERV' IS USED FOR OPPOSING SYSTEM FOR MW POWER |  | 175.7695 | 2000 | 1824.2305
results389.txt | SENSITIVITY FACTORS OF BRANCH FLOW (MVA) ON 6643 FINNSLATTEN 220.00 TO 9411 MUNGA 400.00 1 MORE THAN | 0.1 | 175.7695 | 2000 | 1824.2305 | 1724.2305 | 1724.2305
results389.txt | <--------- BUS NAME --------> |  | 175.7695 | 2000 | 1824.2305
results389.txt | 6638 LINDBACKA220220.00 | -0.3016 | 175.7695 | 2000 | 1824.2305 | 1874.1695 | 1874.1695
results389.txt | 6643 FINNSLATTEN 220.00 | -0.713 | 175.7695 | 2000 | 1824.2305 | 1462.7695 | 1462.7695
results389.txt | 6644 HIMMETA 220.00 | -0.5722 | 175.7695 | 2000 | 1824.2305 | 1603.5695 | 1603.5695
results389.txt | 6645 AROSVERKET 220.00 | -0.5729 | 175.7695 | 2000 | 1824.2305 | 1602.8695 | 1602.8695
results389.txt | 8845 JOINT 220.00 | -0.6052 | 175.7695 | 2000 | 1824.2305 | 1570.5695 | 1570.5695
results390.txt | PTI INTERACTIVE POWER SYSTEM SIMULATOR--PSS(R)E MON, MAY 29 2023 |  | -420.437 | 2245 | 1824.563
results390.txt | SENSITIVITY FACTORS ARE CALCULATED WITH AC |  | -420.437 | 2245 | 1824.563
results390.txt | SUBSYSTEM 'RESERV' IS USED FOR OPPOSING SYSTEM FOR MW POWER |  | -420.437 | 2245 | 1824.563
results390.txt | SENSITIVITY FACTORS OF BRANCH FLOW (MVA) ON 6744 LINDÅS 400.00 TO 9010 HAUGSVAER 400.00 2 MORE THAN | 0.1 | -420.437 | 2245 | 1824.563 | 1724.563 | 1724.563
results390.txt | <--------- BUS NAME --------> |  | -420.437 | 2245 | 1824.563
results390.txt | 6649 REFSDAL 400.00 | 0.1021 | -420.437 | 2245 | 1824.563 | 1722.463 | 1722.463
results390.txt | 6651 MODALEN 400.00 | 0.1469 | -420.437 | 2245 | 1824.563 | 1677.663 | 1677.663
results390.txt | 6743 KOLLSNES 400.00 | -0.302 | -420.437 | 2245 | 1824.563 | 2126.563 | 2126.563
results390.txt | 6745 SUBSTATION 400.00 | -0.4771 | -420.437 | 2245 | 1824.563 | 2188.337 | 2188.337
results390.txt | 6744 LINDÅS 400.00 | -0.4771 | -420.437 | 2245 | 1824.563 | 2188.337 | 2188.337
results390.txt | 6746 NYGARD 400.00 | -0.1858 | -420.437 | 2245 | 1824.563 | 2010.363 | 2010.363
results390.txt | 6747 ARNA 400.00 | -0.1024 | -420.437 | 2245 | 1824.563 | 1926.963 | 1926.963
results390.txt | 6748 BERGEN 400.00 | -0.1236 | -420.437 | 2245 | 1824.563 | 1948.163 | 1948.163
results390.txt | 9010 HAUGSVAER 400.00 | 0.3382 | -420.437 | 2245 | 1824.563 | 1486.363 | 1486.363
results390.txt | 9011 STEINSLAND 400.00 | 0.1851 | -420.437 | 2245 | 1824.563 | 1639.463 | 1639.463
results391.txt | PTI INTERACTIVE POWER SYSTEM SIMULATOR--PSS(R)E MON, MAY 29 2023 |  | -172.6568 | 2000 | 1827.3432
results391.txt | SENSITIVITY FACTORS ARE CALCULATED WITH AC |  | -172.6568 | 2000 | 1827.3432
results391.txt | SUBSYSTEM 'RESERV' IS USED FOR OPPOSING SYSTEM FOR MW POWER |  | -172.6568 | 2000 | 1827.3432
results391.txt | SENSITIVITY FACTORS OF BRANCH FLOW (MVA) ON 5645 BJAEVERSKOV2220.00 TO 5646 BJAEVERSKOV4400.00 1 MORE THAN | 0.1 | -172.6568 | 2000 | 1827.3432 | 1727.3432 | 1727.3432
results391.txt | <--------- BUS NAME --------> |  | -172.6568 | 2000 | 1827.3432
results391.txt | 5645 BJAEVERSKOV2220.00 | 0.6141 | -172.6568 | 2000 | 1827.3432 | 1213.2432 | 1213.2432
results391.txt | 5656 ISHOJ220 220.00 | 0.3526 | -172.6568 | 2000 | 1827.3432 | 1474.7432 | 1474.7432
results391.txt | 5676 WIND FARM 220.00 | 0.6048 | -172.6568 | 2000 | 1827.3432 | 1222.5432 | 1222.5432
results391.txt | 7429 JOINT 220.00 | 0.6056 | -172.6568 | 2000 | 1827.3432 | 1221.7432 | 1221.7432
results392.txt | PTI INTERACTIVE POWER SYSTEM SIMULATOR--PSS(R)E MON, MAY 29 2023 |  | -171.0407 | 2000 | 1828.9593
results392.txt | SENSITIVITY FACTORS ARE CALCULATED WITH AC |  | -171.0407 | 2000 | 1828.9593
results392.txt | SUBSYSTEM 'RESERV' IS USED FOR OPPOSING SYSTEM FOR MW POWER |  | -171.0407 | 2000 | 1828.9593
results392.txt | SENSITIVITY FACTORS OF BRANCH FLOW (MVA) ON 6640 HALLSBERG220220.00 TO 6641 HALLSBERG400400.00 1 MORE THAN | 0.1 | -171.0407 | 2000 | 1828.9593 | 1728.9593 | 1728.9593
results392.txt | <--------- BUS NAME --------> |  | -171.0407 | 2000 | 1828.9593
results392.txt | 6340 MOHOLM 220.00 | -1.0481 | -171.0407 | 2000 | 1828.9593 | 1122.9407 | 1122.9407
results392.txt | 6640 HALLSBERG220220.00 | -1.001 | -171.0407 | 2000 | 1828.9593 | 1170.0407 | 1170.0407
results393.txt | PTI INTERACTIVE POWER SYSTEM SIMULATOR--PSS(R)E MON, MAY 29 2023 |  | 408.7838 | 2245 | 1836.2161
results393.txt | SENSITIVITY FACTORS ARE CALCULATED WITH AC |  | 408.7838 | 2245 | 1836.2161
results393.txt | SUBSYSTEM 'RESERV' IS USED FOR OPPOSING SYSTEM FOR MW POWER |  | 408.7838 | 2245 | 1836.2161
results393.txt | SENSITIVITY FACTORS OF BRANCH FLOW (MVA) ON 6815 HÖGÅSEN 400.00 TO 6820 JÄRPSTR400 400.00 1 MORE THAN | 0.1 | 408.7838 | 2245 | 1836.2161 | 1736.2162 | 1736.2162
results393.txt | <--------- BUS NAME --------> |  | 408.7838 | 2245 | 1836.2161
results393.txt | 5624 HERSLEV 400.00 | -0.1072 | 408.7838 | 2245 | 1836.2161 | 1943.4162 | 1943.4162
results393.txt | 5642 HOVEGARD 400.00 | -0.1071 | 408.7838 | 2245 | 1836.2161 | 1943.3162 | 1943.3162
results393.txt | 5646 BJAEVERSKOV4400.00 | -0.1071 | 408.7838 | 2245 | 1836.2161 | 1943.3162 | 1943.3162
results393.txt | 5645 BJAEVERSKOV2220.00 | -0.1071 | 408.7838 | 2245 | 1836.2161 | 1943.3162 | 1943.3162
results393.txt | 5657 ISHOJ400 400.00 | -0.1071 | 408.7838 | 2245 | 1836.2161 | 1943.3162 | 1943.3162
results393.txt | 5656 ISHOJ220 220.00 | -0.1072 | 408.7838 | 2245 | 1836.2161 | 1943.4162 | 1943.4162
results393.txt | 5660 AVEDOREVERK 400.00 | -0.1072 | 408.7838 | 2245 | 1836.2161 | 1943.4162 | 1943.4162
results393.txt | 5662 ORSTEDSVERKE400.00 | -0.1072 | 408.7838 | 2245 | 1836.2161 | 1943.4162 | 1943.4162
results393.txt | 5671 SEGE 400.00 | -0.1098 | 408.7838 | 2245 | 1836.2161 | 1946.0162 | 1946.0162
results393.txt | 5672 ARRIE 400.00 | -0.1098 | 408.7838 | 2245 | 1836.2161 | 1946.0162 | 1946.0162
results393.txt | 5673 KRUSEBERG 400.00 | -0.1098 | 408.7838 | 2245 | 1836.2161 | 1946.0162 | 1946.0162
results393.txt | 5676 WIND FARM 220.00 | -0.1067 | 408.7838 | 2245 | 1836.2161 | 1942.9162 | 1942.9162
results393.txt | 5845 ASNAESVERK 400.00 | -0.1071 | 408.7838 | 2245 | 1836.2161 | 1943.3162 | 1943.3162
results393.txt | 6314 TIMMERSDALA 400.00 | -0.1124 | 408.7838 | 2245 | 1836.2161 | 1948.6162 | 1948.6162
results393.txt | 6315 HORRED 400.00 | -0.101 | 408.7838 | 2245 | 1836.2161 | 1937.2162 | 1937.2162
results393.txt | 6316 UDDEBO 400.00 | -0.1046 | 408.7838 | 2245 | 1836.2161 | 1940.8162 | 1940.8162
results393.txt | 6319 KYNDBYVERKER400.00 | -0.1071 | 408.7838 | 2245 | 1836.2161 | 1943.3162 | 1943.3162
results393.txt | 6324 GORLOSEGARD 400.00 | -0.107 | 408.7838 | 2245 | 1836.2161 | 1943.2162 | 1943.2162
results393.txt | 6330 GELNTEGARD2 400.00 | -0.1073 | 408.7838 | 2245 | 1836.2161 | 1943.5162 | 1943.5162
results393.txt | 6334 GLENTEGARD 400.00 | -0.1073 | 408.7838 | 2245 | 1836.2161 | 1943.5162 | 1943.5162
results393.txt | 6335 SODERASEN 400.00 | -0.1067 | 408.7838 | 2245 | 1836.2161 | 1942.9162 | 1942.9162
results393.txt | 6337 BARSEBACK 400.00 | -0.1094 | 408.7838 | 2245 | 1836.2161 | 1945.6162 | 1945.6162
results393.txt | 6338 HURVA 400.00 | -0.1108 | 408.7838 | 2245 | 1836.2161 | 1947.0162 | 1947.0162
results393.txt | 6340 MOHOLM 220.00 | -0.1288 | 408.7838 | 2245 | 1836.2161 | 1965.0162 | 1965.0162
results393.txt | 6341 KOLSTAD 400.00 | -0.1194 | 408.7838 | 2245 | 1836.2161 | 1955.6162 | 1955.6162
results393.txt | 6342 TENHULT 400.00 | -0.1121 | 408.7838 | 2245 | 1836.2161 | 1948.3162 | 1948.3162
results393.txt | 6343 BARKERYD 400.00 | -0.1165 | 408.7838 | 2245 | 1836.2161 | 1952.7162 | 1952.7162
results393.txt | 6345 GLAN 400.00 | -0.1229 | 408.7838 | 2245 | 1836.2161 | 1959.1162 | 1959.1162
results393.txt | 6346 KIMSTAD 400.00 | -0.123 | 408.7838 | 2245 | 1836.2161 | 1959.2162 | 1959.2162
results393.txt | 6348 OSKARSHAMN 400.00 | -0.1178 | 408.7838 | 2245 | 1836.2161 | 1954.0162 | 1954.0162
results393.txt | 6349 ALVESTA 400.00 | -0.1137 | 408.7838 | 2245 | 1836.2161 | 1949.9162 | 1949.9162
results393.txt | 6350 HEMSJO 400.00 | -0.1144 | 408.7838 | 2245 | 1836.2161 | 1950.6162 | 1950.6162
results393.txt | 6351 KARLSHAMN 400.00 | -0.1144 | 408.7838 | 2245 | 1836.2161 | 1950.6162 | 1950.6162
results393.txt | 6354 NYBRO 400.00 | -0.1159 | 408.7838 | 2245 | 1836.2161 | 1952.1162 | 1952.1162
results393.txt | 6580 SODERALA 220.00 | -0.1281 | 408.7838 | 2245 | 1836.2161 | 1964.3162 | 1964.3162
results393.txt | 6581 ANGSBERG 400.00 | -0.1265 | 408.7838 | 2245 | 1836.2161 | 1962.7162 | 1962.7162
results393.txt | 6583 STACKBO400 400.00 | -0.1268 | 408.7838 | 2245 | 1836.2161 | 1963.0162 | 1963.0162
results393.txt | 6582 STACKBO220 220.00 | -0.127 | 408.7838 | 2245 | 1836.2161 | 1963.2162 | 1963.2162
results393.txt | 6584 VALBO 220.00 | -0.1272 | 408.7838 | 2245 | 1836.2161 | 1963.4162 | 1963.4162
results393.txt | 6585 FINNBOLEHVDC400.00 | -0.1268 | 408.7838 | 2245 | 1836.2161 | 1963.0162 | 1963.0162
results393.txt | 6586 FINNBOLEHVDC400.00 | -0.1269 | 408.7838 | 2245 | 1836.2161 | 1963.1162 | 1963.1162
results393.txt | 6588 UNTRA 220.00 | -0.1275 | 408.7838 | 2245 | 1836.2161 | 1963.7162 | 1963.7162
results393.txt | 6589 DANNEBO 400.00 | -0.1262 | 408.7838 | 2245 | 1836.2161 | 1962.4162 | 1962.4162
results393.txt | 6591 FORSMARK 400.00 | -0.1261 | 408.7838 | 2245 | 1836.2161 | 1962.3162 | 1962.3162
results393.txt | 6592 STARFORS 220.00 | -0.1292 | 408.7838 | 2245 | 1836.2161 | 1965.4162 | 1965.4162
results393.txt | 6594 HAMRA400 400.00 | -0.1273 | 408.7838 | 2245 | 1836.2161 | 1963.5162 | 1963.5162
results393.txt | 6593 HAMRA220 220.00 | -0.127 | 408.7838 | 2245 | 1836.2161 | 1963.2162 | 1963.2162
results393.txt | 6595 BREDAKER 220.00 | -0.1277 | 408.7838 | 2245 | 1836.2161 | 1963.9162 | 1963.9162
results393.txt | 6597 TUNA400 400.00 | -0.1269 | 408.7838 | 2245 | 1836.2161 | 1963.1162 | 1963.1162
results393.txt | 6596 TUNA220 220.00 | -0.1276 | 408.7838 | 2245 | 1836.2161 | 1963.8162 | 1963.8162
results393.txt | 6598 BOLANDERNA 220.00 | -0.128 | 408.7838 | 2245 | 1836.2161 | 1964.2162 | 1964.2162
results393.txt | 6599 PLENNINGE 220.00 | -0.1279 | 408.7838 | 2245 | 1836.2161 | 1964.1162 | 1964.1162
results393.txt | 6600 AKER 400.00 | -0.1258 | 408.7838 | 2245 | 1836.2161 | 1962.0162 | 1962.0162
results393.txt | 6602 KOLBOTTEN400400.00 | -0.1268 | 408.7838 | 2245 | 1836.2161 | 1963.0162 | 1963.0162
results393.txt | 6601 KOLBOTTEN220220.00 | -0.1269 | 408.7838 | 2245 | 1836.2161 | 1963.1162 | 1963.1162
results393.txt | 6603 ODENSALA 400.00 | -0.1268 | 408.7838 | 2245 | 1836.2161 | 1963.0162 | 1963.0162
results393.txt | 6605 STOCKHOLM400400.00 | -0.1269 | 408.7838 | 2245 | 1836.2161 | 1963.1162 | 1963.1162
results393.txt | 6604 STOCKHOLM220220.00 | -0.1268 | 408.7838 | 2245 | 1836.2161 | 1963.0162 | 1963.0162
results393.txt | 6606 HALL 400.00 | -0.1266 | 408.7838 | 2245 | 1836.2161 | 1962.8162 | 1962.8162
results393.txt | 6608 EKUDDEN400 400.00 | -0.1266 | 408.7838 | 2245 | 1836.2161 | 1962.8162 | 1962.8162
results393.txt | 6607 EKUDDEN220 220.00 | -0.1267 | 408.7838 | 2245 | 1836.2161 | 1962.9162 | 1962.9162
results393.txt | 6609 SOLBERGA 220.00 | -0.1268 | 408.7838 | 2245 | 1836.2161 | 1963.0162 | 1963.0162
results393.txt | 6610 GRASKA 220.00 | -0.1281 | 408.7838 | 2245 | 1836.2161 | 1964.3162 | 1964.3162
results393.txt | 6611 HALLSTAVIK 220.00 | -0.1281 | 408.7838 | 2245 | 1836.2161 | 1964.3162 | 1964.3162
results393.txt | 6613 MALSTA 220.00 | -0.1283 | 408.7838 | 2245 | 1836.2161 | 1964.5162 | 1964.5162
results393.txt | 6614 VALLENTUNA 220.00 | -0.1272 | 408.7838 | 2245 | 1836.2161 | 1963.4162 | 1963.4162
results393.txt | 6630 BORGVIK 400.00 | -0.1006 | 408.7838 | 2245 | 1836.2161 | 1936.8162 | 1936.8162
results393.txt | 6631 BASNA 400.00 | -0.1286 | 408.7838 | 2245 | 1836.2161 | 1964.8162 | 1964.8162
results393.txt | 6632 REPBACKEN 400.00 | -0.1286 | 408.7838 | 2245 | 1836.2161 | 1964.8162 | 1964.8162
results393.txt | 6633 DÖNJE 220.00 | -0.1287 | 408.7838 | 2245 | 1836.2161 | 1964.9162 | 1964.9162
results393.txt | 6634 OCKELBO 220.00 | -0.1286 | 408.7838 | 2245 | 1836.2161 | 1964.8162 | 1964.8162
results393.txt | 6635 HOFORS 220.00 | -0.1289 | 408.7838 | 2245 | 1836.2161 | 1965.1162 | 1965.1162
results393.txt | 6636 HORNDAL 220.00 | -0.1282 | 408.7838 | 2245 | 1836.2161 | 1964.4162 | 1964.4162
results393.txt | 6637 MORGARDSH 400.00 | -0.1362 | 408.7838 | 2245 | 1836.2161 | 1972.4162 | 1972.4162
results393.txt | 6639 LINDBACKA400400.00 | -0.1285 | 408.7838 | 2245 | 1836.2161 | 1964.7162 | 1964.7162
results393.txt | 6638 LINDBACKA220220.00 | -0.1283 | 408.7838 | 2245 | 1836.2161 | 1964.5162 | 1964.5162
results393.txt | 6641 HALLSBERG400400.00 | -0.1266 | 408.7838 | 2245 | 1836.2161 | 1962.8162 | 1962.8162
results393.txt | 6640 HALLSBERG220220.00 | -0.1266 | 408.7838 | 2245 | 1836.2161 | 1962.8162 | 1962.8162
results393.txt | 6642 OSTANSJO 400.00 | -0.1265 | 408.7838 | 2245 | 1836.2161 | 1962.7162 | 1962.7162
results393.txt | 6643 FINNSLATTEN 220.00 | -0.1281 | 408.7838 | 2245 | 1836.2161 | 1964.3162 | 1964.3162
results393.txt | 6644 HIMMETA 220.00 | -0.1285 | 408.7838 | 2245 | 1836.2161 | 1964.7162 | 1964.7162
results393.txt | 6645 AROSVERKET 220.00 | -0.1285 | 408.7838 | 2245 | 1836.2161 | 1964.7162 | 1964.7162
results393.txt | 6646 HEDENLUNDA 400.00 | -0.1245 | 408.7838 | 2245 | 1836.2161 | 1960.7162 | 1960.7162
results393.txt | 6791 TRATTBERGET 220.00 | -0.1381 | 408.7838 | 2245 | 1836.2161 | 1974.3162 | 1974.3162
results393.txt | 6792 HÄLLBY 220.00 | -0.1381 | 408.7838 | 2245 | 1836.2161 | 1974.3162 | 1974.3162
results393.txt | 6793 DEGERFORSEN 220.00 | -0.1378 | 408.7838 | 2245 | 1836.2161 | 1974.0162 | 1974.0162
results393.txt | 6794 GUSELE 220.00 | -0.1383 | 408.7838 | 2245 | 1836.2161 | 1974.5162 | 1974.5162
results393.txt | 6796 BETÅSEN400 400.00 | -0.1305 | 408.7838 | 2245 | 1836.2161 | 1966.7162 | 1966.7162
results393.txt | 6795 BETÅSEN220 220.00 | -0.1397 | 408.7838 | 2245 | 1836.2161 | 1975.9162 | 1975.9162
results393.txt | 6797 NÄMFORSEN 220.00 | -0.1434 | 408.7838 | 2245 | 1836.2161 | 1979.6162 | 1979.6162
results393.txt | 6798 MOFORSEN 220.00 | -0.1447 | 408.7838 | 2245 | 1836.2161 | 1980.9162 | 1980.9162
results393.txt | 6799 HJÄLTA220 220.00 | -0.1574 | 408.7838 | 2245 | 1836.2161 | 1993.6162 | 1993.6162
results393.txt | 6800 FORSMO 220.00 | -0.1472 | 408.7838 | 2245 | 1836.2161 | 1983.4162 | 1983.4162
results393.txt | 6801 FORSSE 220.00 | -0.1551 | 408.7838 | 2245 | 1836.2161 | 1991.3162 | 1991.3162
results393.txt | 6802 HJÄLTA 400.00 | -0.1256 | 408.7838 | 2245 | 1836.2161 | 1961.8162 | 1961.8162
results393.txt | 6803 MOLIDEN 400.00 | -0.1181 | 408.7838 | 2245 | 1836.2161 | 1954.3162 | 1954.3162
results393.txt | 6804 JARKVISSLE 220.00 | -0.1568 | 408.7838 | 2245 | 1836.2161 | 1993.0162 | 1993.0162
results393.txt | 6805 NYSATER 400.00 | -0.1255 | 408.7838 | 2245 | 1836.2161 | 1961.7162 | 1961.7162
results393.txt | 6806 HALLSJO 220.00 | -0.1568 | 408.7838 | 2245 | 1836.2161 | 1993.0162 | 1993.0162
results393.txt | 6807 BANDSJO 400.00 | -0.1255 | 408.7838 | 2245 | 1836.2161 | 1961.7162 | 1961.7162
results393.txt | 6808 VAPLE 220.00 | -0.1564 | 408.7838 | 2245 | 1836.2161 | 1992.6162 | 1992.6162
results393.txt | 6809 STORNORRFORS400.00 | -0.1137 | 408.7838 | 2245 | 1836.2161 | 1949.9162 | 1949.9162
results393.txt | 6812 OGNDAL 400.00 | 0.2416 | 408.7838 | 2245 | 1836.2161 | 1594.6162 | 1594.6162
results393.txt | 6814 VERDAL400 400.00 | 0.2577 | 408.7838 | 2245 | 1836.2161 | 1578.5162 | 1578.5162
results393.txt | 6813 VERDAL300 400.00 | 0.2577 | 408.7838 | 2245 | 1836.2161 | 1578.5162 | 1578.5162
results393.txt | 6815 HÖGÅSEN 400.00 | 0.5742 | 408.7838 | 2245 | 1836.2161 | 1262.0162 | 1262.0162
results393.txt | 6816 JUVLEN 220.00 | -0.2759 | 408.7838 | 2245 | 1836.2161 | 2112.1162 | 2112.1162
results393.txt | 6817 STENSJÖN 220.00 | -0.2742 | 408.7838 | 2245 | 1836.2161 | 2110.4162 | 2110.4162
results393.txt | 6818 OLDEN 220.00 | -0.2743 | 408.7838 | 2245 | 1836.2161 | 2110.5162 | 2110.5162
results393.txt | 6820 JÄRPSTR400 400.00 | -0.3228 | 408.7838 | 2245 | 1836.2161 | 2159.0162 | 2159.0162
results393.txt | 6819 JÄRPSTR220 220.00 | -0.2778 | 408.7838 | 2245 | 1836.2161 | 2114.0162 | 2114.0162
results393.txt | 6821 MÖRSIL 220.00 | -0.2638 | 408.7838 | 2245 | 1836.2161 | 2100.0162 | 2100.0162
results393.txt | 6822 SÄLLSJÖ 220.00 | -0.2634 | 408.7838 | 2245 | 1836.2161 | 2099.6162 | 2099.6162
results393.txt | 6823 LANGA 220.00 | -0.1525 | 408.7838 | 2245 | 1836.2161 | 1988.7162 | 1988.7162
results393.txt | 6824 TRANGFARS 220.00 | -0.1555 | 408.7838 | 2245 | 1836.2161 | 1991.7162 | 1991.7162
results393.txt | 6825 NORDIASEN 220.00 | -0.1548 | 408.7838 | 2245 | 1836.2161 | 1991.0162 | 1991.0162
results393.txt | 6826 KATTSTRUPEF 220.00 | -0.211 | 408.7838 | 2245 | 1836.2161 | 2047.2162 | 2047.2162
results393.txt | 6828 MIDSKOG400 400.00 | -0.1646 | 408.7838 | 2245 | 1836.2161 | 2000.8162 | 2000.8162
results393.txt | 6827 MIDSKOG220 220.00 | -0.1912 | 408.7838 | 2245 | 1836.2161 | 2027.4162 | 2027.4162
results393.txt | 6829 HAVSNÄS 220.00 | -0.1364 | 408.7838 | 2245 | 1836.2161 | 1972.6162 | 1972.6162
results393.txt | 6830 STORFINNSF 400.00 | -0.1402 | 408.7838 | 2245 | 1836.2161 | 1976.4162 | 1976.4162
results393.txt | 6832 LÅNGBJÖRN400400.00 | -0.1356 | 408.7838 | 2245 | 1836.2161 | 1971.8162 | 1971.8162
results393.txt | 6831 LÅNGBJÖRN220220.00 | -0.1376 | 408.7838 | 2245 | 1836.2161 | 1973.8162 | 1973.8162
results393.txt | 6833 LASELE 220.00 | -0.1406 | 408.7838 | 2245 | 1836.2161 | 1976.8162 | 1976.8162
results393.txt | 6834 STUGUN 220.00 | -0.1782 | 408.7838 | 2245 | 1836.2161 | 2014.4162 | 2014.4162
results393.txt | 6835 NÄVEREDE 220.00 | -0.1841 | 408.7838 | 2245 | 1836.2161 | 2020.3162 | 2020.3162
results393.txt | 6836 GAMMALÄNGE 220.00 | -0.1697 | 408.7838 | 2245 | 1836.2161 | 2005.9162 | 2005.9162
results393.txt | 6837 KRÅNGEDE 220.00 | -0.1697 | 408.7838 | 2245 | 1836.2161 | 2005.9162 | 2005.9162
results393.txt | 6872 AURA2300 400.00 | 0.1867 | 408.7838 | 2245 | 1836.2161 | 1649.5162 | 1649.5162
results393.txt | 6838 RAMSELE 400.00 | -0.1386 | 408.7838 | 2245 | 1836.2161 | 1974.8162 | 1974.8162
results393.txt | 6839 KILFORSEN 400.00 | -0.1328 | 408.7838 | 2245 | 1836.2161 | 1969.0162 | 1969.0162
results393.txt | 6840 SVARTHÅLSF 220.00 | -0.1658 | 408.7838 | 2245 | 1836.2161 | 2002.0162 | 2002.0162
results393.txt | 6841 STADSFORSEN 220.00 | -0.1574 | 408.7838 | 2245 | 1836.2161 | 1993.6162 | 1993.6162
results393.txt | 6843 RATANSKV400 400.00 | -0.1492 | 408.7838 | 2245 | 1836.2161 | 1985.4162 | 1985.4162
results393.txt | 6842 RATANSKV220 220.00 | -0.1574 | 408.7838 | 2245 | 1836.2161 | 1993.6162 | 1993.6162
results393.txt | 6844 RATAN 400.00 | -0.149 | 408.7838 | 2245 | 1836.2161 | 1985.2162 | 1985.2162
results393.txt | 6845 TURINGE 220.00 | -0.1571 | 408.7838 | 2245 | 1836.2161 | 1993.3162 | 1993.3162
results393.txt | 6846 SVEG 220.00 | -0.1552 | 408.7838 | 2245 | 1836.2161 | 1991.4162 | 1991.4162
results393.txt | 6847 BRACKE 220.00 | -0.1701 | 408.7838 | 2245 | 1836.2161 | 2006.3162 | 2006.3162
results393.txt | 6848 JARNVAGSFOR 220.00 | -0.157 | 408.7838 | 2245 | 1836.2161 | 1993.2162 | 1993.2162
results393.txt | 6849 ANGE 220.00 | -0.157 | 408.7838 | 2245 | 1836.2161 | 1993.2162 | 1993.2162
results393.txt | 6850 MORTTJARNB 220.00 | -0.1701 | 408.7838 | 2245 | 1836.2161 | 2006.3162 | 2006.3162
results393.txt | 6851 HOLLEFORSEN 220.00 | -0.1571 | 408.7838 | 2245 | 1836.2161 | 1993.3162 | 1993.3162
results393.txt | 6852 TORPSHAMMAR 220.00 | -0.1568 | 408.7838 | 2245 | 1836.2161 | 1993.0162 | 1993.0162
results393.txt | 6853 DONJE 220.00 | -0.1568 | 408.7838 | 2245 | 1836.2161 | 1993.0162 | 1993.0162
results393.txt | 6854 LJUSDAL 220.00 | -0.1296 | 408.7838 | 2245 | 1836.2161 | 1965.8162 | 1965.8162
results393.txt | 6855 FRAERNA 400.00 | 0.1762 | 408.7838 | 2245 | 1836.2161 | 1660.0162 | 1660.0162
results393.txt | 6856 ORSKOG 400.00 | 0.1409 | 408.7838 | 2245 | 1836.2161 | 1695.3162 | 1695.3162
results393.txt | 6857 ORSTA 400.00 | 0.1158 | 408.7838 | 2245 | 1836.2161 | 1720.4162 | 1720.4162
results393.txt | 6858 ISTAD 400.00 | 0.1762 | 408.7838 | 2245 | 1836.2161 | 1660.0162 | 1660.0162
results393.txt | 6859 AURA1 400.00 | 0.1834 | 408.7838 | 2245 | 1836.2161 | 1652.8162 | 1652.8162
results393.txt | 6860 GRYTTEN 400.00 | 0.1673 | 408.7838 | 2245 | 1836.2161 | 1668.9162 | 1668.9162
results393.txt | 6861 SNILLDAL 400.00 | 0.2087 | 408.7838 | 2245 | 1836.2161 | 1627.5162 | 1627.5162
results393.txt | 6862 SURNA 400.00 | 0.21 | 408.7838 | 2245 | 1836.2161 | 1626.2162 | 1626.2162
results393.txt | 6863 HOFSTAD 400.00 | 0.2045 | 408.7838 | 2245 | 1836.2161 | 1631.7162 | 1631.7162
results393.txt | 6864 ÅFJORD 400.00 | 0.2063 | 408.7838 | 2245 | 1836.2161 | 1629.9162 | 1629.9162
results393.txt | 6866 ORKDAL400 400.00 | 0.2676 | 408.7838 | 2245 | 1836.2161 | 1568.6162 | 1568.6162
results393.txt | 6865 ORKDAL300 400.00 | 0.2676 | 408.7838 | 2245 | 1836.2161 | 1568.6162 | 1568.6162
results393.txt | 6867 STRINDA 400.00 | 0.2997 | 408.7838 | 2245 | 1836.2161 | 1536.5162 | 1536.5162
results393.txt | 6869 KLAEBU400 400.00 | 0.3044 | 408.7838 | 2245 | 1836.2161 | 1531.8162 | 1531.8162
results393.txt | 6868 KLAEBU300 400.00 | 0.3044 | 408.7838 | 2245 | 1836.2161 | 1531.8162 | 1531.8162
results393.txt | 6871 EIDUM400 400.00 | 0.29 | 408.7838 | 2245 | 1836.2161 | 1546.2162 | 1546.2162
results393.txt | 6870 EIDUM300 400.00 | 0.29 | 408.7838 | 2245 | 1836.2161 | 1546.2162 | 1546.2162
results393.txt | 6874 VÅGÅMO 400.00 | 0.1116 | 408.7838 | 2245 | 1836.2161 | 1724.6162 | 1724.6162
results393.txt | 6924 JUKTAN/BLAIK400.00 | -0.1028 | 408.7838 | 2245 | 1836.2161 | 1939.0162 | 1939.0162
results393.txt | 6926 GRUNDFORS400400.00 | -0.1028 | 408.7838 | 2245 | 1836.2161 | 1939.0162 | 1939.0162
results393.txt | 6927 STENKULLAFOR220.00 | -0.1377 | 408.7838 | 2245 | 1836.2161 | 1973.9162 | 1973.9162
results393.txt | 6928 ÅSELE 220.00 | -0.1377 | 408.7838 | 2245 | 1836.2161 | 1973.9162 | 1973.9162
results393.txt | 6929 TUGGEN 400.00 | -0.1078 | 408.7838 | 2245 | 1836.2161 | 1944.0162 | 1944.0162
results393.txt | 6936 NEDRERÖS400 400.00 | 0.1319 | 408.7838 | 2245 | 1836.2161 | 1704.3162 | 1704.3162
results393.txt | 6935 NEDRERÖS300 400.00 | 0.132 | 408.7838 | 2245 | 1836.2161 | 1704.2162 | 1704.2162
results393.txt | 6937 MARKA 400.00 | 0.1438 | 408.7838 | 2245 | 1836.2161 | 1692.4162 | 1692.4162
results393.txt | 6938 NAMSOS 400.00 | 0.2027 | 408.7838 | 2245 | 1836.2161 | 1633.5162 | 1633.5162
results393.txt | 6939 KOLSVIK 400.00 | 0.1683 | 408.7838 | 2245 | 1836.2161 | 1667.9162 | 1667.9162
results393.txt | 6940 NAMSKOGEN 400.00 | 0.1686 | 408.7838 | 2245 | 1836.2161 | 1667.6162 | 1667.6162
results393.txt | 6942 TUNNSJO400 400.00 | 0.1779 | 408.7838 | 2245 | 1836.2161 | 1658.3162 | 1658.3162
results393.txt | 6941 TUNNSJO300 400.00 | 0.1779 | 408.7838 | 2245 | 1836.2161 | 1658.3162 | 1658.3162
results393.txt | 6943 LINNVASSELV 220.00 | -0.1351 | 408.7838 | 2245 | 1836.2161 | 1971.3162 | 1971.3162
results393.txt | 6944 RANA 400.00 | 0.1245 | 408.7838 | 2245 | 1836.2161 | 1711.7162 | 1711.7162
results393.txt | 6948 BLÅSJÖN 220.00 | -0.1352 | 408.7838 | 2245 | 1836.2161 | 1971.4162 | 1971.4162
results393.txt | 6949 JUNSTERF 220.00 | -0.1353 | 408.7838 | 2245 | 1836.2161 | 1971.5162 | 1971.5162
results393.txt | 6950 GÄDDEDE 220.00 | -0.1354 | 408.7838 | 2245 | 1836.2161 | 1971.6162 | 1971.6162
results393.txt | 6951 KORSELBRÄNNA220.00 | -0.1352 | 408.7838 | 2245 | 1836.2161 | 1971.4162 | 1971.4162
results393.txt | 6952 BÅGEDE 220.00 | -0.1358 | 408.7838 | 2245 | 1836.2161 | 1972.0162 | 1972.0162
results393.txt | 6953 STALON 220.00 | -0.1348 | 408.7838 | 2245 | 1836.2161 | 1971.0162 | 1971.0162
results393.txt | 6954 STORBÄCK 220.00 | -0.1351 | 408.7838 | 2245 | 1836.2161 | 1971.3162 | 1971.3162
results393.txt | 7006 SVARTISEN 400.00 | 0.1103 | 408.7838 | 2245 | 1836.2161 | 1725.9162 | 1725.9162
results393.txt | 7061 NEA 400.00 | 0.4515 | 408.7838 | 2245 | 1836.2161 | 1384.7162 | 1384.7162
results393.txt | 8619 JOINT 220.00 | -0.1569 | 408.7838 | 2245 | 1836.2161 | 1993.1162 | 1993.1162
results393.txt | 8426 JOINT 220.00 | -0.1434 | 408.7838 | 2245 | 1836.2161 | 1979.6162 | 1979.6162
results393.txt | 8830 JOINT 220.00 | -0.1378 | 408.7838 | 2245 | 1836.2161 | 1974.0162 | 1974.0162
results393.txt | 8424 JOINT 220.00 | -0.1354 | 408.7838 | 2245 | 1836.2161 | 1971.6162 | 1971.6162
results393.txt | 8861 JOINT 400.00 | -0.1269 | 408.7838 | 2245 | 1836.2161 | 1963.1162 | 1963.1162
results393.txt | 8750 JOINT 220.00 | -0.166 | 408.7838 | 2245 | 1836.2161 | 2002.2162 | 2002.2162
results393.txt | 8271 JOINT 220.00 | -0.1569 | 408.7838 | 2245 | 1836.2161 | 1993.1162 | 1993.1162
results393.txt | 8284 JOINT 220.00 | -0.1447 | 408.7838 | 2245 | 1836.2161 | 1980.9162 | 1980.9162
results393.txt | 8817 JOINT 220.00 | -0.1377 | 408.7838 | 2245 | 1836.2161 | 1973.9162 | 1973.9162
results393.txt | 8411 JOINT 220.00 | -0.2749 | 408.7838 | 2245 | 1836.2161 | 2111.1162 | 2111.1162
results393.txt | 7429 JOINT 220.00 | -0.1067 | 408.7838 | 2245 | 1836.2161 | 1942.9162 | 1942.9162
results393.txt | 8526 JOINT 220.00 | -0.1353 | 408.7838 | 2245 | 1836.2161 | 1971.5162 | 1971.5162
results393.txt | 8799 JOINT 220.00 | -0.1353 | 408.7838 | 2245 | 1836.2161 | 1971.5162 | 1971.5162
results393.txt | 8857 JOINT 220.00 | -0.2761 | 408.7838 | 2245 | 1836.2161 | 2112.3162 | 2112.3162
results393.txt | 8777 JOINT 220.00 | -0.1551 | 408.7838 | 2245 | 1836.2161 | 1991.3162 | 1991.3162
results393.txt | 8504 JOINT 220.00 | -0.1364 | 408.7838 | 2245 | 1836.2161 | 1972.6162 | 1972.6162
results393.txt | 8682 JOINT 220.00 | -0.1783 | 408.7838 | 2245 | 1836.2161 | 2014.5162 | 2014.5162
results393.txt | 8845 JOINT 220.00 | -0.1284 | 408.7838 | 2245 | 1836.2161 | 1964.6162 | 1964.6162
results393.txt | 8691 JOINT 220.00 | -0.1358 | 408.7838 | 2245 | 1836.2161 | 1972.0162 | 1972.0162
results393.txt | 8812 JOINT 220.00 | -0.2116 | 408.7838 | 2245 | 1836.2161 | 2047.8162 | 2047.8162
results393.txt | 8258 JOINT 220.00 | -0.1842 | 408.7838 | 2245 | 1836.2161 | 2020.4162 | 2020.4162
results393.txt | 8723 JOINT 220.00 | -0.1351 | 408.7838 | 2245 | 1836.2161 | 1971.3162 | 1971.3162
results393.txt | 8606 JOINT 220.00 | -0.1565 | 408.7838 | 2245 | 1836.2161 | 1992.7162 | 1992.7162
results393.txt | 8693 JOINT 220.00 | -0.1568 | 408.7838 | 2245 | 1836.2161 | 1993.0162 | 1993.0162
results393.txt | 8613 JOINT 220.00 | -0.1569 | 408.7838 | 2245 | 1836.2161 | 1993.1162 | 1993.1162
results393.txt | 1051 SUBSTATION 400.00 | -0.1261 | 408.7838 | 2245 | 1836.2161 | 1962.3162 | 1962.3162
results393.txt | 1052 BREARED 400.00 | -0.1025 | 408.7838 | 2245 | 1836.2161 | 1938.7162 | 1938.7162
results393.txt | 1053 HÄRADSBO 400.00 | -0.1038 | 408.7838 | 2245 | 1836.2161 | 1940.0162 | 1940.0162
results393.txt | 9006 TROFORS 400.00 | 0.1513 | 408.7838 | 2245 | 1836.2161 | 1684.9162 | 1684.9162
results393.txt | 9007 TJELDBERGO 400.00 | 0.2097 | 408.7838 | 2245 | 1836.2161 | 1626.5162 | 1626.5162
results393.txt | 9008 SYLKKYVELN 400.00 | 0.1299 | 408.7838 | 2245 | 1836.2161 | 1706.3162 | 1706.3162
results393.txt | 9401 HAGESKRUV 400.00 | -0.1157 | 408.7838 | 2245 | 1836.2161 | 1951.9162 | 1951.9162
results393.txt | 9403 TOVÅSEN 400.00 | -0.1537 | 408.7838 | 2245 | 1836.2161 | 1989.9162 | 1989.9162
results393.txt | 9404 GÄDDTJÄRN 400.00 | -0.1291 | 408.7838 | 2245 | 1836.2161 | 1965.3162 | 1965.3162
results393.txt | 9405 GRÖNVIKEN 400.00 | -0.1269 | 408.7838 | 2245 | 1836.2161 | 1963.1162 | 1963.1162
results393.txt | 9406 TANDÖ 400.00 | -0.1315 | 408.7838 | 2245 | 1836.2161 | 1967.7162 | 1967.7162
results393.txt | 9407 HAGFORS 400.00 | -0.114 | 408.7838 | 2245 | 1836.2161 | 1950.2162 | 1950.2162
results393.txt | 9409 TROLLTJÄRN 400.00 | -0.1015 | 408.7838 | 2245 | 1836.2161 | 1937.7162 | 1937.7162
results393.txt | 9410 HORNDAL 400.00 | -0.1289 | 408.7838 | 2245 | 1836.2161 | 1965.1162 | 1965.1162
results393.txt | 9411 MUNGA 400.00 | -0.1279 | 408.7838 | 2245 | 1836.2161 | 1964.1162 | 1964.1162
results393.txt | 9412 FALLVIKEN 400.00 | -0.1294 | 408.7838 | 2245 | 1836.2161 | 1965.6162 | 1965.6162
results394.txt | PTI INTERACTIVE POWER SYSTEM SIMULATOR--PSS(R)E MON, MAY 29 2023 |  | 408.3628 | 2245 | 1836.6372
results394.txt | SENSITIVITY FACTORS ARE CALCULATED WITH AC |  | 408.3628 | 2245 | 1836.6372
results394.txt | SUBSYSTEM 'RESERV' IS USED FOR OPPOSING SYSTEM FOR MW POWER |  | 408.3628 | 2245 | 1836.6372
results394.txt | SENSITIVITY FACTORS OF BRANCH FLOW (MVA) ON 9405 GRÖNVIKEN 400.00 TO 9411 MUNGA 400.00 8 MORE THAN | 0.1 | 408.3628 | 2245 | 1836.6372 | 1736.6372 | 1736.6372
results394.txt | <--------- BUS NAME --------> |  | 408.3628 | 2245 | 1836.6372
results394.txt | 5624 HERSLEV 400.00 | -0.1059 | 408.3628 | 2245 | 1836.6372 | 1942.5372 | 1942.5372
results394.txt | 5642 HOVEGARD 400.00 | -0.1058 | 408.3628 | 2245 | 1836.6372 | 1942.4372 | 1942.4372
results394.txt | 5646 BJAEVERSKOV4400.00 | -0.1057 | 408.3628 | 2245 | 1836.6372 | 1942.3372 | 1942.3372
results394.txt | 5645 BJAEVERSKOV2220.00 | -0.1055 | 408.3628 | 2245 | 1836.6372 | 1942.1372 | 1942.1372
results394.txt | 5657 ISHOJ400 400.00 | -0.1058 | 408.3628 | 2245 | 1836.6372 | 1942.4372 | 1942.4372
results394.txt | 5656 ISHOJ220 220.00 | -0.106 | 408.3628 | 2245 | 1836.6372 | 1942.6372 | 1942.6372
results394.txt | 5660 AVEDOREVERK 400.00 | -0.1058 | 408.3628 | 2245 | 1836.6372 | 1942.4372 | 1942.4372
results394.txt | 5662 ORSTEDSVERKE400.00 | -0.106 | 408.3628 | 2245 | 1836.6372 | 1942.6372 | 1942.6372
results394.txt | 5671 SEGE 400.00 | -0.1044 | 408.3628 | 2245 | 1836.6372 | 1941.0372 | 1941.0372
results394.txt | 5672 ARRIE 400.00 | -0.1044 | 408.3628 | 2245 | 1836.6372 | 1941.0372 | 1941.0372
results394.txt | 5673 KRUSEBERG 400.00 | -0.1044 | 408.3628 | 2245 | 1836.6372 | 1941.0372 | 1941.0372
results394.txt | 5676 WIND FARM 220.00 | -0.1038 | 408.3628 | 2245 | 1836.6372 | 1940.4372 | 1940.4372
results394.txt | 5845 ASNAESVERK 400.00 | -0.1058 | 408.3628 | 2245 | 1836.6372 | 1942.4372 | 1942.4372
results394.txt | 6314 TIMMERSDALA 400.00 | -0.1179 | 408.3628 | 2245 | 1836.6372 | 1954.5372 | 1954.5372
results394.txt | 6319 KYNDBYVERKER400.00 | -0.1057 | 408.3628 | 2245 | 1836.6372 | 1942.3372 | 1942.3372
results394.txt | 6324 GORLOSEGARD 400.00 | -0.1053 | 408.3628 | 2245 | 1836.6372 | 1941.9372 | 1941.9372
results394.txt | 6330 GELNTEGARD2 400.00 | -0.1063 | 408.3628 | 2245 | 1836.6372 | 1942.9372 | 1942.9372
results394.txt | 6334 GLENTEGARD 400.00 | -0.1064 | 408.3628 | 2245 | 1836.6372 | 1943.0372 | 1943.0372
results394.txt | 6335 SODERASEN 400.00 | -0.104 | 408.3628 | 2245 | 1836.6372 | 1940.6372 | 1940.6372
results394.txt | 6337 BARSEBACK 400.00 | -0.1044 | 408.3628 | 2245 | 1836.6372 | 1941.0372 | 1941.0372
results394.txt | 6338 HURVA 400.00 | -0.1048 | 408.3628 | 2245 | 1836.6372 | 1941.4372 | 1941.4372
results394.txt | 6340 MOHOLM 220.00 | -0.1451 | 408.3628 | 2245 | 1836.6372 | 1981.7372 | 1981.7372
results394.txt | 6341 KOLSTAD 400.00 | -0.1038 | 408.3628 | 2245 | 1836.6372 | 1940.4372 | 1940.4372
results394.txt | 6342 TENHULT 400.00 | -0.1061 | 408.3628 | 2245 | 1836.6372 | 1942.7372 | 1942.7372
results394.txt | 6343 BARKERYD 400.00 | -0.1102 | 408.3628 | 2245 | 1836.6372 | 1946.8372 | 1946.8372
results394.txt | 6346 KIMSTAD 400.00 | -0.1036 | 408.3628 | 2245 | 1836.6372 | 1940.2372 | 1940.2372
results394.txt | 6348 OSKARSHAMN 400.00 | -0.1023 | 408.3628 | 2245 | 1836.6372 | 1938.9372 | 1938.9372
results394.txt | 6349 ALVESTA 400.00 | -0.1052 | 408.3628 | 2245 | 1836.6372 | 1941.8372 | 1941.8372
results394.txt | 6350 HEMSJO 400.00 | -0.1052 | 408.3628 | 2245 | 1836.6372 | 1941.8372 | 1941.8372
results394.txt | 6351 KARLSHAMN 400.00 | -0.1052 | 408.3628 | 2245 | 1836.6372 | 1941.8372 | 1941.8372
results394.txt | 6354 NYBRO 400.00 | -0.1049 | 408.3628 | 2245 | 1836.6372 | 1941.5372 | 1941.5372
results394.txt | 6580 SODERALA 220.00 | 0.101 | 408.3628 | 2245 | 1836.6372 | 1735.6372 | 1735.6372
results394.txt | 6581 ANGSBERG 400.00 | 0.2143 | 408.3628 | 2245 | 1836.6372 | 1622.3372 | 1622.3372
results394.txt | 6583 STACKBO400 400.00 | 0.2316 | 408.3628 | 2245 | 1836.6372 | 1605.0372 | 1605.0372
results394.txt | 6582 STACKBO220 220.00 | 0.1238 | 408.3628 | 2245 | 1836.6372 | 1712.8372 | 1712.8372
results394.txt | 6585 FINNBOLEHVDC400.00 | 0.1919 | 408.3628 | 2245 | 1836.6372 | 1644.7372 | 1644.7372
results394.txt | 6586 FINNBOLEHVDC400.00 | 0.1761 | 408.3628 | 2245 | 1836.6372 | 1660.5372 | 1660.5372
results394.txt | 6589 DANNEBO 400.00 | 0.1411 | 408.3628 | 2245 | 1836.6372 | 1695.5372 | 1695.5372
results394.txt | 6591 FORSMARK 400.00 | 0.1407 | 408.3628 | 2245 | 1836.6372 | 1695.9372 | 1695.9372
results394.txt | 6594 HAMRA400 400.00 | -0.1295 | 408.3628 | 2245 | 1836.6372 | 1966.1372 | 1966.1372
results394.txt | 6597 TUNA400 400.00 | 0.115 | 408.3628 | 2245 | 1836.6372 | 1721.6372 | 1721.6372
results394.txt | 6600 AKER 400.00 | -0.1014 | 408.3628 | 2245 | 1836.6372 | 1938.0372 | 1938.0372
results394.txt | 6631 BASNA 400.00 | -0.1245 | 408.3628 | 2245 | 1836.6372 | 1961.1372 | 1961.1372
results394.txt | 6632 REPBACKEN 400.00 | -0.1244 | 408.3628 | 2245 | 1836.6372 | 1961.0372 | 1961.0372
results394.txt | 6633 DÖNJE 220.00 | 0.1023 | 408.3628 | 2245 | 1836.6372 | 1734.3372 | 1734.3372
results394.txt | 6635 HOFORS 220.00 | -0.2208 | 408.3628 | 2245 | 1836.6372 | 2057.4372 | 2057.4372
results394.txt | 6637 MORGARDSH 400.00 | -0.1312 | 408.3628 | 2245 | 1836.6372 | 1967.8372 | 1967.8372
results394.txt | 6639 LINDBACKA400400.00 | -0.1451 | 408.3628 | 2245 | 1836.6372 | 1981.7372 | 1981.7372
results394.txt | 6638 LINDBACKA220220.00 | -0.1836 | 408.3628 | 2245 | 1836.6372 | 2020.2372 | 2020.2372
results394.txt | 6641 HALLSBERG400400.00 | -0.1381 | 408.3628 | 2245 | 1836.6372 | 1974.7372 | 1974.7372
results394.txt | 6640 HALLSBERG220220.00 | -0.1381 | 408.3628 | 2245 | 1836.6372 | 1974.7372 | 1974.7372
results394.txt | 6642 OSTANSJO 400.00 | -0.1382 | 408.3628 | 2245 | 1836.6372 | 1974.8372 | 1974.8372
results394.txt | 6643 FINNSLATTEN 220.00 | -0.2438 | 408.3628 | 2245 | 1836.6372 | 2080.4372 | 2080.4372
results394.txt | 6644 HIMMETA 220.00 | -0.2243 | 408.3628 | 2245 | 1836.6372 | 2060.9372 | 2060.9372
results394.txt | 6645 AROSVERKET 220.00 | -0.2244 | 408.3628 | 2245 | 1836.6372 | 2061.0372 | 2061.0372
results394.txt | 6802 HJÄLTA 400.00 | 0.1254 | 408.3628 | 2245 | 1836.6372 | 1711.2372 | 1711.2372
results394.txt | 6803 MOLIDEN 400.00 | 0.1487 | 408.3628 | 2245 | 1836.6372 | 1687.9372 | 1687.9372
results394.txt | 6805 NYSATER 400.00 | 0.1252 | 408.3628 | 2245 | 1836.6372 | 1711.4372 | 1711.4372
results394.txt | 6807 BANDSJO 400.00 | 0.1251 | 408.3628 | 2245 | 1836.6372 | 1711.5372 | 1711.5372
results394.txt | 6809 STORNORRFORS400.00 | 0.1148 | 408.3628 | 2245 | 1836.6372 | 1721.8372 | 1721.8372
results394.txt | 6854 LJUSDAL 220.00 | 0.1039 | 408.3628 | 2245 | 1836.6372 | 1732.7372 | 1732.7372
results394.txt | 7429 JOINT 220.00 | -0.1039 | 408.3628 | 2245 | 1836.6372 | 1940.5372 | 1940.5372
results394.txt | 8845 JOINT 220.00 | -0.2288 | 408.3628 | 2245 | 1836.6372 | 2065.4372 | 2065.4372
results394.txt | 1051 SUBSTATION 400.00 | 0.1407 | 408.3628 | 2245 | 1836.6372 | 1695.9372 | 1695.9372
results394.txt | 1053 HÄRADSBO 400.00 | -0.1003 | 408.3628 | 2245 | 1836.6372 | 1936.9372 | 1936.9372
results394.txt | 9401 HAGESKRUV 400.00 | -0.1036 | 408.3628 | 2245 | 1836.6372 | 1940.2372 | 1940.2372
results394.txt | 9404 GÄDDTJÄRN 400.00 | -0.1106 | 408.3628 | 2245 | 1836.6372 | 1947.2372 | 1947.2372
results394.txt | 9405 GRÖNVIKEN 400.00 | 0.3005 | 408.3628 | 2245 | 1836.6372 | 1536.1372 | 1536.1372
results394.txt | 9410 HORNDAL 400.00 | -0.2208 | 408.3628 | 2245 | 1836.6372 | 2057.4372 | 2057.4372
results394.txt | 9411 MUNGA 400.00 | -0.2823 | 408.3628 | 2245 | 1836.6372 | 2118.9372 | 2118.9372
results394.txt | 9412 FALLVIKEN 400.00 | -0.2161 | 408.3628 | 2245 | 1836.6372 | 2052.7372 | 2052.7372
results395.txt | PTI INTERACTIVE POWER SYSTEM SIMULATOR--PSS(R)E MON, MAY 29 2023 |  | 406.0219 | 2245 | 1838.9781
results395.txt | SENSITIVITY FACTORS ARE CALCULATED WITH AC |  | 406.0219 | 2245 | 1838.9781
results395.txt | SUBSYSTEM 'RESERV' IS USED FOR OPPOSING SYSTEM FOR MW POWER |  | 406.0219 | 2245 | 1838.9781
results395.txt | SENSITIVITY FACTORS OF BRANCH FLOW (MVA) ON 6338 HURVA 400.00 TO 6350 HEMSJO 400.00 5 MORE THAN | 0.1 | 406.0219 | 2245 | 1838.9781 | 1738.9781 | 1738.9781
results395.txt | <--------- BUS NAME --------> |  | 406.0219 | 2245 | 1838.9781
results395.txt | 5624 HERSLEV 400.00 | 0.2023 | 406.0219 | 2245 | 1838.9781 | 1636.6781 | 1636.6781
results395.txt | 5642 HOVEGARD 400.00 | 0.2021 | 406.0219 | 2245 | 1838.9781 | 1636.8781 | 1636.8781
results395.txt | 5646 BJAEVERSKOV4400.00 | 0.202 | 406.0219 | 2245 | 1838.9781 | 1636.9781 | 1636.9781
results395.txt | 5645 BJAEVERSKOV2220.00 | 0.2016 | 406.0219 | 2245 | 1838.9781 | 1637.3781 | 1637.3781
results395.txt | 5657 ISHOJ400 400.00 | 0.2021 | 406.0219 | 2245 | 1838.9781 | 1636.8781 | 1636.8781
results395.txt | 5656 ISHOJ220 220.00 | 0.2024 | 406.0219 | 2245 | 1838.9781 | 1636.5781 | 1636.5781
results395.txt | 5660 AVEDOREVERK 400.00 | 0.2022 | 406.0219 | 2245 | 1838.9781 | 1636.7781 | 1636.7781
results395.txt | 5662 ORSTEDSVERKE400.00 | 0.2024 | 406.0219 | 2245 | 1838.9781 | 1636.5781 | 1636.5781
results395.txt | 5671 SEGE 400.00 | 0.2747 | 406.0219 | 2245 | 1838.9781 | 1564.2781 | 1564.2781
results395.txt | 5672 ARRIE 400.00 | 0.2747 | 406.0219 | 2245 | 1838.9781 | 1564.2781 | 1564.2781
results395.txt | 5673 KRUSEBERG 400.00 | 0.2746 | 406.0219 | 2245 | 1838.9781 | 1564.3781 | 1564.3781
results395.txt | 5676 WIND FARM 220.00 | 0.1984 | 406.0219 | 2245 | 1838.9781 | 1640.5781 | 1640.5781
results395.txt | 5845 ASNAESVERK 400.00 | 0.2022 | 406.0219 | 2245 | 1838.9781 | 1636.7781 | 1636.7781
results395.txt | 6319 KYNDBYVERKER400.00 | 0.202 | 406.0219 | 2245 | 1838.9781 | 1636.9781 | 1636.9781
results395.txt | 6324 GORLOSEGARD 400.00 | 0.2012 | 406.0219 | 2245 | 1838.9781 | 1637.7781 | 1637.7781
results395.txt | 6330 GELNTEGARD2 400.00 | 0.203 | 406.0219 | 2245 | 1838.9781 | 1635.9781 | 1635.9781
results395.txt | 6334 GLENTEGARD 400.00 | 0.2032 | 406.0219 | 2245 | 1838.9781 | 1635.7781 | 1635.7781
results395.txt | 6335 SODERASEN 400.00 | 0.1988 | 406.0219 | 2245 | 1838.9781 | 1640.1781 | 1640.1781
results395.txt | 6337 BARSEBACK 400.00 | 0.2646 | 406.0219 | 2245 | 1838.9781 | 1574.3781 | 1574.3781
results395.txt | 6338 HURVA 400.00 | 0.2989 | 406.0219 | 2245 | 1838.9781 | 1540.0781 | 1540.0781
results395.txt | 6348 OSKARSHAMN 400.00 | -0.1332 | 406.0219 | 2245 | 1838.9781 | 1972.1781 | 1972.1781
results395.txt | 6350 HEMSJO 400.00 | -0.2576 | 406.0219 | 2245 | 1838.9781 | 2096.5781 | 2096.5781
results395.txt | 6351 KARLSHAMN 400.00 | -0.2575 | 406.0219 | 2245 | 1838.9781 | 2096.4781 | 2096.4781
results395.txt | 6354 NYBRO 400.00 | -0.215 | 406.0219 | 2245 | 1838.9781 | 2053.9781 | 2053.9781
results395.txt | 7429 JOINT 220.00 | 0.1987 | 406.0219 | 2245 | 1838.9781 | 1640.2781 | 1640.2781
results395.txt | 1052 BREARED 400.00 | 0.1281 | 406.0219 | 2245 | 1838.9781 | 1710.8781 | 1710.8781
results395.txt | 1053 HÄRADSBO 400.00 | 0.1261 | 406.0219 | 2245 | 1838.9781 | 1712.8781 | 1712.8781
results395.txt | 9401 HAGESKRUV 400.00 | -0.1005 | 406.0219 | 2245 | 1838.9781 | 1939.4781 | 1939.4781
results396.txt | PTI INTERACTIVE POWER SYSTEM SIMULATOR--PSS(R)E MON, MAY 29 2023 |  | -403.9298 | 2245 | 1841.0702
results396.txt | SENSITIVITY FACTORS ARE CALCULATED WITH AC |  | -403.9298 | 2245 | 1841.0702
results396.txt | SUBSYSTEM 'RESERV' IS USED FOR OPPOSING SYSTEM FOR MW POWER |  | -403.9298 | 2245 | 1841.0702
results396.txt | SENSITIVITY FACTORS OF BRANCH FLOW (MVA) ON 9010 HAUGSVAER 400.00 TO 9011 STEINSLAND 400.00 1 MORE THAN | 0.1 | -403.9298 | 2245 | 1841.0702 | 1741.0702 | 1741.0702
results396.txt | <--------- BUS NAME --------> |  | -403.9298 | 2245 | 1841.0702
results396.txt | 6649 REFSDAL 400.00 | 0.1023 | -403.9298 | 2245 | 1841.0702 | 1738.7702 | 1738.7702
results396.txt | 6651 MODALEN 400.00 | 0.1472 | -403.9298 | 2245 | 1841.0702 | 1693.8702 | 1693.8702
results396.txt | 6743 KOLLSNES 400.00 | -0.3026 | -403.9298 | 2245 | 1841.0702 | 2143.6702 | 2143.6702
results396.txt | 6745 SUBSTATION 400.00 | -0.4781 | -403.9298 | 2245 | 1841.0702 | 2170.8298 | 2170.8298
results396.txt | 6744 LINDÅS 400.00 | -0.4781 | -403.9298 | 2245 | 1841.0702 | 2170.8298 | 2170.8298
results396.txt | 6746 NYGARD 400.00 | -0.1862 | -403.9298 | 2245 | 1841.0702 | 2027.2702 | 2027.2702
results396.txt | 6747 ARNA 400.00 | -0.1026 | -403.9298 | 2245 | 1841.0702 | 1943.6702 | 1943.6702
results396.txt | 6748 BERGEN 400.00 | -0.1238 | -403.9298 | 2245 | 1841.0702 | 1964.8702 | 1964.8702
results396.txt | 9010 HAUGSVAER 400.00 | -0.6683 | -403.9298 | 2245 | 1841.0702 | 1980.6298 | 1980.6298
results396.txt | 9011 STEINSLAND 400.00 | 0.1855 | -403.9298 | 2245 | 1841.0702 | 1655.5702 | 1655.5702
results397.txt | PTI INTERACTIVE POWER SYSTEM SIMULATOR--PSS(R)E MON, MAY 29 2023 |  | 402.6244 | 2245 | 1842.3756
results397.txt | SENSITIVITY FACTORS ARE CALCULATED WITH AC |  | 402.6244 | 2245 | 1842.3756
results397.txt | SUBSYSTEM 'RESERV' IS USED FOR OPPOSING SYSTEM FOR MW POWER |  | 402.6244 | 2245 | 1842.3756
results397.txt | SENSITIVITY FACTORS OF BRANCH FLOW (MVA) ON 6547 FORSSA 400.00 TO 6552 TAMMISTO 400.00 4 MORE THAN | 0.1 | 402.6244 | 2245 | 1842.3756 | 1742.3756 | 1742.3756
results397.txt | <--------- BUS NAME --------> |  | 402.6244 | 2245 | 1842.3756
results397.txt | 6572 KYMI 400.00 | -0.1193 | 402.6244 | 2245 | 1842.3756 | 1961.6756 | 1961.6756
results397.txt | 6547 FORSSA 400.00 | 0.1455 | 402.6244 | 2245 | 1842.3756 | 1696.8756 | 1696.8756
results397.txt | 6550 KOPULA 400.00 | -0.1543 | 402.6244 | 2245 | 1842.3756 | 1996.6756 | 1996.6756
results397.txt | 6552 TAMMISTO 400.00 | -0.2812 | 402.6244 | 2245 | 1842.3756 | 2123.5756 | 2123.5756
results397.txt | 6553 NURMIJÄRVI 400.00 | -0.1052 | 402.6244 | 2245 | 1842.3756 | 1947.5756 | 1947.5756
results397.txt | 6554 LÄNSISALMI 400.00 | -0.2374 | 402.6244 | 2245 | 1842.3756 | 2079.7756 | 2079.7756
results397.txt | 6555 INKOO 400.00 | -0.123 | 402.6244 | 2245 | 1842.3756 | 1965.3756 | 1965.3756
results397.txt | 6556 ESPOO 400.00 | -0.2111 | 402.6244 | 2245 | 1842.3756 | 2053.4756 | 2053.4756
results397.txt | 6567 ANTTILA 400.00 | -0.1667 | 402.6244 | 2245 | 1842.3756 | 2009.0756 | 2009.0756
results397.txt | 6569 KORIA 400.00 | -0.105 | 402.6244 | 2245 | 1842.3756 | 1947.3756 | 1947.3756
results397.txt | 6570 LOVIISA 400.00 | -0.1412 | 402.6244 | 2245 | 1842.3756 | 1983.5756 | 1983.5756
results398.txt | PTI INTERACTIVE POWER SYSTEM SIMULATOR--PSS(R)E MON, MAY 29 2023 |  | 401.9696 | 2245 | 1843.0304
results398.txt | SENSITIVITY FACTORS ARE CALCULATED WITH AC |  | 401.9696 | 2245 | 1843.0304
results398.txt | SUBSYSTEM 'RESERV' IS USED FOR OPPOSING SYSTEM FOR MW POWER |  | 401.9696 | 2245 | 1843.0304
results398.txt | SENSITIVITY FACTORS OF BRANCH FLOW (MVA) ON 6660 FARDAL300 400.00 TO 6661 FARDAL400 400.00 7 MORE THAN | 0.1 | 401.9696 | 2245 | 1843.0304 | 1743.0304 | 1743.0304
results398.txt | <--------- BUS NAME --------> |  | 401.9696 | 2245 | 1843.0304
results398.txt | 6661 FARDAL400 400.00 | -0.5037 | 401.9696 | 2245 | 1843.0304 | 2143.2696 | 2143.2696
results399.txt | PTI INTERACTIVE POWER SYSTEM SIMULATOR--PSS(R)E MON, MAY 29 2023 |  | 401.9696 | 2245 | 1843.0304
results399.txt | SENSITIVITY FACTORS ARE CALCULATED WITH AC |  | 401.9696 | 2245 | 1843.0304
results399.txt | SUBSYSTEM 'RESERV' IS USED FOR OPPOSING SYSTEM FOR MW POWER |  | 401.9696 | 2245 | 1843.0304
results399.txt | SENSITIVITY FACTORS OF BRANCH FLOW (MVA) ON 6660 FARDAL300 400.00 TO 6661 FARDAL400 400.00 8 MORE THAN | 0.1 | 401.9696 | 2245 | 1843.0304 | 1743.0304 | 1743.0304
results399.txt | <--------- BUS NAME --------> |  | 401.9696 | 2245 | 1843.0304
results399.txt | 6661 FARDAL400 400.00 | -0.5037 | 401.9696 | 2245 | 1843.0304 | 2143.2696 | 2143.2696
results400.txt | PTI INTERACTIVE POWER SYSTEM SIMULATOR--PSS(R)E MON, MAY 29 2023 |  | 400.5475 | 2245 | 1844.4525
results400.txt | SENSITIVITY FACTORS ARE CALCULATED WITH AC |  | 400.5475 | 2245 | 1844.4525
results400.txt | SUBSYSTEM 'RESERV' IS USED FOR OPPOSING SYSTEM FOR MW POWER |  | 400.5475 | 2245 | 1844.4525
results400.txt | SENSITIVITY FACTORS OF BRANCH FLOW (MVA) ON 6619 ULVILA 400.00 TO 6811 KRSITINESTAD400.00 4 MORE THAN | 0.1 | 400.5475 | 2245 | 1844.4525 | 1744.4525 | 1744.4525
results400.txt | <--------- BUS NAME --------> |  | 400.5475 | 2245 | 1844.4525
results400.txt | 6545 HUITTINEN 400.00 | 0.1586 | 400.5475 | 2245 | 1844.4525 | 1685.8525 | 1685.8525
results400.txt | 6572 KYMI 400.00 | 0.1127 | 400.5475 | 2245 | 1844.4525 | 1731.7525 | 1731.7525
results400.txt | 6546 SALO 400.00 | 0.1481 | 400.5475 | 2245 | 1844.4525 | 1696.3525 | 1696.3525
results400.txt | 6547 FORSSA 400.00 | 0.147 | 400.5475 | 2245 | 1844.4525 | 1697.4525 | 1697.4525
results400.txt | 6548 KANGASALA 400.00 | 0.1214 | 400.5475 | 2245 | 1844.4525 | 1723.0525 | 1723.0525
results400.txt | 6549 LAVIANVOURI 400.00 | 0.1223 | 400.5475 | 2245 | 1844.4525 | 1722.1525 | 1722.1525
results400.txt | 6550 KOPULA 400.00 | 0.1308 | 400.5475 | 2245 | 1844.4525 | 1713.6525 | 1713.6525
results400.txt | 6551 HIKIÄ 400.00 | 0.1239 | 400.5475 | 2245 | 1844.4525 | 1720.5525 | 1720.5525
results400.txt | 6552 TAMMISTO 400.00 | 0.1318 | 400.5475 | 2245 | 1844.4525 | 1712.6525 | 1712.6525
results400.txt | 6553 NURMIJÄRVI 400.00 | 0.1234 | 400.5475 | 2245 | 1844.4525 | 1721.0525 | 1721.0525
results400.txt | 6554 LÄNSISALMI 400.00 | 0.1282 | 400.5475 | 2245 | 1844.4525 | 1716.2525 | 1716.2525
results400.txt | 6555 INKOO 400.00 | 0.1401 | 400.5475 | 2245 | 1844.4525 | 1704.3525 | 1704.3525
results400.txt | 6556 ESPOO 400.00 | 0.1333 | 400.5475 | 2245 | 1844.4525 | 1711.1525 | 1711.1525
results400.txt | 6567 ANTTILA 400.00 | 0.1227 | 400.5475 | 2245 | 1844.4525 | 1721.7525 | 1721.7525
results400.txt | 6569 KORIA 400.00 | 0.1096 | 400.5475 | 2245 | 1844.4525 | 1734.8525 | 1734.8525
results400.txt | 6570 LOVIISA 400.00 | 0.1162 | 400.5475 | 2245 | 1844.4525 | 1728.2525 | 1728.2525
results400.txt | 6615 TAHKOLUOTO 400.00 | 0.1842 | 400.5475 | 2245 | 1844.4525 | 1660.2525 | 1660.2525
results400.txt | 6617 OLKILUOTO 400.00 | 0.1688 | 400.5475 | 2245 | 1844.4525 | 1675.6525 | 1675.6525
results400.txt | 6618 RAUMA 400.00 | 0.1674 | 400.5475 | 2245 | 1844.4525 | 1677.0525 | 1677.0525
results400.txt | 6619 ULVILA 400.00 | 0.1856 | 400.5475 | 2245 | 1844.4525 | 1658.8525 | 1658.8525
results400.txt | 6621 LIETO 400.00 | 0.1516 | 400.5475 | 2245 | 1844.4525 | 1692.8525 | 1692.8525
results400.txt | 6778 HIRVISUO 400.00 | -0.1051 | 400.5475 | 2245 | 1844.4525 | 1949.5525 | 1949.5525
results400.txt | 6810 TUOVILA 400.00 | -0.1959 | 400.5475 | 2245 | 1844.4525 | 2040.3525 | 2040.3525
results400.txt | 6811 KRSITINESTAD400.00 | -0.527 | 400.5475 | 2245 | 1844.4525 | 2118.5475 | 2118.5475
results400.txt | 9303 MUSALA 400.00 | -0.1504 | 400.5475 | 2245 | 1844.4525 | 1994.8525 | 1994.8525
results400.txt | 9305 KÄRPPIÖN 400.00 | -0.4235 | 400.5475 | 2245 | 1844.4525 | 2222.0475 | 2222.0475
results400.txt | 9306 HONKAJOEN 400.00 | 0.1337 | 400.5475 | 2245 | 1844.4525 | 1710.7525 | 1710.7525
results400.txt | 9308 ORIMATTILAN 400.00 | 0.1164 | 400.5475 | 2245 | 1844.4525 | 1728.0525 | 1728.0525
results400.txt | 9309 NAANTALINSAL400.00 | 0.1515 | 400.5475 | 2245 | 1844.4525 | 1692.9525 | 1692.9525
results401.txt | PTI INTERACTIVE POWER SYSTEM SIMULATOR--PSS(R)E MON, MAY 29 2023 |  | -399.4152 | 2245 | 1845.5848
results401.txt | SENSITIVITY FACTORS ARE CALCULATED WITH AC |  | -399.4152 | 2245 | 1845.5848
results401.txt | SUBSYSTEM 'RESERV' IS USED FOR OPPOSING SYSTEM FOR MW POWER |  | -399.4152 | 2245 | 1845.5848
results401.txt | SENSITIVITY FACTORS OF BRANCH FLOW (MVA) ON 6689 HOG-JAERN300400.00 TO 6690 HOG-JAERN400400.00 5 MORE THAN | 0.1 | -399.4152 | 2245 | 1845.5848 | 1745.5848 | 1745.5848
results401.txt | <--------- BUS NAME --------> |  | -399.4152 | 2245 | 1845.5848
results401.txt | 6356 BJERKREIM 400.00 | -0.2328 | -399.4152 | 2245 | 1845.5848 | 2078.3848 | 2078.3848
results401.txt | 6358 TONSTAD400 400.00 | -0.1758 | -399.4152 | 2245 | 1845.5848 | 2021.3848 | 2021.3848
results401.txt | 6357 TONSTAD300 400.00 | -0.1757 | -399.4152 | 2245 | 1845.5848 | 2021.2848 | 2021.2848
results401.txt | 6360 KJELLAND 400.00 | -0.1998 | -399.4152 | 2245 | 1845.5848 | 2045.3848 | 2045.3848
results401.txt | 6363 FEDA400 400.00 | -0.1733 | -399.4152 | 2245 | 1845.5848 | 2018.8848 | 2018.8848
results401.txt | 6362 FEDA300 400.00 | -0.1737 | -399.4152 | 2245 | 1845.5848 | 2019.2848 | 2019.2848
results401.txt | 6364 LISTAWIND 400.00 | -0.1737 | -399.4152 | 2245 | 1845.5848 | 2019.2848 | 2019.2848
results401.txt | 6688 STOKKELAND 400.00 | -0.2663 | -399.4152 | 2245 | 1845.5848 | 2111.8848 | 2111.8848
results401.txt | 6690 HOG-JAERN400400.00 | 0.2362 | -399.4152 | 2245 | 1845.5848 | 1609.3848 | 1609.3848
results401.txt | 6689 HOG-JAERN300400.00 | -0.2663 | -399.4152 | 2245 | 1845.5848 | 2111.8848 | 2111.8848
results401.txt | 6708 SOLHOLM300 400.00 | -0.1399 | -399.4152 | 2245 | 1845.5848 | 1985.4848 | 1985.4848
results401.txt | 6754 STOLAHELA 400.00 | -0.2663 | -399.4152 | 2245 | 1845.5848 | 2111.8848 | 2111.8848
results401.txt | 9014 HONNA 400.00 | -0.1217 | -399.4152 | 2245 | 1845.5848 | 1967.2848 | 1967.2848
results402.txt | PTI INTERACTIVE POWER SYSTEM SIMULATOR--PSS(R)E MON, MAY 29 2023 |  | -399.4152 | 2245 | 1845.5848
results402.txt | SENSITIVITY FACTORS ARE CALCULATED WITH AC |  | -399.4152 | 2245 | 1845.5848
results402.txt | SUBSYSTEM 'RESERV' IS USED FOR OPPOSING SYSTEM FOR MW POWER |  | -399.4152 | 2245 | 1845.5848
results402.txt | SENSITIVITY FACTORS OF BRANCH FLOW (MVA) ON 6689 HOG-JAERN300400.00 TO 6690 HOG-JAERN400400.00 7 MORE THAN | 0.1 | -399.4152 | 2245 | 1845.5848 | 1745.5848 | 1745.5848
results402.txt | <--------- BUS NAME --------> |  | -399.4152 | 2245 | 1845.5848
results402.txt | 6356 BJERKREIM 400.00 | -0.2328 | -399.4152 | 2245 | 1845.5848 | 2078.3848 | 2078.3848
results402.txt | 6358 TONSTAD400 400.00 | -0.1758 | -399.4152 | 2245 | 1845.5848 | 2021.3848 | 2021.3848
results402.txt | 6357 TONSTAD300 400.00 | -0.1757 | -399.4152 | 2245 | 1845.5848 | 2021.2848 | 2021.2848
results402.txt | 6360 KJELLAND 400.00 | -0.1998 | -399.4152 | 2245 | 1845.5848 | 2045.3848 | 2045.3848
results402.txt | 6363 FEDA400 400.00 | -0.1733 | -399.4152 | 2245 | 1845.5848 | 2018.8848 | 2018.8848
results402.txt | 6362 FEDA300 400.00 | -0.1737 | -399.4152 | 2245 | 1845.5848 | 2019.2848 | 2019.2848
results402.txt | 6364 LISTAWIND 400.00 | -0.1737 | -399.4152 | 2245 | 1845.5848 | 2019.2848 | 2019.2848
results402.txt | 6688 STOKKELAND 400.00 | -0.2663 | -399.4152 | 2245 | 1845.5848 | 2111.8848 | 2111.8848
results402.txt | 6690 HOG-JAERN400400.00 | 0.2362 | -399.4152 | 2245 | 1845.5848 | 1609.3848 | 1609.3848
results402.txt | 6689 HOG-JAERN300400.00 | -0.2663 | -399.4152 | 2245 | 1845.5848 | 2111.8848 | 2111.8848
results402.txt | 6708 SOLHOLM300 400.00 | -0.1399 | -399.4152 | 2245 | 1845.5848 | 1985.4848 | 1985.4848
results402.txt | 6754 STOLAHELA 400.00 | -0.2663 | -399.4152 | 2245 | 1845.5848 | 2111.8848 | 2111.8848
results402.txt | 9014 HONNA 400.00 | -0.1217 | -399.4152 | 2245 | 1845.5848 | 1967.2848 | 1967.2848
results403.txt | PTI INTERACTIVE POWER SYSTEM SIMULATOR--PSS(R)E MON, MAY 29 2023 |  | 395.2264 | 2245 | 1849.7736
results403.txt | SENSITIVITY FACTORS ARE CALCULATED WITH AC |  | 395.2264 | 2245 | 1849.7736
results403.txt | SUBSYSTEM 'RESERV' IS USED FOR OPPOSING SYSTEM FOR MW POWER |  | 395.2264 | 2245 | 1849.7736
results403.txt | SENSITIVITY FACTORS OF BRANCH FLOW (MVA) ON 6639 LINDBACKA400400.00 TO 6641 HALLSBERG400400.00 2 MORE THAN | 0.1 | 395.2264 | 2245 | 1849.7736 | 1749.7736 | 1749.7736
results403.txt | <--------- BUS NAME --------> |  | 395.2264 | 2245 | 1849.7736
results403.txt | 6314 TIMMERSDALA 400.00 | -0.115 | 395.2264 | 2245 | 1849.7736 | 1964.7736 | 1964.7736
results403.txt | 6340 MOHOLM 220.00 | -0.1742 | 395.2264 | 2245 | 1849.7736 | 2023.9736 | 2023.9736
results403.txt | 6641 HALLSBERG400400.00 | -0.1657 | 395.2264 | 2245 | 1849.7736 | 2015.4736 | 2015.4736
results403.txt | 6640 HALLSBERG220220.00 | -0.1657 | 395.2264 | 2245 | 1849.7736 | 2015.4736 | 2015.4736
results404.txt | PTI INTERACTIVE POWER SYSTEM SIMULATOR--PSS(R)E MON, MAY 29 2023 |  | 394.7971 | 2245 | 1850.2029
results404.txt | SENSITIVITY FACTORS ARE CALCULATED WITH AC |  | 394.7971 | 2245 | 1850.2029
results404.txt | SUBSYSTEM 'RESERV' IS USED FOR OPPOSING SYSTEM FOR MW POWER |  | 394.7971 | 2245 | 1850.2029
results404.txt | SENSITIVITY FACTORS OF BRANCH FLOW (MVA) ON 6630 BORGVIK 400.00 TO 6844 RATAN 400.00 2 MORE THAN | 0.1 | 394.7971 | 2245 | 1850.2029 | 1750.2029 | 1750.2029
results404.txt | <--------- BUS NAME --------> |  | 394.7971 | 2245 | 1850.2029
results404.txt | 6799 HJÄLTA220 220.00 | -0.1203 | 394.7971 | 2245 | 1850.2029 | 1970.5029 | 1970.5029
results404.txt | 6801 FORSSE 220.00 | -0.1123 | 394.7971 | 2245 | 1850.2029 | 1962.5029 | 1962.5029
results404.txt | 6804 JARKVISSLE 220.00 | -0.1197 | 394.7971 | 2245 | 1850.2029 | 1969.9029 | 1969.9029
results404.txt | 6806 HALLSJO 220.00 | -0.1196 | 394.7971 | 2245 | 1850.2029 | 1969.8029 | 1969.8029
results404.txt | 6808 VAPLE 220.00 | -0.1192 | 394.7971 | 2245 | 1850.2029 | 1969.4029 | 1969.4029
results404.txt | 6823 LANGA 220.00 | -0.1147 | 394.7971 | 2245 | 1850.2029 | 1964.9029 | 1964.9029
results404.txt | 6824 TRANGFARS 220.00 | -0.1183 | 394.7971 | 2245 | 1850.2029 | 1968.5029 | 1968.5029
results404.txt | 6825 NORDIASEN 220.00 | -0.1174 | 394.7971 | 2245 | 1850.2029 | 1967.6029 | 1967.6029
results404.txt | 6840 SVARTHÅLSF 220.00 | -0.1057 | 394.7971 | 2245 | 1850.2029 | 1955.9029 | 1955.9029
results404.txt | 6841 STADSFORSEN 220.00 | -0.1203 | 394.7971 | 2245 | 1850.2029 | 1970.5029 | 1970.5029
results404.txt | 6843 RATANSKV400 400.00 | -0.1905 | 394.7971 | 2245 | 1850.2029 | 2040.7029 | 2040.7029
results404.txt | 6842 RATANSKV220 220.00 | -0.1205 | 394.7971 | 2245 | 1850.2029 | 1970.7029 | 1970.7029
results404.txt | 6844 RATAN 400.00 | -0.1954 | 394.7971 | 2245 | 1850.2029 | 2045.6029 | 2045.6029
results404.txt | 6845 TURINGE 220.00 | -0.1202 | 394.7971 | 2245 | 1850.2029 | 1970.4029 | 1970.4029
results404.txt | 6846 SVEG 220.00 | -0.1179 | 394.7971 | 2245 | 1850.2029 | 1968.1029 | 1968.1029
results404.txt | 6848 JARNVAGSFOR 220.00 | -0.12 | 394.7971 | 2245 | 1850.2029 | 1970.2029 | 1970.2029
results404.txt | 6849 ANGE 220.00 | -0.12 | 394.7971 | 2245 | 1850.2029 | 1970.2029 | 1970.2029
results404.txt | 6851 HOLLEFORSEN 220.00 | -0.12 | 394.7971 | 2245 | 1850.2029 | 1970.2029 | 1970.2029
results404.txt | 6852 TORPSHAMMAR 220.00 | -0.1196 | 394.7971 | 2245 | 1850.2029 | 1969.8029 | 1969.8029
results404.txt | 6853 DONJE 220.00 | -0.1197 | 394.7971 | 2245 | 1850.2029 | 1969.9029 | 1969.9029
results404.txt | 8619 JOINT 220.00 | -0.1197 | 394.7971 | 2245 | 1850.2029 | 1969.9029 | 1969.9029
results404.txt | 8750 JOINT 220.00 | -0.1058 | 394.7971 | 2245 | 1850.2029 | 1956.0029 | 1956.0029
results404.txt | 8271 JOINT 220.00 | -0.1198 | 394.7971 | 2245 | 1850.2029 | 1970.0029 | 1970.0029
results404.txt | 8777 JOINT 220.00 | -0.1123 | 394.7971 | 2245 | 1850.2029 | 1962.5029 | 1962.5029
results404.txt | 8606 JOINT 220.00 | -0.1193 | 394.7971 | 2245 | 1850.2029 | 1969.5029 | 1969.5029
results404.txt | 8693 JOINT 220.00 | -0.1197 | 394.7971 | 2245 | 1850.2029 | 1969.9029 | 1969.9029
results404.txt | 8613 JOINT 220.00 | -0.1198 | 394.7971 | 2245 | 1850.2029 | 1970.0029 | 1970.0029
results405.txt | PTI INTERACTIVE POWER SYSTEM SIMULATOR--PSS(R)E MON, MAY 29 2023 |  | -388.2584 | 2245 | 1856.7416
results405.txt | SENSITIVITY FACTORS ARE CALCULATED WITH AC |  | -388.2584 | 2245 | 1856.7416
results405.txt | SUBSYSTEM 'RESERV' IS USED FOR OPPOSING SYSTEM FOR MW POWER |  | -388.2584 | 2245 | 1856.7416
results405.txt | SENSITIVITY FACTORS OF BRANCH FLOW (MVA) ON 6720 VARDAL 400.00 TO 6735 OSLO300 400.00 6 MORE THAN | 0.1 | -388.2584 | 2245 | 1856.7416 | 1756.7416 | 1756.7416
results405.txt | <--------- BUS NAME --------> |  | -388.2584 | 2245 | 1856.7416
results405.txt | 6712 OVREVINSTRA 400.00 | -0.2639 | -388.2584 | 2245 | 1856.7416 | 2120.6416 | 2120.6416
results405.txt | 6713 NEDREVINSTRA400.00 | -0.3243 | -388.2584 | 2245 | 1856.7416 | 2181.0416 | 2181.0416
results405.txt | 6717 NEDREVINSTRA400.00 | -0.3242 | -388.2584 | 2245 | 1856.7416 | 2180.9416 | 2180.9416
results405.txt | 6718 FÅBERG 400.00 | -0.3267 | -388.2584 | 2245 | 1856.7416 | 2183.4416 | 2183.4416
results405.txt | 6720 VARDAL 400.00 | -0.4928 | -388.2584 | 2245 | 1856.7416 | 2140.4584 | 2140.4584
results405.txt | 6721 VANG 400.00 | -0.1885 | -388.2584 | 2245 | 1856.7416 | 2045.2416 | 2045.2416
results405.txt | 6872 AURA2300 400.00 | -0.1277 | -388.2584 | 2245 | 1856.7416 | 1984.4416 | 1984.4416
results405.txt | 6855 FRAERNA 400.00 | -0.1192 | -388.2584 | 2245 | 1856.7416 | 1975.9416 | 1975.9416
results405.txt | 6858 ISTAD 400.00 | -0.1192 | -388.2584 | 2245 | 1856.7416 | 1975.9416 | 1975.9416
results405.txt | 6859 AURA1 400.00 | -0.1249 | -388.2584 | 2245 | 1856.7416 | 1981.6416 | 1981.6416
results405.txt | 6860 GRYTTEN 400.00 | -0.1124 | -388.2584 | 2245 | 1856.7416 | 1969.1416 | 1969.1416
results405.txt | 6861 SNILLDAL 400.00 | -0.1138 | -388.2584 | 2245 | 1856.7416 | 1970.5416 | 1970.5416
results405.txt | 6862 SURNA 400.00 | -0.1182 | -388.2584 | 2245 | 1856.7416 | 1974.9416 | 1974.9416
results405.txt | 6864 ÅFJORD 400.00 | -0.1058 | -388.2584 | 2245 | 1856.7416 | 1962.5416 | 1962.5416
results405.txt | 6866 ORKDAL400 400.00 | -0.1024 | -388.2584 | 2245 | 1856.7416 | 1959.1416 | 1959.1416
results405.txt | 6865 ORKDAL300 400.00 | -0.1024 | -388.2584 | 2245 | 1856.7416 | 1959.1416 | 1959.1416
results405.txt | 6874 VÅGÅMO 400.00 | -0.219 | -388.2584 | 2245 | 1856.7416 | 2075.7416 | 2075.7416
results405.txt | 6875 RENDALEN 301.00 | -0.2227 | -388.2584 | 2245 | 1856.7416 | 2079.4416 | 2079.4416
results405.txt | 9007 TJELDBERGO 400.00 | -0.1161 | -388.2584 | 2245 | 1856.7416 | 1972.8416 | 1972.8416
results405.txt | 9016 FÅBER300 301.00 | -0.2257 | -388.2584 | 2245 | 1856.7416 | 2082.4416 | 2082.4416
results406.txt | PTI INTERACTIVE POWER SYSTEM SIMULATOR--PSS(R)E MON, MAY 29 2023 |  | -382.9319 | 2245 | 1862.0681
results406.txt | SENSITIVITY FACTORS ARE CALCULATED WITH AC |  | -382.9319 | 2245 | 1862.0681
results406.txt | SUBSYSTEM 'RESERV' IS USED FOR OPPOSING SYSTEM FOR MW POWER |  | -382.9319 | 2245 | 1862.0681
results406.txt | SENSITIVITY FACTORS OF BRANCH FLOW (MVA) ON 6356 BJERKREIM 400.00 TO 6360 KJELLAND 400.00 1 MORE THAN | 0.1 | -382.9319 | 2245 | 1862.0681 | 1762.0681 | 1762.0681
results406.txt | <--------- BUS NAME --------> |  | -382.9319 | 2245 | 1862.0681
results406.txt | 6356 BJERKREIM 400.00 | -0.4023 | -382.9319 | 2245 | 1862.0681 | 2225.6319 | 2225.6319
results406.txt | 6360 KJELLAND 400.00 | 0.3316 | -382.9319 | 2245 | 1862.0681 | 1530.4681 | 1530.4681
results406.txt | 6363 FEDA400 400.00 | 0.1621 | -382.9319 | 2245 | 1862.0681 | 1699.9681 | 1699.9681
results406.txt | 6362 FEDA300 400.00 | 0.1651 | -382.9319 | 2245 | 1862.0681 | 1696.9681 | 1696.9681
results406.txt | 6364 LISTAWIND 400.00 | 0.1651 | -382.9319 | 2245 | 1862.0681 | 1696.9681 | 1696.9681
results406.txt | 6688 STOKKELAND 400.00 | -0.1802 | -382.9319 | 2245 | 1862.0681 | 2042.2681 | 2042.2681
results406.txt | 6690 HOG-JAERN400400.00 | -0.1793 | -382.9319 | 2245 | 1862.0681 | 2041.3681 | 2041.3681
results406.txt | 6689 HOG-JAERN300400.00 | -0.1802 | -382.9319 | 2245 | 1862.0681 | 2042.2681 | 2042.2681
results406.txt | 6754 STOLAHELA 400.00 | -0.1803 | -382.9319 | 2245 | 1862.0681 | 2042.3681 | 2042.3681
results407.txt | PTI INTERACTIVE POWER SYSTEM SIMULATOR--PSS(R)E MON, MAY 29 2023 |  | -382.4091 | 2245 | 1862.5909
results407.txt | SENSITIVITY FACTORS ARE CALCULATED WITH AC |  | -382.4091 | 2245 | 1862.5909
results407.txt | SUBSYSTEM 'RESERV' IS USED FOR OPPOSING SYSTEM FOR MW POWER |  | -382.4091 | 2245 | 1862.5909
results407.txt | SENSITIVITY FACTORS OF BRANCH FLOW (MVA) ON 6743 KOLLSNES 400.00 TO 6744 LINDÅS 400.00 1 MORE THAN | 0.1 | -382.4091 | 2245 | 1862.5909 | 1762.5909 | 1762.5909
results407.txt | <--------- BUS NAME --------> |  | -382.4091 | 2245 | 1862.5909
results407.txt | 6649 REFSDAL 400.00 | 0.1019 | -382.4091 | 2245 | 1862.5909 | 1760.6909 | 1760.6909
results407.txt | 6651 MODALEN 400.00 | 0.1466 | -382.4091 | 2245 | 1862.5909 | 1715.9909 | 1715.9909
results407.txt | 6743 KOLLSNES 400.00 | -0.3014 | -382.4091 | 2245 | 1862.5909 | 2163.9909 | 2163.9909
results407.txt | 6745 SUBSTATION 400.00 | 0.529 | -382.4091 | 2245 | 1862.5909 | 1333.5909 | 1333.5909
results407.txt | 6744 LINDÅS 400.00 | 0.529 | -382.4091 | 2245 | 1862.5909 | 1333.5909 | 1333.5909
results407.txt | 6746 NYGARD 400.00 | -0.1855 | -382.4091 | 2245 | 1862.5909 | 2048.0909 | 2048.0909
results407.txt | 6747 ARNA 400.00 | -0.1022 | -382.4091 | 2245 | 1862.5909 | 1964.7909 | 1964.7909
results407.txt | 6748 BERGEN 400.00 | -0.1233 | -382.4091 | 2245 | 1862.5909 | 1985.8909 | 1985.8909
results407.txt | 9010 HAUGSVAER 400.00 | 0.3376 | -382.4091 | 2245 | 1862.5909 | 1524.9909 | 1524.9909
results407.txt | 9011 STEINSLAND 400.00 | 0.1847 | -382.4091 | 2245 | 1862.5909 | 1677.8909 | 1677.8909
results408.txt | PTI INTERACTIVE POWER SYSTEM SIMULATOR--PSS(R)E MON, MAY 29 2023 |  | 381.4129 | 2245 | 1863.5871
results408.txt | SENSITIVITY FACTORS ARE CALCULATED WITH AC |  | 381.4129 | 2245 | 1863.5871
results408.txt | SUBSYSTEM 'RESERV' IS USED FOR OPPOSING SYSTEM FOR MW POWER |  | 381.4129 | 2245 | 1863.5871
results408.txt | SENSITIVITY FACTORS OF BRANCH FLOW (MVA) ON 6932 VAGFORS 400.00 TO 7004 LIGGA 400.00 2 MORE THAN | 0.1 | 381.4129 | 2245 | 1863.5871 | 1763.5871 | 1763.5871
results408.txt | <--------- BUS NAME --------> |  | 381.4129 | 2245 | 1863.5871
results408.txt | 6571 VISULAHTI 400.00 | -0.1013 | 381.4129 | 2245 | 1863.5871 | 1964.8871 | 1964.8871
results408.txt | 6545 HUITTINEN 400.00 | -0.1028 | 381.4129 | 2245 | 1863.5871 | 1966.3871 | 1966.3871
results408.txt | 6572 KYMI 400.00 | -0.102 | 381.4129 | 2245 | 1863.5871 | 1965.5871 | 1965.5871
results408.txt | 6546 SALO 400.00 | -0.1027 | 381.4129 | 2245 | 1863.5871 | 1966.2871 | 1966.2871
results408.txt | 6547 FORSSA 400.00 | -0.1027 | 381.4129 | 2245 | 1863.5871 | 1966.2871 | 1966.2871
results408.txt | 6548 KANGASALA 400.00 | -0.1023 | 381.4129 | 2245 | 1863.5871 | 1965.8871 | 1965.8871
results408.txt | 6549 LAVIANVOURI 400.00 | -0.1022 | 381.4129 | 2245 | 1863.5871 | 1965.7871 | 1965.7871
results408.txt | 6550 KOPULA 400.00 | -0.1021 | 381.4129 | 2245 | 1863.5871 | 1965.6871 | 1965.6871
results408.txt | 6551 HIKIÄ 400.00 | -0.1022 | 381.4129 | 2245 | 1863.5871 | 1965.7871 | 1965.7871
results408.txt | 6552 TAMMISTO 400.00 | -0.1024 | 381.4129 | 2245 | 1863.5871 | 1965.9871 | 1965.9871
results408.txt | 6553 NURMIJÄRVI 400.00 | -0.1022 | 381.4129 | 2245 | 1863.5871 | 1965.7871 | 1965.7871
results408.txt | 6554 LÄNSISALMI 400.00 | -0.1024 | 381.4129 | 2245 | 1863.5871 | 1965.9871 | 1965.9871
results408.txt | 6555 INKOO 400.00 | -0.1025 | 381.4129 | 2245 | 1863.5871 | 1966.0871 | 1966.0871
results408.txt | 6556 ESPOO 400.00 | -0.1024 | 381.4129 | 2245 | 1863.5871 | 1965.9871 | 1965.9871
results408.txt | 6567 ANTTILA 400.00 | -0.1023 | 381.4129 | 2245 | 1863.5871 | 1965.8871 | 1965.8871
results408.txt | 6569 KORIA 400.00 | -0.102 | 381.4129 | 2245 | 1863.5871 | 1965.5871 | 1965.5871
results408.txt | 6570 LOVIISA 400.00 | -0.1025 | 381.4129 | 2245 | 1863.5871 | 1966.0871 | 1966.0871
results408.txt | 6573 YLLIKKÄLÄ 400.00 | -0.1015 | 381.4129 | 2245 | 1863.5871 | 1965.0871 | 1965.0871
results408.txt | 6615 TAHKOLUOTO 400.00 | -0.1033 | 381.4129 | 2245 | 1863.5871 | 1966.8871 | 1966.8871
results408.txt | 6617 OLKILUOTO 400.00 | -0.1034 | 381.4129 | 2245 | 1863.5871 | 1966.9871 | 1966.9871
results408.txt | 6618 RAUMA 400.00 | -0.1034 | 381.4129 | 2245 | 1863.5871 | 1966.9871 | 1966.9871
results408.txt | 6619 ULVILA 400.00 | -0.103 | 381.4129 | 2245 | 1863.5871 | 1966.5871 | 1966.5871
results408.txt | 6621 LIETO 400.00 | -0.1029 | 381.4129 | 2245 | 1863.5871 | 1966.4871 | 1966.4871
results408.txt | 6778 HIRVISUO 400.00 | -0.102 | 381.4129 | 2245 | 1863.5871 | 1965.5871 | 1965.5871
results408.txt | 6779 UUSNIVALA 400.00 | -0.1012 | 381.4129 | 2245 | 1863.5871 | 1964.7871 | 1964.7871
results408.txt | 6780 ALAJÄRVI 400.00 | -0.1017 | 381.4129 | 2245 | 1863.5871 | 1965.2871 | 1965.2871
results408.txt | 6781 SEINÄJOKI 400.00 | -0.1022 | 381.4129 | 2245 | 1863.5871 | 1965.7871 | 1965.7871
results408.txt | 6783 PETÄJÄV400 400.00 | -0.1018 | 381.4129 | 2245 | 1863.5871 | 1965.3871 | 1965.3871
results408.txt | 6782 PETÄJÄV220 220.00 | -0.1018 | 381.4129 | 2245 | 1863.5871 | 1965.3871 | 1965.3871
results408.txt | 6784 JÄMSÄ 220.00 | -0.1015 | 381.4129 | 2245 | 1863.5871 | 1965.0871 | 1965.0871
results408.txt | 6785 TOIVILA 400.00 | -0.102 | 381.4129 | 2245 | 1863.5871 | 1965.5871 | 1965.5871
results408.txt | 6786 HAAPAVESI 220.00 | -0.1023 | 381.4129 | 2245 | 1863.5871 | 1965.8871 | 1965.8871
results408.txt | 6787 VUOLIJOKI 400.00 | -0.1012 | 381.4129 | 2245 | 1863.5871 | 1964.7871 | 1964.7871
results408.txt | 6788 ALAPITKÄ 400.00 | -0.1012 | 381.4129 | 2245 | 1863.5871 | 1964.7871 | 1964.7871
results408.txt | 6789 VIHTAVUORI 400.00 | -0.1015 | 381.4129 | 2245 | 1863.5871 | 1965.0871 | 1965.0871
results408.txt | 6790 HUUTOKOSKI 400.00 | -0.1012 | 381.4129 | 2245 | 1863.5871 | 1964.7871 | 1964.7871
results408.txt | 6810 TUOVILA 400.00 | -0.1024 | 381.4129 | 2245 | 1863.5871 | 1965.9871 | 1965.9871
results408.txt | 6811 KRSITINESTAD400.00 | -0.1028 | 381.4129 | 2245 | 1863.5871 | 1966.3871 | 1966.3871
results408.txt | 6903 SEITENOIKEA 220.00 | -0.1032 | 381.4129 | 2245 | 1863.5871 | 1966.7871 | 1966.7871
results408.txt | 6908 KEMINMAA 220.00 | -0.1016 | 381.4129 | 2245 | 1863.5871 | 1965.1871 | 1965.1871
results408.txt | 6911 JYLKKÄ 400.00 | -0.1016 | 381.4129 | 2245 | 1863.5871 | 1965.1871 | 1965.1871
results408.txt | 6912 VALAJASKO 220.00 | -0.1013 | 381.4129 | 2245 | 1863.5871 | 1964.8871 | 1964.8871
results408.txt | 6913 VANTTAUSKOSK220.00 | -0.1013 | 381.4129 | 2245 | 1863.5871 | 1964.8871 | 1964.8871
results408.txt | 6915 PIRITTIK400 400.00 | -0.1013 | 381.4129 | 2245 | 1863.5871 | 1964.8871 | 1964.8871
results408.txt | 6914 PIRITTK220 220.00 | -0.1013 | 381.4129 | 2245 | 1863.5871 | 1964.8871 | 1964.8871
results408.txt | 6916 SEITAKORVA 220.00 | -0.1014 | 381.4129 | 2245 | 1863.5871 | 1964.9871 | 1964.9871
results408.txt | 6917 ISOKANGAS 400.00 | -0.1015 | 381.4129 | 2245 | 1863.5871 | 1965.0871 | 1965.0871
results408.txt | 6918 PIKKARALA 400.00 | -0.1013 | 381.4129 | 2245 | 1863.5871 | 1964.8871 | 1964.8871
results408.txt | 6920 PYHÄNSEL400 400.00 | -0.1015 | 381.4129 | 2245 | 1863.5871 | 1965.0871 | 1965.0871
results408.txt | 6919 PYHÄNSEL220 220.00 | -0.1015 | 381.4129 | 2245 | 1863.5871 | 1965.0871 | 1965.0871
results408.txt | 6921 PYHÄKOSI 220.00 | -0.1021 | 381.4129 | 2245 | 1863.5871 | 1965.6871 | 1965.6871
results408.txt | 6922 UTANEN 220.00 | -0.1024 | 381.4129 | 2245 | 1863.5871 | 1965.9871 | 1965.9871
results408.txt | 6923 NUOJA 220.00 | -0.1027 | 381.4129 | 2245 | 1863.5871 | 1966.2871 | 1966.2871
results408.txt | 6929 TUGGEN 400.00 | 0.3591 | 381.4129 | 2245 | 1863.5871 | 1504.4871 | 1504.4871
results408.txt | 6930 LETSI 400.00 | -0.1088 | 381.4129 | 2245 | 1863.5871 | 1972.3871 | 1972.3871
results408.txt | 6932 VAGFORS 400.00 | 0.4831 | 381.4129 | 2245 | 1863.5871 | 1380.4871 | 1380.4871
results408.txt | 7001 SEITEVARE 400.00 | -0.1336 | 381.4129 | 2245 | 1863.5871 | 1997.1871 | 1997.1871
results408.txt | 7002 PORJUS 400.00 | -0.1107 | 381.4129 | 2245 | 1863.5871 | 1974.2871 | 1974.2871
results408.txt | 7003 HARSPÅNGET 400.00 | -0.1208 | 381.4129 | 2245 | 1863.5871 | 1984.3871 | 1984.3871
results408.txt | 7004 LIGGA 400.00 | -0.1336 | 381.4129 | 2245 | 1863.5871 | 1997.1871 | 1997.1871
results408.txt | 7005 MESSAURE 400.00 | -0.1184 | 381.4129 | 2245 | 1863.5871 | 1981.9871 | 1981.9871
results408.txt | 7054 OSSAUSKOSKI 220.00 | -0.1015 | 381.4129 | 2245 | 1863.5871 | 1965.0871 | 1965.0871
results408.txt | 7056 PETÄJÄSKO 400.00 | -0.1013 | 381.4129 | 2245 | 1863.5871 | 1964.8871 | 1964.8871
results408.txt | 7055 PETÄJÄSKO 220.00 | -0.1013 | 381.4129 | 2245 | 1863.5871 | 1964.8871 | 1964.8871
results408.txt | 8579 JOINT 220.00 | -0.1024 | 381.4129 | 2245 | 1863.5871 | 1965.9871 | 1965.9871
results408.txt | 8256 JOINT 400.00 | -0.1336 | 381.4129 | 2245 | 1863.5871 | 1997.1871 | 1997.1871
results408.txt | 9408 HÄLLBERGET 400.00 | -0.1062 | 381.4129 | 2245 | 1863.5871 | 1969.7871 | 1969.7871
results408.txt | 9301 KEMIJÄRVI 220.00 | -0.1009 | 381.4129 | 2245 | 1863.5871 | 1964.4871 | 1964.4871
results408.txt | 9302 KEMINMAA 400.00 | -0.1048 | 381.4129 | 2245 | 1863.5871 | 1968.3871 | 1968.3871
results408.txt | 9304 LUMIJÄRVI 400.00 | -0.1016 | 381.4129 | 2245 | 1863.5871 | 1965.1871 | 1965.1871
results408.txt | 9303 MUSALA 400.00 | -0.1023 | 381.4129 | 2245 | 1863.5871 | 1965.8871 | 1965.8871
results408.txt | 9305 KÄRPPIÖN 400.00 | -0.1027 | 381.4129 | 2245 | 1863.5871 | 1966.2871 | 1966.2871
results408.txt | 9306 HONKAJOEN 400.00 | -0.1029 | 381.4129 | 2245 | 1863.5871 | 1966.4871 | 1966.4871
results408.txt | 9307 KONTIOLAHTI 400.00 | -0.1013 | 381.4129 | 2245 | 1863.5871 | 1964.8871 | 1964.8871
results408.txt | 9308 ORIMATTILAN 400.00 | -0.1022 | 381.4129 | 2245 | 1863.5871 | 1965.7871 | 1965.7871
results408.txt | 9309 NAANTALINSAL400.00 | -0.1029 | 381.4129 | 2245 | 1863.5871 | 1966.4871 | 1966.4871
results409.txt | PTI INTERACTIVE POWER SYSTEM SIMULATOR--PSS(R)E MON, MAY 29 2023 |  | -135.3746 | 2000 | 1864.6254
results409.txt | SENSITIVITY FACTORS ARE CALCULATED WITH AC |  | -135.3746 | 2000 | 1864.6254
results409.txt | SUBSYSTEM 'RESERV' IS USED FOR OPPOSING SYSTEM FOR MW POWER |  | -135.3746 | 2000 | 1864.6254
results409.txt | SENSITIVITY FACTORS OF BRANCH FLOW (MVA) ON 6638 LINDBACKA220220.00 TO 6639 LINDBACKA400400.00 1 MORE THAN | 0.1 | -135.3746 | 2000 | 1864.6254 | 1764.6254 | 1764.6254
results409.txt | <--------- BUS NAME --------> |  | -135.3746 | 2000 | 1864.6254
results409.txt | 6638 LINDBACKA220220.00 | -0.6984 | -135.3746 | 2000 | 1864.6254 | 1436.9746 | 1436.9746
results409.txt | 6643 FINNSLATTEN 220.00 | -0.2887 | -135.3746 | 2000 | 1864.6254 | 1846.6746 | 1846.6746
results409.txt | 6644 HIMMETA 220.00 | -0.4364 | -135.3746 | 2000 | 1864.6254 | 1698.9746 | 1698.9746
results409.txt | 6645 AROSVERKET 220.00 | -0.4356 | -135.3746 | 2000 | 1864.6254 | 1699.7746 | 1699.7746
results409.txt | 8845 JOINT 220.00 | -0.4016 | -135.3746 | 2000 | 1864.6254 | 1733.7746 | 1733.7746
results410.txt | PTI INTERACTIVE POWER SYSTEM SIMULATOR--PSS(R)E MON, MAY 29 2023 |  | -376.6784 | 2245 | 1868.3216
results410.txt | SENSITIVITY FACTORS ARE CALCULATED WITH AC |  | -376.6784 | 2245 | 1868.3216
results410.txt | SUBSYSTEM 'RESERV' IS USED FOR OPPOSING SYSTEM FOR MW POWER |  | -376.6784 | 2245 | 1868.3216
results410.txt | SENSITIVITY FACTORS OF BRANCH FLOW (MVA) ON 6929 TUGGEN 400.00 TO 6932 VAGFORS 400.00 3 MORE THAN | 0.1 | -376.6784 | 2245 | 1868.3216 | 1768.3216 | 1768.3216
results410.txt | <--------- BUS NAME --------> |  | -376.6784 | 2245 | 1868.3216
results410.txt | 6571 VISULAHTI 400.00 | 0.1072 | -376.6784 | 2245 | 1868.3216 | 1761.1216 | 1761.1216
results410.txt | 6545 HUITTINEN 400.00 | 0.1089 | -376.6784 | 2245 | 1868.3216 | 1759.4216 | 1759.4216
results410.txt | 6572 KYMI 400.00 | 0.108 | -376.6784 | 2245 | 1868.3216 | 1760.3216 | 1760.3216
results410.txt | 6546 SALO 400.00 | 0.1087 | -376.6784 | 2245 | 1868.3216 | 1759.6216 | 1759.6216
results410.txt | 6547 FORSSA 400.00 | 0.1087 | -376.6784 | 2245 | 1868.3216 | 1759.6216 | 1759.6216
results410.txt | 6548 KANGASALA 400.00 | 0.1083 | -376.6784 | 2245 | 1868.3216 | 1760.0216 | 1760.0216
results410.txt | 6549 LAVIANVOURI 400.00 | 0.1082 | -376.6784 | 2245 | 1868.3216 | 1760.1216 | 1760.1216
results410.txt | 6550 KOPULA 400.00 | 0.1081 | -376.6784 | 2245 | 1868.3216 | 1760.2216 | 1760.2216
results410.txt | 6551 HIKIÄ 400.00 | 0.1082 | -376.6784 | 2245 | 1868.3216 | 1760.1216 | 1760.1216
results410.txt | 6552 TAMMISTO 400.00 | 0.1084 | -376.6784 | 2245 | 1868.3216 | 1759.9216 | 1759.9216
results410.txt | 6553 NURMIJÄRVI 400.00 | 0.1082 | -376.6784 | 2245 | 1868.3216 | 1760.1216 | 1760.1216
results410.txt | 6554 LÄNSISALMI 400.00 | 0.1084 | -376.6784 | 2245 | 1868.3216 | 1759.9216 | 1759.9216
results410.txt | 6555 INKOO 400.00 | 0.1085 | -376.6784 | 2245 | 1868.3216 | 1759.8216 | 1759.8216
results410.txt | 6556 ESPOO 400.00 | 0.1084 | -376.6784 | 2245 | 1868.3216 | 1759.9216 | 1759.9216
results410.txt | 6567 ANTTILA 400.00 | 0.1083 | -376.6784 | 2245 | 1868.3216 | 1760.0216 | 1760.0216
results410.txt | 6569 KORIA 400.00 | 0.108 | -376.6784 | 2245 | 1868.3216 | 1760.3216 | 1760.3216
results410.txt | 6570 LOVIISA 400.00 | 0.1085 | -376.6784 | 2245 | 1868.3216 | 1759.8216 | 1759.8216
results410.txt | 6573 YLLIKKÄLÄ 400.00 | 0.1074 | -376.6784 | 2245 | 1868.3216 | 1760.9216 | 1760.9216
results410.txt | 6615 TAHKOLUOTO 400.00 | 0.1093 | -376.6784 | 2245 | 1868.3216 | 1759.0216 | 1759.0216
results410.txt | 6617 OLKILUOTO 400.00 | 0.1094 | -376.6784 | 2245 | 1868.3216 | 1758.9216 | 1758.9216
results410.txt | 6618 RAUMA 400.00 | 0.1095 | -376.6784 | 2245 | 1868.3216 | 1758.8216 | 1758.8216
results410.txt | 6619 ULVILA 400.00 | 0.109 | -376.6784 | 2245 | 1868.3216 | 1759.3216 | 1759.3216
results410.txt | 6621 LIETO 400.00 | 0.1089 | -376.6784 | 2245 | 1868.3216 | 1759.4216 | 1759.4216
results410.txt | 6778 HIRVISUO 400.00 | 0.1079 | -376.6784 | 2245 | 1868.3216 | 1760.4216 | 1760.4216
results410.txt | 6779 UUSNIVALA 400.00 | 0.1071 | -376.6784 | 2245 | 1868.3216 | 1761.2216 | 1761.2216
results410.txt | 6780 ALAJÄRVI 400.00 | 0.1076 | -376.6784 | 2245 | 1868.3216 | 1760.7216 | 1760.7216
results410.txt | 6781 SEINÄJOKI 400.00 | 0.1082 | -376.6784 | 2245 | 1868.3216 | 1760.1216 | 1760.1216
results410.txt | 6783 PETÄJÄV400 400.00 | 0.1078 | -376.6784 | 2245 | 1868.3216 | 1760.5216 | 1760.5216
results410.txt | 6782 PETÄJÄV220 220.00 | 0.1078 | -376.6784 | 2245 | 1868.3216 | 1760.5216 | 1760.5216
results410.txt | 6784 JÄMSÄ 220.00 | 0.1075 | -376.6784 | 2245 | 1868.3216 | 1760.8216 | 1760.8216
results410.txt | 6785 TOIVILA 400.00 | 0.108 | -376.6784 | 2245 | 1868.3216 | 1760.3216 | 1760.3216
results410.txt | 6786 HAAPAVESI 220.00 | 0.1083 | -376.6784 | 2245 | 1868.3216 | 1760.0216 | 1760.0216
results410.txt | 6787 VUOLIJOKI 400.00 | 0.1071 | -376.6784 | 2245 | 1868.3216 | 1761.2216 | 1761.2216
results410.txt | 6788 ALAPITKÄ 400.00 | 0.1071 | -376.6784 | 2245 | 1868.3216 | 1761.2216 | 1761.2216
results410.txt | 6789 VIHTAVUORI 400.00 | 0.1074 | -376.6784 | 2245 | 1868.3216 | 1760.9216 | 1760.9216
results410.txt | 6790 HUUTOKOSKI 400.00 | 0.1071 | -376.6784 | 2245 | 1868.3216 | 1761.2216 | 1761.2216
results410.txt | 6810 TUOVILA 400.00 | 0.1084 | -376.6784 | 2245 | 1868.3216 | 1759.9216 | 1759.9216
results410.txt | 6811 KRSITINESTAD400.00 | 0.1088 | -376.6784 | 2245 | 1868.3216 | 1759.5216 | 1759.5216
results410.txt | 6903 SEITENOIKEA 220.00 | 0.1093 | -376.6784 | 2245 | 1868.3216 | 1759.0216 | 1759.0216
results410.txt | 6908 KEMINMAA 220.00 | 0.1076 | -376.6784 | 2245 | 1868.3216 | 1760.7216 | 1760.7216
results410.txt | 6909 ISOHAARA 400.00 | 0.1046 | -376.6784 | 2245 | 1868.3216 | 1763.7216 | 1763.7216
results410.txt | 6910 SUBSTATION 400.00 | 0.1046 | -376.6784 | 2245 | 1868.3216 | 1763.7216 | 1763.7216
results410.txt | 6911 JYLKKÄ 400.00 | 0.1076 | -376.6784 | 2245 | 1868.3216 | 1760.7216 | 1760.7216
results410.txt | 6912 VALAJASKO 220.00 | 0.1072 | -376.6784 | 2245 | 1868.3216 | 1761.1216 | 1761.1216
results410.txt | 6913 VANTTAUSKOSK220.00 | 0.1073 | -376.6784 | 2245 | 1868.3216 | 1761.0216 | 1761.0216
results410.txt | 6915 PIRITTIK400 400.00 | 0.1072 | -376.6784 | 2245 | 1868.3216 | 1761.1216 | 1761.1216
results410.txt | 6914 PIRITTK220 220.00 | 0.1072 | -376.6784 | 2245 | 1868.3216 | 1761.1216 | 1761.1216
results410.txt | 6916 SEITAKORVA 220.00 | 0.1074 | -376.6784 | 2245 | 1868.3216 | 1760.9216 | 1760.9216
results410.txt | 6917 ISOKANGAS 400.00 | 0.1074 | -376.6784 | 2245 | 1868.3216 | 1760.9216 | 1760.9216
results410.txt | 6918 PIKKARALA 400.00 | 0.1072 | -376.6784 | 2245 | 1868.3216 | 1761.1216 | 1761.1216
results410.txt | 6920 PYHÄNSEL400 400.00 | 0.1074 | -376.6784 | 2245 | 1868.3216 | 1760.9216 | 1760.9216
results410.txt | 6919 PYHÄNSEL220 220.00 | 0.1074 | -376.6784 | 2245 | 1868.3216 | 1760.9216 | 1760.9216
results410.txt | 6921 PYHÄKOSI 220.00 | 0.1081 | -376.6784 | 2245 | 1868.3216 | 1760.2216 | 1760.2216
results410.txt | 6922 UTANEN 220.00 | 0.1084 | -376.6784 | 2245 | 1868.3216 | 1759.9216 | 1759.9216
results410.txt | 6923 NUOJA 220.00 | 0.1088 | -376.6784 | 2245 | 1868.3216 | 1759.5216 | 1759.5216
results410.txt | 6929 TUGGEN 400.00 | -0.3801 | -376.6784 | 2245 | 1868.3216 | 2241.5784 | 2241.5784
results410.txt | 6930 LETSI 400.00 | 0.1151 | -376.6784 | 2245 | 1868.3216 | 1753.2216 | 1753.2216
results410.txt | 6932 VAGFORS 400.00 | 0.4835 | -376.6784 | 2245 | 1868.3216 | 1384.8216 | 1384.8216
results410.txt | 6990 ISONIEMI 220.00 | 0.1051 | -376.6784 | 2245 | 1868.3216 | 1763.2216 | 1763.2216
results410.txt | 6992 IVALO 220.00 | 0.1025 | -376.6784 | 2245 | 1868.3216 | 1765.8216 | 1765.8216
results410.txt | 6993 KUOLAJÄRVI 220.00 | 0.1048 | -376.6784 | 2245 | 1868.3216 | 1763.5216 | 1763.5216
results410.txt | 6994 VAJUKOSKI 220.00 | 0.1047 | -376.6784 | 2245 | 1868.3216 | 1763.6216 | 1763.6216
results410.txt | 6995 KOKKOSNIVA 220.00 | 0.1052 | -376.6784 | 2245 | 1868.3216 | 1763.1216 | 1763.1216
results410.txt | 7001 SEITEVARE 400.00 | 0.1414 | -376.6784 | 2245 | 1868.3216 | 1726.9216 | 1726.9216
results410.txt | 7002 PORJUS 400.00 | 0.1172 | -376.6784 | 2245 | 1868.3216 | 1751.1216 | 1751.1216
results410.txt | 7003 HARSPÅNGET 400.00 | 0.1279 | -376.6784 | 2245 | 1868.3216 | 1740.4216 | 1740.4216
results410.txt | 7004 LIGGA 400.00 | 0.1414 | -376.6784 | 2245 | 1868.3216 | 1726.9216 | 1726.9216
results410.txt | 7005 MESSAURE 400.00 | 0.1253 | -376.6784 | 2245 | 1868.3216 | 1743.0216 | 1743.0216
results410.txt | 7010 VARANGERBOT 220.00 | 0.1006 | -376.6784 | 2245 | 1868.3216 | 1767.7216 | 1767.7216
results410.txt | 7018 UTSJOKI 220.00 | 0.101 | -376.6784 | 2245 | 1868.3216 | 1767.3216 | 1767.3216
results410.txt | 7054 OSSAUSKOSKI 220.00 | 0.1075 | -376.6784 | 2245 | 1868.3216 | 1760.8216 | 1760.8216
results410.txt | 7056 PETÄJÄSKO 400.00 | 0.1072 | -376.6784 | 2245 | 1868.3216 | 1761.1216 | 1761.1216
results410.txt | 7055 PETÄJÄSKO 220.00 | 0.1073 | -376.6784 | 2245 | 1868.3216 | 1761.0216 | 1761.0216
results410.txt | 8579 JOINT 220.00 | 0.1084 | -376.6784 | 2245 | 1868.3216 | 1759.9216 | 1759.9216
results410.txt | 7140 JOINT 220.00 | 0.101 | -376.6784 | 2245 | 1868.3216 | 1767.3216 | 1767.3216
results410.txt | 8256 JOINT 400.00 | 0.1414 | -376.6784 | 2245 | 1868.3216 | 1726.9216 | 1726.9216
results410.txt | 9408 HÄLLBERGET 400.00 | 0.1124 | -376.6784 | 2245 | 1868.3216 | 1755.9216 | 1755.9216
results410.txt | 9301 KEMIJÄRVI 220.00 | 0.1068 | -376.6784 | 2245 | 1868.3216 | 1761.5216 | 1761.5216
results410.txt | 9302 KEMINMAA 400.00 | 0.1109 | -376.6784 | 2245 | 1868.3216 | 1757.4216 | 1757.4216
results410.txt | 9304 LUMIJÄRVI 400.00 | 0.1076 | -376.6784 | 2245 | 1868.3216 | 1760.7216 | 1760.7216
results410.txt | 9303 MUSALA 400.00 | 0.1082 | -376.6784 | 2245 | 1868.3216 | 1760.1216 | 1760.1216
results410.txt | 9305 KÄRPPIÖN 400.00 | 0.1087 | -376.6784 | 2245 | 1868.3216 | 1759.6216 | 1759.6216
results410.txt | 9306 HONKAJOEN 400.00 | 0.1089 | -376.6784 | 2245 | 1868.3216 | 1759.4216 | 1759.4216
results410.txt | 9307 KONTIOLAHTI 400.00 | 0.1073 | -376.6784 | 2245 | 1868.3216 | 1761.0216 | 1761.0216
results410.txt | 9308 ORIMATTILAN 400.00 | 0.1082 | -376.6784 | 2245 | 1868.3216 | 1760.1216 | 1760.1216
results410.txt | 9309 NAANTALINSAL400.00 | 0.1089 | -376.6784 | 2245 | 1868.3216 | 1759.4216 | 1759.4216
results411.txt | PTI INTERACTIVE POWER SYSTEM SIMULATOR--PSS(R)E MON, MAY 29 2023 |  | 375.3295 | 2245 | 1869.6705
results411.txt | SENSITIVITY FACTORS ARE CALCULATED WITH AC |  | 375.3295 | 2245 | 1869.6705
results411.txt | SUBSYSTEM 'RESERV' IS USED FOR OPPOSING SYSTEM FOR MW POWER |  | 375.3295 | 2245 | 1869.6705
results411.txt | SENSITIVITY FACTORS OF BRANCH FLOW (MVA) ON 6552 TAMMISTO 400.00 TO 6554 LÄNSISALMI 400.00 1 MORE THAN | 0.1 | 375.3295 | 2245 | 1869.6705 | 1769.6705 | 1769.6705
results411.txt | <--------- BUS NAME --------> |  | 375.3295 | 2245 | 1869.6705
results411.txt | 6545 HUITTINEN 400.00 | 0.1056 | 375.3295 | 2245 | 1869.6705 | 1764.0705 | 1764.0705
results411.txt | 6572 KYMI 400.00 | -0.2158 | 375.3295 | 2245 | 1869.6705 | 2085.4705 | 2085.4705
results411.txt | 6546 SALO 400.00 | 0.1979 | 375.3295 | 2245 | 1869.6705 | 1671.7705 | 1671.7705
results411.txt | 6547 FORSSA 400.00 | 0.1369 | 375.3295 | 2245 | 1869.6705 | 1732.7705 | 1732.7705
results411.txt | 6550 KOPULA 400.00 | 0.2043 | 375.3295 | 2245 | 1869.6705 | 1665.3705 | 1665.3705
results411.txt | 6552 TAMMISTO 400.00 | 0.4032 | 375.3295 | 2245 | 1869.6705 | 1466.4705 | 1466.4705
results411.txt | 6553 NURMIJÄRVI 400.00 | -0.171 | 375.3295 | 2245 | 1869.6705 | 2040.6705 | 2040.6705
results411.txt | 6554 LÄNSISALMI 400.00 | -0.4966 | 375.3295 | 2245 | 1869.6705 | 2123.7295 | 2123.7295
results411.txt | 6555 INKOO 400.00 | 0.2654 | 375.3295 | 2245 | 1869.6705 | 1604.2705 | 1604.2705
results411.txt | 6556 ESPOO 400.00 | 0.3183 | 375.3295 | 2245 | 1869.6705 | 1551.3705 | 1551.3705
results411.txt | 6567 ANTTILA 400.00 | -0.325 | 375.3295 | 2245 | 1869.6705 | 2194.6705 | 2194.6705
results411.txt | 6569 KORIA 400.00 | -0.1828 | 375.3295 | 2245 | 1869.6705 | 2052.4705 | 2052.4705
results411.txt | 6570 LOVIISA 400.00 | -0.2671 | 375.3295 | 2245 | 1869.6705 | 2136.7705 | 2136.7705
results411.txt | 6573 YLLIKKÄLÄ 400.00 | -0.1267 | 375.3295 | 2245 | 1869.6705 | 1996.3705 | 1996.3705
results411.txt | 6617 OLKILUOTO 400.00 | 0.1041 | 375.3295 | 2245 | 1869.6705 | 1765.5705 | 1765.5705
results411.txt | 6618 RAUMA 400.00 | 0.1076 | 375.3295 | 2245 | 1869.6705 | 1762.0705 | 1762.0705
results411.txt | 6621 LIETO 400.00 | 0.1649 | 375.3295 | 2245 | 1869.6705 | 1704.7705 | 1704.7705
results411.txt | 9309 NAANTALINSAL400.00 | 0.1649 | 375.3295 | 2245 | 1869.6705 | 1704.7705 | 1704.7705
results412.txt | PTI INTERACTIVE POWER SYSTEM SIMULATOR--PSS(R)E MON, MAY 29 2023 |  | -374.8599 | 2245 | 1870.1401
results412.txt | SENSITIVITY FACTORS ARE CALCULATED WITH AC |  | -374.8599 | 2245 | 1870.1401
results412.txt | SUBSYSTEM 'RESERV' IS USED FOR OPPOSING SYSTEM FOR MW POWER |  | -374.8599 | 2245 | 1870.1401
results412.txt | SENSITIVITY FACTORS OF BRANCH FLOW (MVA) ON 6655 SAMNAGER300 400.00 TO 6743 KOLLSNES 400.00 4 MORE THAN | 0.1 | -374.8599 | 2245 | 1870.1401 | 1770.1401 | 1770.1401
results412.txt | <--------- BUS NAME --------> |  | -374.8599 | 2245 | 1870.1401
results412.txt | 6743 KOLLSNES 400.00 | 0.3458 | -374.8599 | 2245 | 1870.1401 | 1524.3401 | 1524.3401
results412.txt | 6745 SUBSTATION 400.00 | 0.2669 | -374.8599 | 2245 | 1870.1401 | 1603.2401 | 1603.2401
results412.txt | 6744 LINDÅS 400.00 | 0.2669 | -374.8599 | 2245 | 1870.1401 | 1603.2401 | 1603.2401
results412.txt | 6746 NYGARD 400.00 | 0.1998 | -374.8599 | 2245 | 1870.1401 | 1670.3401 | 1670.3401
results412.txt | 6747 ARNA 400.00 | 0.1095 | -374.8599 | 2245 | 1870.1401 | 1760.6401 | 1760.6401
results412.txt | 6748 BERGEN 400.00 | 0.1216 | -374.8599 | 2245 | 1870.1401 | 1748.5401 | 1748.5401
results412.txt | 9010 HAUGSVAER 400.00 | 0.1812 | -374.8599 | 2245 | 1870.1401 | 1688.9401 | 1688.9401
results412.txt | 9011 STEINSLAND 400.00 | 0.1127 | -374.8599 | 2245 | 1870.1401 | 1757.4401 | 1757.4401
results413.txt | PTI INTERACTIVE POWER SYSTEM SIMULATOR--PSS(R)E MON, MAY 29 2023 |  | 371.9925 | 2245 | 1873.0075
results413.txt | SENSITIVITY FACTORS ARE CALCULATED WITH AC |  | 371.9925 | 2245 | 1873.0075
results413.txt | SUBSYSTEM 'RESERV' IS USED FOR OPPOSING SYSTEM FOR MW POWER |  | 371.9925 | 2245 | 1873.0075
results413.txt | SENSITIVITY FACTORS OF BRANCH FLOW (MVA) ON 6802 HJÄLTA 400.00 TO 6929 TUGGEN 400.00 2 MORE THAN | 0.1 | 371.9925 | 2245 | 1873.0075 | 1773.0075 | 1773.0075
results413.txt | <--------- BUS NAME --------> |  | 371.9925 | 2245 | 1873.0075
results413.txt | 5624 HERSLEV 400.00 | 0.1107 | 371.9925 | 2245 | 1873.0075 | 1762.3075 | 1762.3075
results413.txt | 5642 HOVEGARD 400.00 | 0.1105 | 371.9925 | 2245 | 1873.0075 | 1762.5075 | 1762.5075
results413.txt | 5646 BJAEVERSKOV4400.00 | 0.1104 | 371.9925 | 2245 | 1873.0075 | 1762.6075 | 1762.6075
results413.txt | 5645 BJAEVERSKOV2220.00 | 0.1102 | 371.9925 | 2245 | 1873.0075 | 1762.8075 | 1762.8075
results413.txt | 5657 ISHOJ400 400.00 | 0.1105 | 371.9925 | 2245 | 1873.0075 | 1762.5075 | 1762.5075
results413.txt | 5656 ISHOJ220 220.00 | 0.1108 | 371.9925 | 2245 | 1873.0075 | 1762.2075 | 1762.2075
results413.txt | 5660 AVEDOREVERK 400.00 | 0.1106 | 371.9925 | 2245 | 1873.0075 | 1762.4075 | 1762.4075
results413.txt | 5662 ORSTEDSVERKE400.00 | 0.1108 | 371.9925 | 2245 | 1873.0075 | 1762.2075 | 1762.2075
results413.txt | 5671 SEGE 400.00 | 0.1096 | 371.9925 | 2245 | 1873.0075 | 1763.4075 | 1763.4075
results413.txt | 5672 ARRIE 400.00 | 0.1096 | 371.9925 | 2245 | 1873.0075 | 1763.4075 | 1763.4075
results413.txt | 5673 KRUSEBERG 400.00 | 0.1096 | 371.9925 | 2245 | 1873.0075 | 1763.4075 | 1763.4075
results413.txt | 5676 WIND FARM 220.00 | 0.1075 | 371.9925 | 2245 | 1873.0075 | 1765.5075 | 1765.5075
results413.txt | 5845 ASNAESVERK 400.00 | 0.1106 | 371.9925 | 2245 | 1873.0075 | 1762.4075 | 1762.4075
results413.txt | 6319 KYNDBYVERKER400.00 | 0.1104 | 371.9925 | 2245 | 1873.0075 | 1762.6075 | 1762.6075
results413.txt | 6324 GORLOSEGARD 400.00 | 0.1098 | 371.9925 | 2245 | 1873.0075 | 1763.2075 | 1763.2075
results413.txt | 6330 GELNTEGARD2 400.00 | 0.1112 | 371.9925 | 2245 | 1873.0075 | 1761.8075 | 1761.8075
results413.txt | 6334 GLENTEGARD 400.00 | 0.1115 | 371.9925 | 2245 | 1873.0075 | 1761.5075 | 1761.5075
results413.txt | 6335 SODERASEN 400.00 | 0.1079 | 371.9925 | 2245 | 1873.0075 | 1765.1075 | 1765.1075
results413.txt | 6337 BARSEBACK 400.00 | 0.1095 | 371.9925 | 2245 | 1873.0075 | 1763.5075 | 1763.5075
results413.txt | 6338 HURVA 400.00 | 0.1105 | 371.9925 | 2245 | 1873.0075 | 1762.5075 | 1762.5075
results413.txt | 6340 MOHOLM 220.00 | 0.114 | 371.9925 | 2245 | 1873.0075 | 1759.0075 | 1759.0075
results413.txt | 6341 KOLSTAD 400.00 | 0.1128 | 371.9925 | 2245 | 1873.0075 | 1760.2075 | 1760.2075
results413.txt | 6342 TENHULT 400.00 | 0.1065 | 371.9925 | 2245 | 1873.0075 | 1766.5075 | 1766.5075
results413.txt | 6343 BARKERYD 400.00 | 0.1095 | 371.9925 | 2245 | 1873.0075 | 1763.5075 | 1763.5075
results413.txt | 6345 GLAN 400.00 | 0.1146 | 371.9925 | 2245 | 1873.0075 | 1758.4075 | 1758.4075
results413.txt | 6346 KIMSTAD 400.00 | 0.113 | 371.9925 | 2245 | 1873.0075 | 1760.0075 | 1760.0075
results413.txt | 6348 OSKARSHAMN 400.00 | 0.1127 | 371.9925 | 2245 | 1873.0075 | 1760.3075 | 1760.3075
results413.txt | 6349 ALVESTA 400.00 | 0.1114 | 371.9925 | 2245 | 1873.0075 | 1761.6075 | 1761.6075
results413.txt | 6350 HEMSJO 400.00 | 0.113 | 371.9925 | 2245 | 1873.0075 | 1760.0075 | 1760.0075
results413.txt | 6351 KARLSHAMN 400.00 | 0.1129 | 371.9925 | 2245 | 1873.0075 | 1760.1075 | 1760.1075
results413.txt | 6354 NYBRO 400.00 | 0.1141 | 371.9925 | 2245 | 1873.0075 | 1758.9075 | 1758.9075
results413.txt | 6580 SODERALA 220.00 | 0.122 | 371.9925 | 2245 | 1873.0075 | 1751.0075 | 1751.0075
results413.txt | 6581 ANGSBERG 400.00 | 0.1194 | 371.9925 | 2245 | 1873.0075 | 1753.6075 | 1753.6075
results413.txt | 6583 STACKBO400 400.00 | 0.1203 | 371.9925 | 2245 | 1873.0075 | 1752.7075 | 1752.7075
results413.txt | 6582 STACKBO220 220.00 | 0.1184 | 371.9925 | 2245 | 1873.0075 | 1754.6075 | 1754.6075
results413.txt | 6584 VALBO 220.00 | 0.1187 | 371.9925 | 2245 | 1873.0075 | 1754.3075 | 1754.3075
results413.txt | 6585 FINNBOLEHVDC400.00 | 0.12 | 371.9925 | 2245 | 1873.0075 | 1753.0075 | 1753.0075
results413.txt | 6586 FINNBOLEHVDC400.00 | 0.1202 | 371.9925 | 2245 | 1873.0075 | 1752.8075 | 1752.8075
results413.txt | 6588 UNTRA 220.00 | 0.118 | 371.9925 | 2245 | 1873.0075 | 1755.0075 | 1755.0075
results413.txt | 6589 DANNEBO 400.00 | 0.1172 | 371.9925 | 2245 | 1873.0075 | 1755.8075 | 1755.8075
results413.txt | 6591 FORSMARK 400.00 | 0.1167 | 371.9925 | 2245 | 1873.0075 | 1756.3075 | 1756.3075
results413.txt | 6592 STARFORS 220.00 | 0.1201 | 371.9925 | 2245 | 1873.0075 | 1752.9075 | 1752.9075
results413.txt | 6594 HAMRA400 400.00 | 0.1176 | 371.9925 | 2245 | 1873.0075 | 1755.4075 | 1755.4075
results413.txt | 6593 HAMRA220 220.00 | 0.1179 | 371.9925 | 2245 | 1873.0075 | 1755.1075 | 1755.1075
results413.txt | 6595 BREDAKER 220.00 | 0.1204 | 371.9925 | 2245 | 1873.0075 | 1752.6075 | 1752.6075
results413.txt | 6597 TUNA400 400.00 | 0.1195 | 371.9925 | 2245 | 1873.0075 | 1753.5075 | 1753.5075
results413.txt | 6596 TUNA220 220.00 | 0.1209 | 371.9925 | 2245 | 1873.0075 | 1752.1075 | 1752.1075
results413.txt | 6598 BOLANDERNA 220.00 | 0.122 | 371.9925 | 2245 | 1873.0075 | 1751.0075 | 1751.0075
results413.txt | 6599 PLENNINGE 220.00 | 0.1215 | 371.9925 | 2245 | 1873.0075 | 1751.5075 | 1751.5075
results413.txt | 6600 AKER 400.00 | 0.1174 | 371.9925 | 2245 | 1873.0075 | 1755.6075 | 1755.6075
results413.txt | 6602 KOLBOTTEN400400.00 | 0.1187 | 371.9925 | 2245 | 1873.0075 | 1754.3075 | 1754.3075
results413.txt | 6601 KOLBOTTEN220220.00 | 0.1185 | 371.9925 | 2245 | 1873.0075 | 1754.5075 | 1754.5075
results413.txt | 6603 ODENSALA 400.00 | 0.1192 | 371.9925 | 2245 | 1873.0075 | 1753.8075 | 1753.8075
results413.txt | 6605 STOCKHOLM400400.00 | 0.1194 | 371.9925 | 2245 | 1873.0075 | 1753.6075 | 1753.6075
results413.txt | 6604 STOCKHOLM220220.00 | 0.1183 | 371.9925 | 2245 | 1873.0075 | 1754.7075 | 1754.7075
results413.txt | 6606 HALL 400.00 | 0.1186 | 371.9925 | 2245 | 1873.0075 | 1754.4075 | 1754.4075
results413.txt | 6608 EKUDDEN400 400.00 | 0.1186 | 371.9925 | 2245 | 1873.0075 | 1754.4075 | 1754.4075
results413.txt | 6607 EKUDDEN220 220.00 | 0.1181 | 371.9925 | 2245 | 1873.0075 | 1754.9075 | 1754.9075
results413.txt | 6609 SOLBERGA 220.00 | 0.1182 | 371.9925 | 2245 | 1873.0075 | 1754.8075 | 1754.8075
results413.txt | 6610 GRASKA 220.00 | 0.1228 | 371.9925 | 2245 | 1873.0075 | 1750.2075 | 1750.2075
results413.txt | 6611 HALLSTAVIK 220.00 | 0.1227 | 371.9925 | 2245 | 1873.0075 | 1750.3075 | 1750.3075
results413.txt | 6613 MALSTA 220.00 | 0.1235 | 371.9925 | 2245 | 1873.0075 | 1749.5075 | 1749.5075
results413.txt | 6614 VALLENTUNA 220.00 | 0.1195 | 371.9925 | 2245 | 1873.0075 | 1753.5075 | 1753.5075
results413.txt | 6631 BASNA 400.00 | 0.1034 | 371.9925 | 2245 | 1873.0075 | 1769.6075 | 1769.6075
results413.txt | 6632 REPBACKEN 400.00 | 0.1033 | 371.9925 | 2245 | 1873.0075 | 1769.7075 | 1769.7075
results413.txt | 6633 DÖNJE 220.00 | 0.1245 | 371.9925 | 2245 | 1873.0075 | 1748.5075 | 1748.5075
results413.txt | 6634 OCKELBO 220.00 | 0.1178 | 371.9925 | 2245 | 1873.0075 | 1755.2075 | 1755.2075
results413.txt | 6635 HOFORS 220.00 | 0.1144 | 371.9925 | 2245 | 1873.0075 | 1758.6075 | 1758.6075
results413.txt | 6636 HORNDAL 220.00 | 0.1164 | 371.9925 | 2245 | 1873.0075 | 1756.6075 | 1756.6075
results413.txt | 6637 MORGARDSH 400.00 | 0.1021 | 371.9925 | 2245 | 1873.0075 | 1770.9075 | 1770.9075
results413.txt | 6639 LINDBACKA400400.00 | 0.1058 | 371.9925 | 2245 | 1873.0075 | 1767.2075 | 1767.2075
results413.txt | 6638 LINDBACKA220220.00 | 0.1087 | 371.9925 | 2245 | 1873.0075 | 1764.3075 | 1764.3075
results413.txt | 6641 HALLSBERG400400.00 | 0.1061 | 371.9925 | 2245 | 1873.0075 | 1766.9075 | 1766.9075
results413.txt | 6640 HALLSBERG220220.00 | 0.1061 | 371.9925 | 2245 | 1873.0075 | 1766.9075 | 1766.9075
results413.txt | 6642 OSTANSJO 400.00 | 0.1064 | 371.9925 | 2245 | 1873.0075 | 1766.6075 | 1766.6075
results413.txt | 6643 FINNSLATTEN 220.00 | 0.1135 | 371.9925 | 2245 | 1873.0075 | 1759.5075 | 1759.5075
results413.txt | 6644 HIMMETA 220.00 | 0.1131 | 371.9925 | 2245 | 1873.0075 | 1759.9075 | 1759.9075
results413.txt | 6645 AROSVERKET 220.00 | 0.1131 | 371.9925 | 2245 | 1873.0075 | 1759.9075 | 1759.9075
results413.txt | 6646 HEDENLUNDA 400.00 | 0.1164 | 371.9925 | 2245 | 1873.0075 | 1756.6075 | 1756.6075
results413.txt | 6802 HJÄLTA 400.00 | 0.14 | 371.9925 | 2245 | 1873.0075 | 1733.0075 | 1733.0075
results413.txt | 6805 NYSATER 400.00 | 0.1395 | 371.9925 | 2245 | 1873.0075 | 1733.5075 | 1733.5075
results413.txt | 6807 BANDSJO 400.00 | 0.1394 | 371.9925 | 2245 | 1873.0075 | 1733.6075 | 1733.6075
results413.txt | 6854 LJUSDAL 220.00 | 0.1279 | 371.9925 | 2245 | 1873.0075 | 1745.1075 | 1745.1075
results413.txt | 6929 TUGGEN 400.00 | -0.5213 | 371.9925 | 2245 | 1873.0075 | 2095.6925 | 2095.6925
results413.txt | 6932 VAGFORS 400.00 | -0.39 | 371.9925 | 2245 | 1873.0075 | 2226.9925 | 2226.9925
results413.txt | 8861 JOINT 400.00 | 0.1186 | 371.9925 | 2245 | 1873.0075 | 1754.4075 | 1754.4075
results413.txt | 7429 JOINT 220.00 | 0.1078 | 371.9925 | 2245 | 1873.0075 | 1765.2075 | 1765.2075
results413.txt | 8845 JOINT 220.00 | 0.1132 | 371.9925 | 2245 | 1873.0075 | 1759.8075 | 1759.8075
results413.txt | 1051 SUBSTATION 400.00 | 0.1167 | 371.9925 | 2245 | 1873.0075 | 1756.3075 | 1756.3075
results413.txt | 1052 BREARED 400.00 | 0.1001 | 371.9925 | 2245 | 1873.0075 | 1772.9075 | 1772.9075
results413.txt | 1053 HÄRADSBO 400.00 | 0.1014 | 371.9925 | 2245 | 1873.0075 | 1771.6075 | 1771.6075
results413.txt | 9401 HAGESKRUV 400.00 | 0.1119 | 371.9925 | 2245 | 1873.0075 | 1761.1075 | 1761.1075
results413.txt | 9404 GÄDDTJÄRN 400.00 | 0.1009 | 371.9925 | 2245 | 1873.0075 | 1772.1075 | 1772.1075
results413.txt | 9405 GRÖNVIKEN 400.00 | 0.1214 | 371.9925 | 2245 | 1873.0075 | 1751.6075 | 1751.6075
results413.txt | 9410 HORNDAL 400.00 | 0.1144 | 371.9925 | 2245 | 1873.0075 | 1758.6075 | 1758.6075
results413.txt | 9411 MUNGA 400.00 | 0.1164 | 371.9925 | 2245 | 1873.0075 | 1756.6075 | 1756.6075
results413.txt | 9412 FALLVIKEN 400.00 | 0.112 | 371.9925 | 2245 | 1873.0075 | 1761.0075 | 1761.0075
results414.txt | PTI INTERACTIVE POWER SYSTEM SIMULATOR--PSS(R)E MON, MAY 29 2023 |  | 370.1985 | 2245 | 1874.8015
results414.txt | SENSITIVITY FACTORS ARE CALCULATED WITH AC |  | 370.1985 | 2245 | 1874.8015
results414.txt | SUBSYSTEM 'RESERV' IS USED FOR OPPOSING SYSTEM FOR MW POWER |  | 370.1985 | 2245 | 1874.8015
results414.txt | SENSITIVITY FACTORS OF BRANCH FLOW (MVA) ON 6811 KRSITINESTAD400.00 TO 9305 KÄRPPIÖN 400.00 1 MORE THAN | 0.1 | 370.1985 | 2245 | 1874.8015 | 1774.8015 | 1774.8015
results414.txt | <--------- BUS NAME --------> |  | 370.1985 | 2245 | 1874.8015
results414.txt | 6545 HUITTINEN 400.00 | 0.1591 | 370.1985 | 2245 | 1874.8015 | 1715.7015 | 1715.7015
results414.txt | 6572 KYMI 400.00 | 0.1131 | 370.1985 | 2245 | 1874.8015 | 1761.7015 | 1761.7015
results414.txt | 6546 SALO 400.00 | 0.1486 | 370.1985 | 2245 | 1874.8015 | 1726.2015 | 1726.2015
results414.txt | 6547 FORSSA 400.00 | 0.1476 | 370.1985 | 2245 | 1874.8015 | 1727.2015 | 1727.2015
results414.txt | 6548 KANGASALA 400.00 | 0.1218 | 370.1985 | 2245 | 1874.8015 | 1753.0015 | 1753.0015
results414.txt | 6549 LAVIANVOURI 400.00 | 0.1227 | 370.1985 | 2245 | 1874.8015 | 1752.1015 | 1752.1015
results414.txt | 6550 KOPULA 400.00 | 0.1313 | 370.1985 | 2245 | 1874.8015 | 1743.5015 | 1743.5015
results414.txt | 6551 HIKIÄ 400.00 | 0.1243 | 370.1985 | 2245 | 1874.8015 | 1750.5015 | 1750.5015
results414.txt | 6552 TAMMISTO 400.00 | 0.1322 | 370.1985 | 2245 | 1874.8015 | 1742.6015 | 1742.6015
results414.txt | 6553 NURMIJÄRVI 400.00 | 0.1238 | 370.1985 | 2245 | 1874.8015 | 1751.0015 | 1751.0015
results414.txt | 6554 LÄNSISALMI 400.00 | 0.1286 | 370.1985 | 2245 | 1874.8015 | 1746.2015 | 1746.2015
results414.txt | 6555 INKOO 400.00 | 0.1406 | 370.1985 | 2245 | 1874.8015 | 1734.2015 | 1734.2015
results414.txt | 6556 ESPOO 400.00 | 0.1338 | 370.1985 | 2245 | 1874.8015 | 1741.0015 | 1741.0015
results414.txt | 6567 ANTTILA 400.00 | 0.1231 | 370.1985 | 2245 | 1874.8015 | 1751.7015 | 1751.7015
results414.txt | 6569 KORIA 400.00 | 0.11 | 370.1985 | 2245 | 1874.8015 | 1764.8015 | 1764.8015
results414.txt | 6570 LOVIISA 400.00 | 0.1166 | 370.1985 | 2245 | 1874.8015 | 1758.2015 | 1758.2015
results414.txt | 6615 TAHKOLUOTO 400.00 | 0.1848 | 370.1985 | 2245 | 1874.8015 | 1690.0015 | 1690.0015
results414.txt | 6617 OLKILUOTO 400.00 | 0.1694 | 370.1985 | 2245 | 1874.8015 | 1705.4015 | 1705.4015
results414.txt | 6618 RAUMA 400.00 | 0.1679 | 370.1985 | 2245 | 1874.8015 | 1706.9015 | 1706.9015
results414.txt | 6619 ULVILA 400.00 | 0.1863 | 370.1985 | 2245 | 1874.8015 | 1688.5015 | 1688.5015
results414.txt | 6621 LIETO 400.00 | 0.1521 | 370.1985 | 2245 | 1874.8015 | 1722.7015 | 1722.7015
results414.txt | 6778 HIRVISUO 400.00 | -0.1054 | 370.1985 | 2245 | 1874.8015 | 1980.2015 | 1980.2015
results414.txt | 6810 TUOVILA 400.00 | -0.1966 | 370.1985 | 2245 | 1874.8015 | 2071.4015 | 2071.4015
results414.txt | 6811 KRSITINESTAD400.00 | 0.4756 | 370.1985 | 2245 | 1874.8015 | 1399.2015 | 1399.2015
results414.txt | 9303 MUSALA 400.00 | -0.1509 | 370.1985 | 2245 | 1874.8015 | 2025.7015 | 2025.7015
results414.txt | 9305 KÄRPPIÖN 400.00 | -0.425 | 370.1985 | 2245 | 1874.8015 | 2190.1985 | 2190.1985
results414.txt | 9306 HONKAJOEN 400.00 | 0.1342 | 370.1985 | 2245 | 1874.8015 | 1740.6015 | 1740.6015
results414.txt | 9308 ORIMATTILAN 400.00 | 0.1168 | 370.1985 | 2245 | 1874.8015 | 1758.0015 | 1758.0015
results414.txt | 9309 NAANTALINSAL400.00 | 0.1521 | 370.1985 | 2245 | 1874.8015 | 1722.7015 | 1722.7015
results415.txt | PTI INTERACTIVE POWER SYSTEM SIMULATOR--PSS(R)E MON, MAY 29 2023 |  | -112.7688 | 2000 | 1887.2312
results415.txt | SENSITIVITY FACTORS ARE CALCULATED WITH AC |  | -112.7688 | 2000 | 1887.2312
results415.txt | SUBSYSTEM 'RESERV' IS USED FOR OPPOSING SYSTEM FOR MW POWER |  | -112.7688 | 2000 | 1887.2312
results415.txt | SENSITIVITY FACTORS OF BRANCH FLOW (MVA) ON 5656 ISHOJ220 220.00 TO 5657 ISHOJ400 400.00 1 MORE THAN | 0.1 | -112.7688 | 2000 | 1887.2312 | 1787.2312 | 1787.2312
results415.txt | <--------- BUS NAME --------> |  | -112.7688 | 2000 | 1887.2312
results415.txt | 5645 BJAEVERSKOV2220.00 | 0.3848 | -112.7688 | 2000 | 1887.2312 | 1502.4312 | 1502.4312
results415.txt | 5656 ISHOJ220 220.00 | 0.6498 | -112.7688 | 2000 | 1887.2312 | 1237.4312 | 1237.4312
results415.txt | 5676 WIND FARM 220.00 | 0.379 | -112.7688 | 2000 | 1887.2312 | 1508.2312 | 1508.2312
results415.txt | 7429 JOINT 220.00 | 0.3795 | -112.7688 | 2000 | 1887.2312 | 1507.7312 | 1507.7312
results416.txt | PTI INTERACTIVE POWER SYSTEM SIMULATOR--PSS(R)E MON, MAY 29 2023 |  | -356.5351 | 2245 | 1888.4649
results416.txt | SENSITIVITY FACTORS ARE CALCULATED WITH AC |  | -356.5351 | 2245 | 1888.4649
results416.txt | SUBSYSTEM 'RESERV' IS USED FOR OPPOSING SYSTEM FOR MW POWER |  | -356.5351 | 2245 | 1888.4649
results416.txt | SENSITIVITY FACTORS OF BRANCH FLOW (MVA) ON 5624 HERSLEV 400.00 TO 5646 BJAEVERSKOV4400.00 1 MORE THAN | 0.1 | -356.5351 | 2245 | 1888.4649 | 1788.4649 | 1788.4649
results416.txt | <--------- BUS NAME --------> |  | -356.5351 | 2245 | 1888.4649
results416.txt | 5624 HERSLEV 400.00 | -0.9966 | -356.5351 | 2245 | 1888.4649 | 1604.9351 | 1604.9351
results416.txt | 5845 ASNAESVERK 400.00 | -0.996 | -356.5351 | 2245 | 1888.4649 | 1605.5351 | 1605.5351
results417.txt | PTI INTERACTIVE POWER SYSTEM SIMULATOR--PSS(R)E MON, MAY 29 2023 |  | 354.9409 | 2245 | 1890.0591
results417.txt | SENSITIVITY FACTORS ARE CALCULATED WITH AC |  | 354.9409 | 2245 | 1890.0591
results417.txt | SUBSYSTEM 'RESERV' IS USED FOR OPPOSING SYSTEM FOR MW POWER |  | 354.9409 | 2245 | 1890.0591
results417.txt | SENSITIVITY FACTORS OF BRANCH FLOW (MVA) ON 6862 SURNA 400.00 TO 9007 TJELDBERGO 400.00 2 MORE THAN | 0.1 | 354.9409 | 2245 | 1890.0591 | 1790.0591 | 1790.0591
results417.txt | <--------- BUS NAME --------> |  | 354.9409 | 2245 | 1890.0591
results417.txt | 6861 SNILLDAL 400.00 | -0.2451 | 354.9409 | 2245 | 1890.0591 | 2135.1591 | 2135.1591
results417.txt | 6863 HOFSTAD 400.00 | -0.1605 | 354.9409 | 2245 | 1890.0591 | 2050.5591 | 2050.5591
results417.txt | 6864 ÅFJORD 400.00 | -0.2024 | 354.9409 | 2245 | 1890.0591 | 2092.4591 | 2092.4591
results417.txt | 9007 TJELDBERGO 400.00 | -0.5977 | 354.9409 | 2245 | 1890.0591 | 2002.2409 | 2002.2409
results418.txt | PTI INTERACTIVE POWER SYSTEM SIMULATOR--PSS(R)E MON, MAY 29 2023 |  | -354.6576 | 2245 | 1890.3424
results418.txt | SENSITIVITY FACTORS ARE CALCULATED WITH AC |  | -354.6576 | 2245 | 1890.3424
results418.txt | SUBSYSTEM 'RESERV' IS USED FOR OPPOSING SYSTEM FOR MW POWER |  | -354.6576 | 2245 | 1890.3424
results418.txt | SENSITIVITY FACTORS OF BRANCH FLOW (MVA) ON 6937 MARKA 400.00 TO 6940 NAMSKOGEN 400.00 2 MORE THAN | 0.1 | -354.6576 | 2245 | 1890.3424 | 1790.3424 | 1790.3424
results418.txt | <--------- BUS NAME --------> |  | -354.6576 | 2245 | 1890.3424
results418.txt | 6936 NEDRERÖS400 400.00 | -0.1679 | -354.6576 | 2245 | 1890.3424 | 2058.2424 | 2058.2424
results418.txt | 6935 NEDRERÖS300 400.00 | -0.1699 | -354.6576 | 2245 | 1890.3424 | 2060.2424 | 2060.2424
results418.txt | 6934 NEDRERÖS220 220.00 | -0.1462 | -354.6576 | 2245 | 1890.3424 | 2036.5424 | 2036.5424
results418.txt | 6937 MARKA 400.00 | -0.3236 | -354.6576 | 2245 | 1890.3424 | 2213.9424 | 2213.9424
results418.txt | 6938 NAMSOS 400.00 | 0.1096 | -354.6576 | 2245 | 1890.3424 | 1780.7424 | 1780.7424
results418.txt | 6939 KOLSVIK 400.00 | 0.2855 | -354.6576 | 2245 | 1890.3424 | 1604.8424 | 1604.8424
results418.txt | 6940 NAMSKOGEN 400.00 | 0.286 | -354.6576 | 2245 | 1890.3424 | 1604.3424 | 1604.3424
results418.txt | 6942 TUNNSJO400 400.00 | 0.1267 | -354.6576 | 2245 | 1890.3424 | 1763.6424 | 1763.6424
results418.txt | 6941 TUNNSJO300 400.00 | 0.1267 | -354.6576 | 2245 | 1890.3424 | 1763.6424 | 1763.6424
results418.txt | 6944 RANA 400.00 | -0.1633 | -354.6576 | 2245 | 1890.3424 | 2053.6424 | 2053.6424
results418.txt | 6945 GEJMÅN 220.00 | -0.1127 | -354.6576 | 2245 | 1890.3424 | 2003.0424 | 2003.0424
results418.txt | 6996 OFOTEN 400.00 | -0.1158 | -354.6576 | 2245 | 1890.3424 | 2006.1424 | 2006.1424
results418.txt | 6997 NARVIK 400.00 | -0.1163 | -354.6576 | 2245 | 1890.3424 | 2006.6424 | 2006.6424
results418.txt | 7006 SVARTISEN 400.00 | -0.1547 | -354.6576 | 2245 | 1890.3424 | 2045.0424 | 2045.0424
results418.txt | 7007 KOBBELV 400.00 | -0.1301 | -354.6576 | 2245 | 1890.3424 | 2020.4424 | 2020.4424
results418.txt | 7008 SALTEN 400.00 | -0.1359 | -354.6576 | 2245 | 1890.3424 | 2026.2424 | 2026.2424
results418.txt | 7017 HAMMERFEST 400.00 | -0.1194 | -354.6576 | 2245 | 1890.3424 | 2009.7424 | 2009.7424
results418.txt | 7019 BALSFJORD 400.00 | -0.1173 | -354.6576 | 2245 | 1890.3424 | 2007.6424 | 2007.6424
results418.txt | 7020 BARDUFOSS 400.00 | -0.1171 | -354.6576 | 2245 | 1890.3424 | 2007.4424 | 2007.4424
results418.txt | 7799 JOINT 220.00 | -0.1128 | -354.6576 | 2245 | 1890.3424 | 2003.1424 | 2003.1424
results418.txt | 9001 SEIDAFJELL 400.00 | -0.1192 | -354.6576 | 2245 | 1890.3424 | 2009.5424 | 2009.5424
results418.txt | 9002 LEBSESBY 400.00 | -0.1193 | -354.6576 | 2245 | 1890.3424 | 2009.6424 | 2009.6424
results418.txt | 9003 HAMMERF 400.00 | -0.1194 | -354.6576 | 2245 | 1890.3424 | 2009.7424 | 2009.7424
results418.txt | 9004 ALTA 400.00 | -0.1187 | -354.6576 | 2245 | 1890.3424 | 2009.0424 | 2009.0424
results418.txt | 9005 BERGHEIM 400.00 | -0.118 | -354.6576 | 2245 | 1890.3424 | 2008.3424 | 2008.3424
results419.txt | PTI INTERACTIVE POWER SYSTEM SIMULATOR--PSS(R)E MON, MAY 29 2023 |  | -353.1631 | 2245 | 1891.8369
results419.txt | SENSITIVITY FACTORS ARE CALCULATED WITH AC |  | -353.1631 | 2245 | 1891.8369
results419.txt | SUBSYSTEM 'RESERV' IS USED FOR OPPOSING SYSTEM FOR MW POWER |  | -353.1631 | 2245 | 1891.8369
results419.txt | SENSITIVITY FACTORS OF BRANCH FLOW (MVA) ON 6338 HURVA 400.00 TO 6349 ALVESTA 400.00 2 MORE THAN | 0.1 | -353.1631 | 2245 | 1891.8369 | 1791.8369 | 1791.8369
results419.txt | <--------- BUS NAME --------> |  | -353.1631 | 2245 | 1891.8369
results419.txt | 5624 HERSLEV 400.00 | -0.1409 | -353.1631 | 2245 | 1891.8369 | 2032.7369 | 2032.7369
results419.txt | 5642 HOVEGARD 400.00 | -0.1408 | -353.1631 | 2245 | 1891.8369 | 2032.6369 | 2032.6369
results419.txt | 5646 BJAEVERSKOV4400.00 | -0.1407 | -353.1631 | 2245 | 1891.8369 | 2032.5369 | 2032.5369
results419.txt | 5645 BJAEVERSKOV2220.00 | -0.1405 | -353.1631 | 2245 | 1891.8369 | 2032.3369 | 2032.3369
results419.txt | 5657 ISHOJ400 400.00 | -0.1408 | -353.1631 | 2245 | 1891.8369 | 2032.6369 | 2032.6369
results419.txt | 5656 ISHOJ220 220.00 | -0.141 | -353.1631 | 2245 | 1891.8369 | 2032.8369 | 2032.8369
results419.txt | 5660 AVEDOREVERK 400.00 | -0.1409 | -353.1631 | 2245 | 1891.8369 | 2032.7369 | 2032.7369
results419.txt | 5662 ORSTEDSVERKE400.00 | -0.141 | -353.1631 | 2245 | 1891.8369 | 2032.8369 | 2032.8369
results419.txt | 5671 SEGE 400.00 | -0.1976 | -353.1631 | 2245 | 1891.8369 | 2089.4369 | 2089.4369
results419.txt | 5672 ARRIE 400.00 | -0.1975 | -353.1631 | 2245 | 1891.8369 | 2089.3369 | 2089.3369
results419.txt | 5673 KRUSEBERG 400.00 | -0.1975 | -353.1631 | 2245 | 1891.8369 | 2089.3369 | 2089.3369
results419.txt | 5676 WIND FARM 220.00 | -0.1382 | -353.1631 | 2245 | 1891.8369 | 2030.0369 | 2030.0369
results419.txt | 5845 ASNAESVERK 400.00 | -0.1409 | -353.1631 | 2245 | 1891.8369 | 2032.7369 | 2032.7369
results419.txt | 6319 KYNDBYVERKER400.00 | -0.1407 | -353.1631 | 2245 | 1891.8369 | 2032.5369 | 2032.5369
results419.txt | 6324 GORLOSEGARD 400.00 | -0.1402 | -353.1631 | 2245 | 1891.8369 | 2032.0369 | 2032.0369
results419.txt | 6330 GELNTEGARD2 400.00 | -0.1414 | -353.1631 | 2245 | 1891.8369 | 2033.2369 | 2033.2369
results419.txt | 6334 GLENTEGARD 400.00 | -0.1416 | -353.1631 | 2245 | 1891.8369 | 2033.4369 | 2033.4369
results419.txt | 6335 SODERASEN 400.00 | -0.1386 | -353.1631 | 2245 | 1891.8369 | 2030.4369 | 2030.4369
results419.txt | 6337 BARSEBACK 400.00 | -0.1897 | -353.1631 | 2245 | 1891.8369 | 2081.5369 | 2081.5369
results419.txt | 6338 HURVA 400.00 | -0.2163 | -353.1631 | 2245 | 1891.8369 | 2108.1369 | 2108.1369
results419.txt | 6349 ALVESTA 400.00 | 0.1388 | -353.1631 | 2245 | 1891.8369 | 1753.0369 | 1753.0369
results419.txt | 7429 JOINT 220.00 | -0.1384 | -353.1631 | 2245 | 1891.8369 | 2030.2369 | 2030.2369
results420.txt | PTI INTERACTIVE POWER SYSTEM SIMULATOR--PSS(R)E MON, MAY 29 2023 |  | 351.7365 | 2245 | 1893.2635
results420.txt | SENSITIVITY FACTORS ARE CALCULATED WITH AC |  | 351.7365 | 2245 | 1893.2635
results420.txt | SUBSYSTEM 'RESERV' IS USED FOR OPPOSING SYSTEM FOR MW POWER |  | 351.7365 | 2245 | 1893.2635
results420.txt | SENSITIVITY FACTORS OF BRANCH FLOW (MVA) ON 6917 ISOKANGAS 400.00 TO 6920 PYHÄNSEL400 400.00 6 MORE THAN | 0.1 | 351.7365 | 2245 | 1893.2635 | 1793.2635 | 1793.2635
results420.txt | <--------- BUS NAME --------> |  | 351.7365 | 2245 | 1893.2635
results420.txt | 6571 VISULAHTI 400.00 | -0.2374 | 351.7365 | 2245 | 1893.2635 | 2130.6635 | 2130.6635
results420.txt | 6545 HUITTINEN 400.00 | -0.2228 | 351.7365 | 2245 | 1893.2635 | 2116.0635 | 2116.0635
results420.txt | 6572 KYMI 400.00 | -0.23 | 351.7365 | 2245 | 1893.2635 | 2123.2635 | 2123.2635
results420.txt | 6546 SALO 400.00 | -0.2243 | 351.7365 | 2245 | 1893.2635 | 2117.5635 | 2117.5635
results420.txt | 6547 FORSSA 400.00 | -0.2243 | 351.7365 | 2245 | 1893.2635 | 2117.5635 | 2117.5635
results420.txt | 6548 KANGASALA 400.00 | -0.2269 | 351.7365 | 2245 | 1893.2635 | 2120.1635 | 2120.1635
results420.txt | 6549 LAVIANVOURI 400.00 | -0.2275 | 351.7365 | 2245 | 1893.2635 | 2120.7635 | 2120.7635
results420.txt | 6550 KOPULA 400.00 | -0.2286 | 351.7365 | 2245 | 1893.2635 | 2121.8635 | 2121.8635
results420.txt | 6551 HIKIÄ 400.00 | -0.2282 | 351.7365 | 2245 | 1893.2635 | 2121.4635 | 2121.4635
results420.txt | 6552 TAMMISTO 400.00 | -0.2264 | 351.7365 | 2245 | 1893.2635 | 2119.6635 | 2119.6635
results420.txt | 6553 NURMIJÄRVI 400.00 | -0.2283 | 351.7365 | 2245 | 1893.2635 | 2121.5635 | 2121.5635
results420.txt | 6554 LÄNSISALMI 400.00 | -0.2268 | 351.7365 | 2245 | 1893.2635 | 2120.0635 | 2120.0635
results420.txt | 6555 INKOO 400.00 | -0.2261 | 351.7365 | 2245 | 1893.2635 | 2119.3635 | 2119.3635
results420.txt | 6556 ESPOO 400.00 | -0.2268 | 351.7365 | 2245 | 1893.2635 | 2120.0635 | 2120.0635
results420.txt | 6567 ANTTILA 400.00 | -0.2279 | 351.7365 | 2245 | 1893.2635 | 2121.1635 | 2121.1635
results420.txt | 6569 KORIA 400.00 | -0.2304 | 351.7365 | 2245 | 1893.2635 | 2123.6635 | 2123.6635
results420.txt | 6570 LOVIISA 400.00 | -0.2261 | 351.7365 | 2245 | 1893.2635 | 2119.3635 | 2119.3635
results420.txt | 6573 YLLIKKÄLÄ 400.00 | -0.2354 | 351.7365 | 2245 | 1893.2635 | 2128.6635 | 2128.6635
results420.txt | 6615 TAHKOLUOTO 400.00 | -0.2194 | 351.7365 | 2245 | 1893.2635 | 2112.6635 | 2112.6635
results420.txt | 6617 OLKILUOTO 400.00 | -0.2188 | 351.7365 | 2245 | 1893.2635 | 2112.0635 | 2112.0635
results420.txt | 6618 RAUMA 400.00 | -0.2185 | 351.7365 | 2245 | 1893.2635 | 2111.7635 | 2111.7635
results420.txt | 6619 ULVILA 400.00 | -0.2211 | 351.7365 | 2245 | 1893.2635 | 2114.3635 | 2114.3635
results420.txt | 6621 LIETO 400.00 | -0.2229 | 351.7365 | 2245 | 1893.2635 | 2116.1635 | 2116.1635
results420.txt | 6778 HIRVISUO 400.00 | -0.226 | 351.7365 | 2245 | 1893.2635 | 2119.2635 | 2119.2635
results420.txt | 6779 UUSNIVALA 400.00 | -0.2207 | 351.7365 | 2245 | 1893.2635 | 2113.9635 | 2113.9635
results420.txt | 6780 ALAJÄRVI 400.00 | -0.228 | 351.7365 | 2245 | 1893.2635 | 2121.2635 | 2121.2635
results420.txt | 6781 SEINÄJOKI 400.00 | -0.2252 | 351.7365 | 2245 | 1893.2635 | 2118.4635 | 2118.4635
results420.txt | 6783 PETÄJÄV400 400.00 | -0.233 | 351.7365 | 2245 | 1893.2635 | 2126.2635 | 2126.2635
results420.txt | 6782 PETÄJÄV220 220.00 | -0.233 | 351.7365 | 2245 | 1893.2635 | 2126.2635 | 2126.2635
results420.txt | 6784 JÄMSÄ 220.00 | -0.2349 | 351.7365 | 2245 | 1893.2635 | 2128.1635 | 2128.1635
results420.txt | 6785 TOIVILA 400.00 | -0.2302 | 351.7365 | 2245 | 1893.2635 | 2123.4635 | 2123.4635
results420.txt | 6786 HAAPAVESI 220.00 | -0.2369 | 351.7365 | 2245 | 1893.2635 | 2130.1635 | 2130.1635
results420.txt | 6787 VUOLIJOKI 400.00 | -0.2428 | 351.7365 | 2245 | 1893.2635 | 2136.0635 | 2136.0635
results420.txt | 6788 ALAPITKÄ 400.00 | -0.2409 | 351.7365 | 2245 | 1893.2635 | 2134.1635 | 2134.1635
results420.txt | 6789 VIHTAVUORI 400.00 | -0.2341 | 351.7365 | 2245 | 1893.2635 | 2127.3635 | 2127.3635
results420.txt | 6790 HUUTOKOSKI 400.00 | -0.239 | 351.7365 | 2245 | 1893.2635 | 2132.2635 | 2132.2635
results420.txt | 6810 TUOVILA 400.00 | -0.2235 | 351.7365 | 2245 | 1893.2635 | 2116.7635 | 2116.7635
results420.txt | 6811 KRSITINESTAD400.00 | -0.222 | 351.7365 | 2245 | 1893.2635 | 2115.2635 | 2115.2635
results420.txt | 6903 SEITENOIKEA 220.00 | -0.23 | 351.7365 | 2245 | 1893.2635 | 2123.2635 | 2123.2635
results420.txt | 6908 KEMINMAA 220.00 | 0.1311 | 351.7365 | 2245 | 1893.2635 | 1762.1635 | 1762.1635
results420.txt | 6911 JYLKKÄ 400.00 | -0.2275 | 351.7365 | 2245 | 1893.2635 | 2120.7635 | 2120.7635
results420.txt | 6912 VALAJASKO 220.00 | 0.13 | 351.7365 | 2245 | 1893.2635 | 1763.2635 | 1763.2635
results420.txt | 6917 ISOKANGAS 400.00 | 0.6009 | 351.7365 | 2245 | 1893.2635 | 1292.3635 | 1292.3635
results420.txt | 6918 PIKKARALA 400.00 | -0.2101 | 351.7365 | 2245 | 1893.2635 | 2103.3635 | 2103.3635
results420.txt | 6920 PYHÄNSEL400 400.00 | -0.2433 | 351.7365 | 2245 | 1893.2635 | 2136.5635 | 2136.5635
results420.txt | 6919 PYHÄNSEL220 220.00 | -0.2433 | 351.7365 | 2245 | 1893.2635 | 2136.5635 | 2136.5635
results420.txt | 6921 PYHÄKOSI 220.00 | -0.2386 | 351.7365 | 2245 | 1893.2635 | 2131.8635 | 2131.8635
results420.txt | 6922 UTANEN 220.00 | -0.2363 | 351.7365 | 2245 | 1893.2635 | 2129.5635 | 2129.5635
results420.txt | 6923 NUOJA 220.00 | -0.2338 | 351.7365 | 2245 | 1893.2635 | 2127.0635 | 2127.0635
results420.txt | 6990 ISONIEMI 220.00 | 0.1043 | 351.7365 | 2245 | 1893.2635 | 1788.9635 | 1788.9635
results420.txt | 7054 OSSAUSKOSKI 220.00 | 0.1313 | 351.7365 | 2245 | 1893.2635 | 1761.9635 | 1761.9635
results420.txt | 7056 PETÄJÄSKO 400.00 | 0.1442 | 351.7365 | 2245 | 1893.2635 | 1749.0635 | 1749.0635
results420.txt | 7055 PETÄJÄSKO 220.00 | 0.1322 | 351.7365 | 2245 | 1893.2635 | 1761.0635 | 1761.0635
results420.txt | 8579 JOINT 220.00 | -0.2364 | 351.7365 | 2245 | 1893.2635 | 2129.6635 | 2129.6635
results420.txt | 9302 KEMINMAA 400.00 | -0.1358 | 351.7365 | 2245 | 1893.2635 | 2029.0635 | 2029.0635
results420.txt | 9304 LUMIJÄRVI 400.00 | -0.2301 | 351.7365 | 2245 | 1893.2635 | 2123.3635 | 2123.3635
results420.txt | 9303 MUSALA 400.00 | -0.2244 | 351.7365 | 2245 | 1893.2635 | 2117.6635 | 2117.6635
results420.txt | 9305 KÄRPPIÖN 400.00 | -0.2222 | 351.7365 | 2245 | 1893.2635 | 2115.4635 | 2115.4635
results420.txt | 9306 HONKAJOEN 400.00 | -0.2219 | 351.7365 | 2245 | 1893.2635 | 2115.1635 | 2115.1635
results420.txt | 9307 KONTIOLAHTI 400.00 | -0.2387 | 351.7365 | 2245 | 1893.2635 | 2131.9635 | 2131.9635
results420.txt | 9308 ORIMATTILAN 400.00 | -0.2287 | 351.7365 | 2245 | 1893.2635 | 2121.9635 | 2121.9635
results420.txt | 9309 NAANTALINSAL400.00 | -0.2229 | 351.7365 | 2245 | 1893.2635 | 2116.1635 | 2116.1635
results421.txt | PTI INTERACTIVE POWER SYSTEM SIMULATOR--PSS(R)E MON, MAY 29 2023 |  | 348.5175 | 2245 | 1896.4825
results421.txt | SENSITIVITY FACTORS ARE CALCULATED WITH AC |  | 348.5175 | 2245 | 1896.4825
results421.txt | SUBSYSTEM 'RESERV' IS USED FOR OPPOSING SYSTEM FOR MW POWER |  | 348.5175 | 2245 | 1896.4825
results421.txt | SENSITIVITY FACTORS OF BRANCH FLOW (MVA) ON 6727 ROD400 400.00 TO 6728 GRENLAND 400.00 1 MORE THAN | 0.1 | 348.5175 | 2245 | 1896.4825 | 1796.4825 | 1796.4825
results421.txt | <--------- BUS NAME --------> |  | 348.5175 | 2245 | 1896.4825
results421.txt | 6356 BJERKREIM 400.00 | -0.1918 | 348.5175 | 2245 | 1896.4825 | 2088.2825 | 2088.2825
results421.txt | 6358 TONSTAD400 400.00 | -0.2237 | 348.5175 | 2245 | 1896.4825 | 2120.1825 | 2120.1825
results421.txt | 6357 TONSTAD300 400.00 | -0.2237 | 348.5175 | 2245 | 1896.4825 | 2120.1825 | 2120.1825
results421.txt | 6360 KJELLAND 400.00 | -0.2097 | 348.5175 | 2245 | 1896.4825 | 2106.1825 | 2106.1825
results421.txt | 6363 FEDA400 400.00 | -0.2248 | 348.5175 | 2245 | 1896.4825 | 2121.2825 | 2121.2825
results421.txt | 6362 FEDA300 400.00 | -0.2246 | 348.5175 | 2245 | 1896.4825 | 2121.0825 | 2121.0825
results421.txt | 6364 LISTAWIND 400.00 | -0.2245 | 348.5175 | 2245 | 1896.4825 | 2120.9825 | 2120.9825
results421.txt | 6365 KRISTIANSAND400.00 | -0.2592 | 348.5175 | 2245 | 1896.4825 | 2155.6825 | 2155.6825
results421.txt | 6373 ARENDAL400 400.00 | -0.3805 | 348.5175 | 2245 | 1896.4825 | 2213.0175 | 2213.0175
results421.txt | 6372 ARENDAL300 400.00 | -0.3805 | 348.5175 | 2245 | 1896.4825 | 2213.0175 | 2213.0175
results421.txt | 6688 STOKKELAND 400.00 | -0.1716 | 348.5175 | 2245 | 1896.4825 | 2068.0825 | 2068.0825
results421.txt | 6690 HOG-JAERN400400.00 | -0.1709 | 348.5175 | 2245 | 1896.4825 | 2067.3825 | 2067.3825
results421.txt | 6689 HOG-JAERN300400.00 | -0.1716 | 348.5175 | 2245 | 1896.4825 | 2068.0825 | 2068.0825
results421.txt | 6699 DUGE 301.00 | -0.1625 | 348.5175 | 2245 | 1896.4825 | 2058.9825 | 2058.9825
results421.txt | 6706 ROSKREPP 301.00 | -0.1671 | 348.5175 | 2245 | 1896.4825 | 2063.5825 | 2063.5825
results421.txt | 6707 KVINEN 301.00 | -0.1714 | 348.5175 | 2245 | 1896.4825 | 2067.8825 | 2067.8825
results421.txt | 6708 SOLHOLM300 400.00 | -0.2491 | 348.5175 | 2245 | 1896.4825 | 2145.5825 | 2145.5825
results421.txt | 6710 HEKNI 400.00 | -0.1188 | 348.5175 | 2245 | 1896.4825 | 2015.2825 | 2015.2825
results421.txt | 6727 ROD400 400.00 | 0.1852 | 348.5175 | 2245 | 1896.4825 | 1711.2825 | 1711.2825
results421.txt | 6726 ROD300 400.00 | 0.1811 | 348.5175 | 2245 | 1896.4825 | 1715.3825 | 1715.3825
results421.txt | 6728 GRENLAND 400.00 | -0.5787 | 348.5175 | 2245 | 1896.4825 | 2014.8175 | 2014.8175
results421.txt | 6730 BAMBLE400 400.00 | -0.5037 | 348.5175 | 2245 | 1896.4825 | 2089.8175 | 2089.8175
results421.txt | 6729 BAMBLE300 400.00 | -0.5037 | 348.5175 | 2245 | 1896.4825 | 2089.8175 | 2089.8175
results421.txt | 6754 STOLAHELA 400.00 | -0.1716 | 348.5175 | 2245 | 1896.4825 | 2068.0825 | 2068.0825
results421.txt | 9012 BAMBLE 400.00 | -0.4809 | 348.5175 | 2245 | 1896.4825 | 2112.6175 | 2112.6175
results421.txt | 9014 HONNA 400.00 | -0.2865 | 348.5175 | 2245 | 1896.4825 | 2182.9825 | 2182.9825
results421.txt | 9020 LYSE 301.00 | -0.1512 | 348.5175 | 2245 | 1896.4825 | 2047.6825 | 2047.6825
results421.txt | 9021 FJOTLAND 301.00 | -0.1876 | 348.5175 | 2245 | 1896.4825 | 2084.0825 | 2084.0825
results422.txt | PTI INTERACTIVE POWER SYSTEM SIMULATOR--PSS(R)E MON, MAY 29 2023 |  | -348.1904 | 2245 | 1897.3868
results422.txt | SENSITIVITY FACTORS ARE CALCULATED WITH AC |  | -348.1904 | 2245 | 1897.3868
results422.txt | SUBSYSTEM 'RESERV' IS USED FOR OPPOSING SYSTEM FOR MW POWER |  | -348.1904 | 2245 | 1897.3868
results422.txt | SENSITIVITY FACTORS OF BRANCH FLOW (MVA) ON 6935 NEDRERÖS300 400.00 TO 6936 NEDRERÖS400 400.00 5 MORE THAN | 0.1 | -348.1904 | 2245 | 1897.3868 | 1796.8096 | 1796.8096
results422.txt | <--------- BUS NAME --------> |  | -348.1904 | 2245 | 1897.3868
results422.txt | 6935 NEDRERÖS300 400.00 | -0.4124 | -348.1904 | 2245 | 1897.3868 | 2180.7904 | 2180.7904
results422.txt | 6937 MARKA 400.00 | -0.3359 | -348.1904 | 2245 | 1897.3868 | 2232.7096 | 2232.7096
results422.txt | 6939 KOLSVIK 400.00 | -0.1475 | -348.1904 | 2245 | 1897.3868 | 2044.3096 | 2044.3096
results422.txt | 6940 NAMSKOGEN 400.00 | -0.1477 | -348.1904 | 2245 | 1897.3868 | 2044.5096 | 2044.5096
results423.txt | PTI INTERACTIVE POWER SYSTEM SIMULATOR--PSS(R)E MON, MAY 29 2023 |  | -348.1904 | 2245 | 1897.3868
results423.txt | SENSITIVITY FACTORS ARE CALCULATED WITH AC |  | -348.1904 | 2245 | 1897.3868
results423.txt | SUBSYSTEM 'RESERV' IS USED FOR OPPOSING SYSTEM FOR MW POWER |  | -348.1904 | 2245 | 1897.3868
results423.txt | SENSITIVITY FACTORS OF BRANCH FLOW (MVA) ON 6935 NEDRERÖS300 400.00 TO 6936 NEDRERÖS400 400.00 6 MORE THAN | 0.1 | -348.1904 | 2245 | 1897.3868 | 1796.8096 | 1796.8096
results423.txt | <--------- BUS NAME --------> |  | -348.1904 | 2245 | 1897.3868
results423.txt | 6935 NEDRERÖS300 400.00 | -0.4124 | -348.1904 | 2245 | 1897.3868 | 2180.7904 | 2180.7904
results423.txt | 6937 MARKA 400.00 | -0.3359 | -348.1904 | 2245 | 1897.3868 | 2232.7096 | 2232.7096
results423.txt | 6939 KOLSVIK 400.00 | -0.1475 | -348.1904 | 2245 | 1897.3868 | 2044.3096 | 2044.3096
results423.txt | 6940 NAMSKOGEN 400.00 | -0.1477 | -348.1904 | 2245 | 1897.3868 | 2044.5096 | 2044.5096
results424.txt | PTI INTERACTIVE POWER SYSTEM SIMULATOR--PSS(R)E MON, MAY 29 2023 |  | -347.3994 | 2245 | 1897.6006
results424.txt | SENSITIVITY FACTORS ARE CALCULATED WITH AC |  | -347.3994 | 2245 | 1897.6006
results424.txt | SUBSYSTEM 'RESERV' IS USED FOR OPPOSING SYSTEM FOR MW POWER |  | -347.3994 | 2245 | 1897.6006
results424.txt | SENSITIVITY FACTORS OF BRANCH FLOW (MVA) ON 6779 UUSNIVALA 400.00 TO 6780 ALAJÄRVI 400.00 1 MORE THAN | 0.1 | -347.3994 | 2245 | 1897.6006 | 1797.6006 | 1797.6006
results424.txt | <--------- BUS NAME --------> |  | -347.3994 | 2245 | 1897.6006
results424.txt | 6571 VISULAHTI 400.00 | 0.1343 | -347.3994 | 2245 | 1897.6006 | 1763.3006 | 1763.3006
results424.txt | 6545 HUITTINEN 400.00 | 0.17 | -347.3994 | 2245 | 1897.6006 | 1727.6006 | 1727.6006
results424.txt | 6572 KYMI 400.00 | 0.1568 | -347.3994 | 2245 | 1897.6006 | 1740.8006 | 1740.8006
results424.txt | 6546 SALO 400.00 | 0.167 | -347.3994 | 2245 | 1897.6006 | 1730.6006 | 1730.6006
results424.txt | 6547 FORSSA 400.00 | 0.1676 | -347.3994 | 2245 | 1897.6006 | 1730.0006 | 1730.0006
results424.txt | 6548 KANGASALA 400.00 | 0.1759 | -347.3994 | 2245 | 1897.6006 | 1721.7006 | 1721.7006
results424.txt | 6549 LAVIANVOURI 400.00 | 0.1728 | -347.3994 | 2245 | 1897.6006 | 1724.8006 | 1724.8006
results424.txt | 6550 KOPULA 400.00 | 0.1656 | -347.3994 | 2245 | 1897.6006 | 1732.0006 | 1732.0006
results424.txt | 6551 HIKIÄ 400.00 | 0.1646 | -347.3994 | 2245 | 1897.6006 | 1733.0006 | 1733.0006
results424.txt | 6552 TAMMISTO 400.00 | 0.1637 | -347.3994 | 2245 | 1897.6006 | 1733.9006 | 1733.9006
results424.txt | 6553 NURMIJÄRVI 400.00 | 0.1631 | -347.3994 | 2245 | 1897.6006 | 1734.5006 | 1734.5006
results424.txt | 6554 LÄNSISALMI 400.00 | 0.1626 | -347.3994 | 2245 | 1897.6006 | 1735.0006 | 1735.0006
results424.txt | 6555 INKOO 400.00 | 0.166 | -347.3994 | 2245 | 1897.6006 | 1731.6006 | 1731.6006
results424.txt | 6556 ESPOO 400.00 | 0.1646 | -347.3994 | 2245 | 1897.6006 | 1733.0006 | 1733.0006
results424.txt | 6567 ANTTILA 400.00 | 0.1612 | -347.3994 | 2245 | 1897.6006 | 1736.4006 | 1736.4006
results424.txt | 6569 KORIA 400.00 | 0.1554 | -347.3994 | 2245 | 1897.6006 | 1742.2006 | 1742.2006
results424.txt | 6570 LOVIISA 400.00 | 0.1571 | -347.3994 | 2245 | 1897.6006 | 1740.5006 | 1740.5006
results424.txt | 6573 YLLIKKÄLÄ 400.00 | 0.1421 | -347.3994 | 2245 | 1897.6006 | 1755.5006 | 1755.5006
results424.txt | 6615 TAHKOLUOTO 400.00 | 0.1706 | -347.3994 | 2245 | 1897.6006 | 1727.0006 | 1727.0006
results424.txt | 6617 OLKILUOTO 400.00 | 0.1681 | -347.3994 | 2245 | 1897.6006 | 1729.5006 | 1729.5006
results424.txt | 6618 RAUMA 400.00 | 0.1676 | -347.3994 | 2245 | 1897.6006 | 1730.0006 | 1730.0006
results424.txt | 6619 ULVILA 400.00 | 0.1719 | -347.3994 | 2245 | 1897.6006 | 1725.7006 | 1725.7006
results424.txt | 6621 LIETO 400.00 | 0.1671 | -347.3994 | 2245 | 1897.6006 | 1730.5006 | 1730.5006
results424.txt | 6778 HIRVISUO 400.00 | 0.1144 | -347.3994 | 2245 | 1897.6006 | 1783.2006 | 1783.2006
results424.txt | 6779 UUSNIVALA 400.00 | -0.3633 | -347.3994 | 2245 | 1897.6006 | 2229.0994 | 2229.0994
results424.txt | 6780 ALAJÄRVI 400.00 | 0.2615 | -347.3994 | 2245 | 1897.6006 | 1636.1006 | 1636.1006
results424.txt | 6781 SEINÄJOKI 400.00 | 0.1982 | -347.3994 | 2245 | 1897.6006 | 1699.4006 | 1699.4006
results424.txt | 6783 PETÄJÄV400 400.00 | 0.1414 | -347.3994 | 2245 | 1897.6006 | 1756.2006 | 1756.2006
results424.txt | 6782 PETÄJÄV220 220.00 | 0.1414 | -347.3994 | 2245 | 1897.6006 | 1756.2006 | 1756.2006
results424.txt | 6784 JÄMSÄ 220.00 | 0.1426 | -347.3994 | 2245 | 1897.6006 | 1755.0006 | 1755.0006
results424.txt | 6785 TOIVILA 400.00 | 0.1565 | -347.3994 | 2245 | 1897.6006 | 1741.1006 | 1741.1006
results424.txt | 6789 VIHTAVUORI 400.00 | 0.1699 | -347.3994 | 2245 | 1897.6006 | 1727.7006 | 1727.7006
results424.txt | 6790 HUUTOKOSKI 400.00 | 0.1243 | -347.3994 | 2245 | 1897.6006 | 1773.3006 | 1773.3006
results424.txt | 6810 TUOVILA 400.00 | 0.1723 | -347.3994 | 2245 | 1897.6006 | 1725.3006 | 1725.3006
results424.txt | 6811 KRSITINESTAD400.00 | 0.1719 | -347.3994 | 2245 | 1897.6006 | 1725.7006 | 1725.7006
results424.txt | 9303 MUSALA 400.00 | 0.1433 | -347.3994 | 2245 | 1897.6006 | 1754.3006 | 1754.3006
results424.txt | 9305 KÄRPPIÖN 400.00 | 0.1718 | -347.3994 | 2245 | 1897.6006 | 1725.8006 | 1725.8006
results424.txt | 9306 HONKAJOEN 400.00 | 0.1771 | -347.3994 | 2245 | 1897.6006 | 1720.5006 | 1720.5006
results424.txt | 9307 KONTIOLAHTI 400.00 | 0.1083 | -347.3994 | 2245 | 1897.6006 | 1789.3006 | 1789.3006
results424.txt | 9308 ORIMATTILAN 400.00 | 0.1596 | -347.3994 | 2245 | 1897.6006 | 1738.0006 | 1738.0006
results424.txt | 9309 NAANTALINSAL400.00 | 0.1671 | -347.3994 | 2245 | 1897.6006 | 1730.5006 | 1730.5006
results425.txt | PTI INTERACTIVE POWER SYSTEM SIMULATOR--PSS(R)E MON, MAY 29 2023 |  | -347.0517 | 2245 | 1897.9483
results425.txt | SENSITIVITY FACTORS ARE CALCULATED WITH AC |  | -347.0517 | 2245 | 1897.9483
results425.txt | SUBSYSTEM 'RESERV' IS USED FOR OPPOSING SYSTEM FOR MW POWER |  | -347.0517 | 2245 | 1897.9483
results425.txt | SENSITIVITY FACTORS OF BRANCH FLOW (MVA) ON 6779 UUSNIVALA 400.00 TO 6918 PIKKARALA 400.00 2 MORE THAN | 0.1 | -347.0517 | 2245 | 1897.9483 | 1797.9483 | 1797.9483
results425.txt | <--------- BUS NAME --------> |  | -347.0517 | 2245 | 1897.9483
results425.txt | 6571 VISULAHTI 400.00 | -0.1272 | -347.0517 | 2245 | 1897.9483 | 2025.1483 | 2025.1483
results425.txt | 6545 HUITTINEN 400.00 | -0.161 | -347.0517 | 2245 | 1897.9483 | 2058.9483 | 2058.9483
results425.txt | 6572 KYMI 400.00 | -0.1485 | -347.0517 | 2245 | 1897.9483 | 2046.4483 | 2046.4483
results425.txt | 6546 SALO 400.00 | -0.1581 | -347.0517 | 2245 | 1897.9483 | 2056.0483 | 2056.0483
results425.txt | 6547 FORSSA 400.00 | -0.1587 | -347.0517 | 2245 | 1897.9483 | 2056.6483 | 2056.6483
results425.txt | 6548 KANGASALA 400.00 | -0.1666 | -347.0517 | 2245 | 1897.9483 | 2064.5483 | 2064.5483
results425.txt | 6549 LAVIANVOURI 400.00 | -0.1636 | -347.0517 | 2245 | 1897.9483 | 2061.5483 | 2061.5483
results425.txt | 6550 KOPULA 400.00 | -0.1568 | -347.0517 | 2245 | 1897.9483 | 2054.7483 | 2054.7483
results425.txt | 6551 HIKIÄ 400.00 | -0.1559 | -347.0517 | 2245 | 1897.9483 | 2053.8483 | 2053.8483
results425.txt | 6552 TAMMISTO 400.00 | -0.155 | -347.0517 | 2245 | 1897.9483 | 2052.9483 | 2052.9483
results425.txt | 6553 NURMIJÄRVI 400.00 | -0.1544 | -347.0517 | 2245 | 1897.9483 | 2052.3483 | 2052.3483
results425.txt | 6554 LÄNSISALMI 400.00 | -0.1539 | -347.0517 | 2245 | 1897.9483 | 2051.8483 | 2051.8483
results425.txt | 6555 INKOO 400.00 | -0.1571 | -347.0517 | 2245 | 1897.9483 | 2055.0483 | 2055.0483
results425.txt | 6556 ESPOO 400.00 | -0.1559 | -347.0517 | 2245 | 1897.9483 | 2053.8483 | 2053.8483
results425.txt | 6567 ANTTILA 400.00 | -0.1526 | -347.0517 | 2245 | 1897.9483 | 2050.5483 | 2050.5483
results425.txt | 6569 KORIA 400.00 | -0.1472 | -347.0517 | 2245 | 1897.9483 | 2045.1483 | 2045.1483
results425.txt | 6570 LOVIISA 400.00 | -0.1487 | -347.0517 | 2245 | 1897.9483 | 2046.6483 | 2046.6483
results425.txt | 6573 YLLIKKÄLÄ 400.00 | -0.1346 | -347.0517 | 2245 | 1897.9483 | 2032.5483 | 2032.5483
results425.txt | 6615 TAHKOLUOTO 400.00 | -0.1615 | -347.0517 | 2245 | 1897.9483 | 2059.4483 | 2059.4483
results425.txt | 6617 OLKILUOTO 400.00 | -0.1592 | -347.0517 | 2245 | 1897.9483 | 2057.1483 | 2057.1483
results425.txt | 6618 RAUMA 400.00 | -0.1587 | -347.0517 | 2245 | 1897.9483 | 2056.6483 | 2056.6483
results425.txt | 6619 ULVILA 400.00 | -0.1628 | -347.0517 | 2245 | 1897.9483 | 2060.7483 | 2060.7483
results425.txt | 6621 LIETO 400.00 | -0.1582 | -347.0517 | 2245 | 1897.9483 | 2056.1483 | 2056.1483
results425.txt | 6778 HIRVISUO 400.00 | -0.1084 | -347.0517 | 2245 | 1897.9483 | 2006.3483 | 2006.3483
results425.txt | 6779 UUSNIVALA 400.00 | -0.5979 | -347.0517 | 2245 | 1897.9483 | 1994.1517 | 1994.1517
results425.txt | 6780 ALAJÄRVI 400.00 | -0.2477 | -347.0517 | 2245 | 1897.9483 | 2145.6483 | 2145.6483
results425.txt | 6781 SEINÄJOKI 400.00 | -0.1877 | -347.0517 | 2245 | 1897.9483 | 2085.6483 | 2085.6483
results425.txt | 6783 PETÄJÄV400 400.00 | -0.1339 | -347.0517 | 2245 | 1897.9483 | 2031.8483 | 2031.8483
results425.txt | 6782 PETÄJÄV220 220.00 | -0.1339 | -347.0517 | 2245 | 1897.9483 | 2031.8483 | 2031.8483
results425.txt | 6784 JÄMSÄ 220.00 | -0.135 | -347.0517 | 2245 | 1897.9483 | 2032.9483 | 2032.9483
results425.txt | 6785 TOIVILA 400.00 | -0.1482 | -347.0517 | 2245 | 1897.9483 | 2046.1483 | 2046.1483
results425.txt | 6789 VIHTAVUORI 400.00 | -0.1608 | -347.0517 | 2245 | 1897.9483 | 2058.7483 | 2058.7483
results425.txt | 6790 HUUTOKOSKI 400.00 | -0.1177 | -347.0517 | 2245 | 1897.9483 | 2015.6483 | 2015.6483
results425.txt | 6810 TUOVILA 400.00 | -0.1632 | -347.0517 | 2245 | 1897.9483 | 2061.1483 | 2061.1483
results425.txt | 6811 KRSITINESTAD400.00 | -0.1628 | -347.0517 | 2245 | 1897.9483 | 2060.7483 | 2060.7483
results425.txt | 9303 MUSALA 400.00 | -0.1357 | -347.0517 | 2245 | 1897.9483 | 2033.6483 | 2033.6483
results425.txt | 9305 KÄRPPIÖN 400.00 | -0.1627 | -347.0517 | 2245 | 1897.9483 | 2060.6483 | 2060.6483
results425.txt | 9306 HONKAJOEN 400.00 | -0.1677 | -347.0517 | 2245 | 1897.9483 | 2065.6483 | 2065.6483
results425.txt | 9307 KONTIOLAHTI 400.00 | -0.1026 | -347.0517 | 2245 | 1897.9483 | 2000.5483 | 2000.5483
results425.txt | 9308 ORIMATTILAN 400.00 | -0.1511 | -347.0517 | 2245 | 1897.9483 | 2049.0483 | 2049.0483
results425.txt | 9309 NAANTALINSAL400.00 | -0.1582 | -347.0517 | 2245 | 1897.9483 | 2056.1483 | 2056.1483
results426.txt | PTI INTERACTIVE POWER SYSTEM SIMULATOR--PSS(R)E MON, MAY 29 2023 |  | 345.6153 | 2245 | 1899.3847
results426.txt | SENSITIVITY FACTORS ARE CALCULATED WITH AC |  | 345.6153 | 2245 | 1899.3847
results426.txt | SUBSYSTEM 'RESERV' IS USED FOR OPPOSING SYSTEM FOR MW POWER |  | 345.6153 | 2245 | 1899.3847
results426.txt | SENSITIVITY FACTORS OF BRANCH FLOW (MVA) ON 6548 KANGASALA 400.00 TO 6549 LAVIANVOURI 400.00 1 MORE THAN | 0.1 | 345.6153 | 2245 | 1899.3847 | 1799.3847 | 1799.3847
results426.txt | <--------- BUS NAME --------> |  | 345.6153 | 2245 | 1899.3847
results426.txt | 6572 KYMI 400.00 | -0.1891 | 345.6153 | 2245 | 1899.3847 | 2088.4847 | 2088.4847
results426.txt | 6548 KANGASALA 400.00 | 0.1701 | 345.6153 | 2245 | 1899.3847 | 1729.2847 | 1729.2847
results426.txt | 6549 LAVIANVOURI 400.00 | -0.663 | 345.6153 | 2245 | 1899.3847 | 1927.6153 | 1927.6153
results426.txt | 6550 KOPULA 400.00 | -0.2001 | 345.6153 | 2245 | 1899.3847 | 2099.4847 | 2099.4847
results426.txt | 6551 HIKIÄ 400.00 | -0.2563 | 345.6153 | 2245 | 1899.3847 | 2155.6847 | 2155.6847
results426.txt | 6552 TAMMISTO 400.00 | -0.1662 | 345.6153 | 2245 | 1899.3847 | 2065.5847 | 2065.5847
results426.txt | 6553 NURMIJÄRVI 400.00 | -0.2258 | 345.6153 | 2245 | 1899.3847 | 2125.1847 | 2125.1847
results426.txt | 6554 LÄNSISALMI 400.00 | -0.1769 | 345.6153 | 2245 | 1899.3847 | 2076.2847 | 2076.2847
results426.txt | 6555 INKOO 400.00 | -0.1381 | 345.6153 | 2245 | 1899.3847 | 2037.4847 | 2037.4847
results426.txt | 6556 ESPOO 400.00 | -0.1689 | 345.6153 | 2245 | 1899.3847 | 2068.2847 | 2068.2847
results426.txt | 6567 ANTTILA 400.00 | -0.1949 | 345.6153 | 2245 | 1899.3847 | 2094.2847 | 2094.2847
results426.txt | 6569 KORIA 400.00 | -0.1872 | 345.6153 | 2245 | 1899.3847 | 2086.5847 | 2086.5847
results426.txt | 6570 LOVIISA 400.00 | -0.1896 | 345.6153 | 2245 | 1899.3847 | 2088.9847 | 2088.9847
results426.txt | 6573 YLLIKKÄLÄ 400.00 | -0.1289 | 345.6153 | 2245 | 1899.3847 | 2028.2847 | 2028.2847
results426.txt | 9308 ORIMATTILAN 400.00 | -0.2212 | 345.6153 | 2245 | 1899.3847 | 2120.5847 | 2120.5847
results427.txt | PTI INTERACTIVE POWER SYSTEM SIMULATOR--PSS(R)E MON, MAY 29 2023 |  | -345.5996 | 2245 | 1899.4004
results427.txt | SENSITIVITY FACTORS ARE CALCULATED WITH AC |  | -345.5996 | 2245 | 1899.4004
results427.txt | SUBSYSTEM 'RESERV' IS USED FOR OPPOSING SYSTEM FOR MW POWER |  | -345.5996 | 2245 | 1899.4004
results427.txt | SENSITIVITY FACTORS OF BRANCH FLOW (MVA) ON 6718 FÅBERG 400.00 TO 6720 VARDAL 400.00 3 MORE THAN | 0.1 | -345.5996 | 2245 | 1899.4004 | 1799.4004 | 1799.4004
results427.txt | <--------- BUS NAME --------> |  | -345.5996 | 2245 | 1899.4004
results427.txt | 6712 OVREVINSTRA 400.00 | -0.2712 | -345.5996 | 2245 | 1899.4004 | 2170.6004 | 2170.6004
results427.txt | 6713 NEDREVINSTRA400.00 | -0.3332 | -345.5996 | 2245 | 1899.4004 | 2232.6004 | 2232.6004
results427.txt | 6717 NEDREVINSTRA400.00 | -0.3332 | -345.5996 | 2245 | 1899.4004 | 2232.6004 | 2232.6004
results427.txt | 6718 FÅBERG 400.00 | -0.3357 | -345.5996 | 2245 | 1899.4004 | 2235.1004 | 2235.1004
results427.txt | 6720 VARDAL 400.00 | 0.479 | -345.5996 | 2245 | 1899.4004 | 1420.4004 | 1420.4004
results427.txt | 6721 VANG 400.00 | -0.1937 | -345.5996 | 2245 | 1899.4004 | 2093.1004 | 2093.1004
results427.txt | 6872 AURA2300 400.00 | -0.1312 | -345.5996 | 2245 | 1899.4004 | 2030.6004 | 2030.6004
results427.txt | 6855 FRAERNA 400.00 | -0.1225 | -345.5996 | 2245 | 1899.4004 | 2021.9004 | 2021.9004
results427.txt | 6858 ISTAD 400.00 | -0.1225 | -345.5996 | 2245 | 1899.4004 | 2021.9004 | 2021.9004
results427.txt | 6859 AURA1 400.00 | -0.1283 | -345.5996 | 2245 | 1899.4004 | 2027.7004 | 2027.7004
results427.txt | 6860 GRYTTEN 400.00 | -0.1155 | -345.5996 | 2245 | 1899.4004 | 2014.9004 | 2014.9004
results427.txt | 6861 SNILLDAL 400.00 | -0.1169 | -345.5996 | 2245 | 1899.4004 | 2016.3004 | 2016.3004
results427.txt | 6862 SURNA 400.00 | -0.1215 | -345.5996 | 2245 | 1899.4004 | 2020.9004 | 2020.9004
results427.txt | 6863 HOFSTAD 400.00 | -0.1009 | -345.5996 | 2245 | 1899.4004 | 2000.3004 | 2000.3004
results427.txt | 6864 ÅFJORD 400.00 | -0.1088 | -345.5996 | 2245 | 1899.4004 | 2008.2004 | 2008.2004
results427.txt | 6866 ORKDAL400 400.00 | -0.1053 | -345.5996 | 2245 | 1899.4004 | 2004.7004 | 2004.7004
results427.txt | 6865 ORKDAL300 400.00 | -0.1053 | -345.5996 | 2245 | 1899.4004 | 2004.7004 | 2004.7004
results427.txt | 6874 VÅGÅMO 400.00 | -0.2251 | -345.5996 | 2245 | 1899.4004 | 2124.5004 | 2124.5004
results427.txt | 6875 RENDALEN 301.00 | -0.2289 | -345.5996 | 2245 | 1899.4004 | 2128.3004 | 2128.3004
results427.txt | 9007 TJELDBERGO 400.00 | -0.1193 | -345.5996 | 2245 | 1899.4004 | 2018.7004 | 2018.7004
results427.txt | 9016 FÅBER300 301.00 | -0.2319 | -345.5996 | 2245 | 1899.4004 | 2131.3004 | 2131.3004
results428.txt | PTI INTERACTIVE POWER SYSTEM SIMULATOR--PSS(R)E MON, MAY 29 2023 |  | 344.5067 | 2245 | 1900.4933
results428.txt | SENSITIVITY FACTORS ARE CALCULATED WITH AC |  | 344.5067 | 2245 | 1900.4933
results428.txt | SUBSYSTEM 'RESERV' IS USED FOR OPPOSING SYSTEM FOR MW POWER |  | 344.5067 | 2245 | 1900.4933
results428.txt | SENSITIVITY FACTORS OF BRANCH FLOW (MVA) ON 6869 KLAEBU400 400.00 TO 6871 EIDUM400 400.00 3 MORE THAN | 0.1 | 344.5067 | 2245 | 1900.4933 | 1800.4933 | 1800.4933
results428.txt | <--------- BUS NAME --------> |  | 344.5067 | 2245 | 1900.4933
results428.txt | 6812 OGNDAL 400.00 | -0.2906 | 344.5067 | 2245 | 1900.4933 | 2191.0933 | 2191.0933
results428.txt | 6814 VERDAL400 400.00 | -0.3274 | 344.5067 | 2245 | 1900.4933 | 2227.8933 | 2227.8933
results428.txt | 6813 VERDAL300 400.00 | -0.3274 | 344.5067 | 2245 | 1900.4933 | 2227.8933 | 2227.8933
results428.txt | 6863 HOFSTAD 400.00 | -0.118 | 344.5067 | 2245 | 1900.4933 | 2018.4933 | 2018.4933
results428.txt | 6869 KLAEBU400 400.00 | 0.1083 | 344.5067 | 2245 | 1900.4933 | 1792.1933 | 1792.1933
results428.txt | 6868 KLAEBU300 400.00 | 0.1083 | 344.5067 | 2245 | 1900.4933 | 1792.1933 | 1792.1933
results428.txt | 6871 EIDUM400 400.00 | -0.4022 | 344.5067 | 2245 | 1900.4933 | 2187.3067 | 2187.3067
results428.txt | 6870 EIDUM300 400.00 | -0.4021 | 344.5067 | 2245 | 1900.4933 | 2187.4067 | 2187.4067
results428.txt | 6936 NEDRERÖS400 400.00 | -0.1598 | 344.5067 | 2245 | 1900.4933 | 2060.2933 | 2060.2933
results428.txt | 6935 NEDRERÖS300 400.00 | -0.1599 | 344.5067 | 2245 | 1900.4933 | 2060.3933 | 2060.3933
results428.txt | 6934 NEDRERÖS220 220.00 | -0.1388 | 344.5067 | 2245 | 1900.4933 | 2039.2933 | 2039.2933
results428.txt | 6937 MARKA 400.00 | -0.1668 | 344.5067 | 2245 | 1900.4933 | 2067.2933 | 2067.2933
results428.txt | 6938 NAMSOS 400.00 | -0.2015 | 344.5067 | 2245 | 1900.4933 | 2101.9933 | 2101.9933
results428.txt | 6939 KOLSVIK 400.00 | -0.1812 | 344.5067 | 2245 | 1900.4933 | 2081.6933 | 2081.6933
results428.txt | 6940 NAMSKOGEN 400.00 | -0.1814 | 344.5067 | 2245 | 1900.4933 | 2081.8933 | 2081.8933
results428.txt | 6942 TUNNSJO400 400.00 | -0.1869 | 344.5067 | 2245 | 1900.4933 | 2087.3933 | 2087.3933
results428.txt | 6941 TUNNSJO300 400.00 | -0.1869 | 344.5067 | 2245 | 1900.4933 | 2087.3933 | 2087.3933
results428.txt | 6944 RANA 400.00 | -0.1554 | 344.5067 | 2245 | 1900.4933 | 2055.8933 | 2055.8933
results428.txt | 6945 GEJMÅN 220.00 | -0.1062 | 344.5067 | 2245 | 1900.4933 | 2006.6933 | 2006.6933
results428.txt | 6996 OFOTEN 400.00 | -0.1093 | 344.5067 | 2245 | 1900.4933 | 2009.7933 | 2009.7933
results428.txt | 6997 NARVIK 400.00 | -0.1097 | 344.5067 | 2245 | 1900.4933 | 2010.1933 | 2010.1933
results428.txt | 7006 SVARTISEN 400.00 | -0.1471 | 344.5067 | 2245 | 1900.4933 | 2047.5933 | 2047.5933
results428.txt | 7007 KOBBELV 400.00 | -0.1232 | 344.5067 | 2245 | 1900.4933 | 2023.6933 | 2023.6933
results428.txt | 7008 SALTEN 400.00 | -0.1288 | 344.5067 | 2245 | 1900.4933 | 2029.2933 | 2029.2933
results428.txt | 7017 HAMMERFEST 400.00 | -0.1128 | 344.5067 | 2245 | 1900.4933 | 2013.2933 | 2013.2933
results428.txt | 7019 BALSFJORD 400.00 | -0.1108 | 344.5067 | 2245 | 1900.4933 | 2011.2933 | 2011.2933
results428.txt | 7020 BARDUFOSS 400.00 | -0.1106 | 344.5067 | 2245 | 1900.4933 | 2011.0933 | 2011.0933
results428.txt | 7799 JOINT 220.00 | -0.1063 | 344.5067 | 2245 | 1900.4933 | 2006.7933 | 2006.7933
results428.txt | 9001 SEIDAFJELL 400.00 | -0.1126 | 344.5067 | 2245 | 1900.4933 | 2013.0933 | 2013.0933
results428.txt | 9002 LEBSESBY 400.00 | -0.1127 | 344.5067 | 2245 | 1900.4933 | 2013.1933 | 2013.1933
results428.txt | 9003 HAMMERF 400.00 | -0.1128 | 344.5067 | 2245 | 1900.4933 | 2013.2933 | 2013.2933
results428.txt | 9004 ALTA 400.00 | -0.1121 | 344.5067 | 2245 | 1900.4933 | 2012.5933 | 2012.5933
results428.txt | 9005 BERGHEIM 400.00 | -0.1114 | 344.5067 | 2245 | 1900.4933 | 2011.8933 | 2011.8933
results428.txt | 9006 TROFORS 400.00 | -0.1712 | 344.5067 | 2245 | 1900.4933 | 2071.6933 | 2071.6933
results429.txt | PTI INTERACTIVE POWER SYSTEM SIMULATOR--PSS(R)E MON, MAY 29 2023 |  | 343.3641 | 2245 | 1901.6359
results429.txt | SENSITIVITY FACTORS ARE CALCULATED WITH AC |  | 343.3641 | 2245 | 1901.6359
results429.txt | SUBSYSTEM 'RESERV' IS USED FOR OPPOSING SYSTEM FOR MW POWER |  | 343.3641 | 2245 | 1901.6359
results429.txt | SENSITIVITY FACTORS OF BRANCH FLOW (MVA) ON 6346 KIMSTAD 400.00 TO 6348 OSKARSHAMN 400.00 3 MORE THAN | 0.1 | 343.3641 | 2245 | 1901.6359 | 1801.6359 | 1801.6359
results429.txt | <--------- BUS NAME --------> |  | 343.3641 | 2245 | 1901.6359
results429.txt | 5624 HERSLEV 400.00 | -0.1245 | 343.3641 | 2245 | 1901.6359 | 2026.1359 | 2026.1359
results429.txt | 5642 HOVEGARD 400.00 | -0.1244 | 343.3641 | 2245 | 1901.6359 | 2026.0359 | 2026.0359
results429.txt | 5646 BJAEVERSKOV4400.00 | -0.1243 | 343.3641 | 2245 | 1901.6359 | 2025.9359 | 2025.9359
results429.txt | 5645 BJAEVERSKOV2220.00 | -0.1241 | 343.3641 | 2245 | 1901.6359 | 2025.7359 | 2025.7359
results429.txt | 5657 ISHOJ400 400.00 | -0.1244 | 343.3641 | 2245 | 1901.6359 | 2026.0359 | 2026.0359
results429.txt | 5656 ISHOJ220 220.00 | -0.1246 | 343.3641 | 2245 | 1901.6359 | 2026.2359 | 2026.2359
results429.txt | 5660 AVEDOREVERK 400.00 | -0.1244 | 343.3641 | 2245 | 1901.6359 | 2026.0359 | 2026.0359
results429.txt | 5662 ORSTEDSVERKE400.00 | -0.1246 | 343.3641 | 2245 | 1901.6359 | 2026.2359 | 2026.2359
results429.txt | 5671 SEGE 400.00 | -0.1544 | 343.3641 | 2245 | 1901.6359 | 2056.0359 | 2056.0359
results429.txt | 5672 ARRIE 400.00 | -0.1544 | 343.3641 | 2245 | 1901.6359 | 2056.0359 | 2056.0359
results429.txt | 5673 KRUSEBERG 400.00 | -0.1544 | 343.3641 | 2245 | 1901.6359 | 2056.0359 | 2056.0359
results429.txt | 5676 WIND FARM 220.00 | -0.122 | 343.3641 | 2245 | 1901.6359 | 2023.6359 | 2023.6359
results429.txt | 5845 ASNAESVERK 400.00 | -0.1244 | 343.3641 | 2245 | 1901.6359 | 2026.0359 | 2026.0359
results429.txt | 6319 KYNDBYVERKER400.00 | -0.1243 | 343.3641 | 2245 | 1901.6359 | 2025.9359 | 2025.9359
results429.txt | 6324 GORLOSEGARD 400.00 | -0.1238 | 343.3641 | 2245 | 1901.6359 | 2025.4359 | 2025.4359
results429.txt | 6330 GELNTEGARD2 400.00 | -0.1249 | 343.3641 | 2245 | 1901.6359 | 2026.5359 | 2026.5359
results429.txt | 6334 GLENTEGARD 400.00 | -0.1251 | 343.3641 | 2245 | 1901.6359 | 2026.7359 | 2026.7359
results429.txt | 6335 SODERASEN 400.00 | -0.1223 | 343.3641 | 2245 | 1901.6359 | 2023.9359 | 2023.9359
results429.txt | 6337 BARSEBACK 400.00 | -0.1501 | 343.3641 | 2245 | 1901.6359 | 2051.7359 | 2051.7359
results429.txt | 6338 HURVA 400.00 | -0.1648 | 343.3641 | 2245 | 1901.6359 | 2066.4359 | 2066.4359
results429.txt | 6346 KIMSTAD 400.00 | 0.1252 | 343.3641 | 2245 | 1901.6359 | 1776.4359 | 1776.4359
results429.txt | 6348 OSKARSHAMN 400.00 | -0.296 | 343.3641 | 2245 | 1901.6359 | 2197.6359 | 2197.6359
results429.txt | 6349 ALVESTA 400.00 | -0.1824 | 343.3641 | 2245 | 1901.6359 | 2084.0359 | 2084.0359
results429.txt | 6350 HEMSJO 400.00 | -0.2122 | 343.3641 | 2245 | 1901.6359 | 2113.8359 | 2113.8359
results429.txt | 6351 KARLSHAMN 400.00 | -0.2121 | 343.3641 | 2245 | 1901.6359 | 2113.7359 | 2113.7359
results429.txt | 6354 NYBRO 400.00 | -0.2436 | 343.3641 | 2245 | 1901.6359 | 2145.2359 | 2145.2359
results429.txt | 7429 JOINT 220.00 | -0.1222 | 343.3641 | 2245 | 1901.6359 | 2023.8359 | 2023.8359
results429.txt | 9401 HAGESKRUV 400.00 | -0.239 | 343.3641 | 2245 | 1901.6359 | 2140.6359 | 2140.6359
results430.txt | PTI INTERACTIVE POWER SYSTEM SIMULATOR--PSS(R)E MON, MAY 29 2023 |  | 339.9748 | 2245 | 1905.0252
results430.txt | SENSITIVITY FACTORS ARE CALCULATED WITH AC |  | 339.9748 | 2245 | 1905.0252
results430.txt | SUBSYSTEM 'RESERV' IS USED FOR OPPOSING SYSTEM FOR MW POWER |  | 339.9748 | 2245 | 1905.0252
results430.txt | SENSITIVITY FACTORS OF BRANCH FLOW (MVA) ON 6677 BLÅFALL 400.00 TO 6750 HÅVIK 400.00 6 MORE THAN | 0.1 | 339.9748 | 2245 | 1905.0252 | 1805.0252 | 1805.0252
results430.txt | <--------- BUS NAME --------> |  | 339.9748 | 2245 | 1905.0252
results430.txt | 6749 STORD 400.00 | -0.1041 | 339.9748 | 2245 | 1905.0252 | 2009.1252 | 2009.1252
results430.txt | 6751 SUBSTATION 301.00 | -0.2684 | 339.9748 | 2245 | 1905.0252 | 2173.4252 | 2173.4252
results430.txt | 6750 HÅVIK 400.00 | -0.3719 | 339.9748 | 2245 | 1905.0252 | 2213.0748 | 2213.0748
results430.txt | 6752 SPANNE 400.00 | -0.2359 | 339.9748 | 2245 | 1905.0252 | 2140.9252 | 2140.9252
results430.txt | 6753 KÅRSTO 400.00 | -0.3726 | 339.9748 | 2245 | 1905.0252 | 2212.3748 | 2212.3748
results430.txt | 8611 JOINT 400.00 | -0.3725 | 339.9748 | 2245 | 1905.0252 | 2212.4748 | 2212.4748
results430.txt | 9019 SAUDA 301.00 | -0.1291 | 339.9748 | 2245 | 1905.0252 | 2034.1252 | 2034.1252
results431.txt | PTI INTERACTIVE POWER SYSTEM SIMULATOR--PSS(R)E MON, MAY 29 2023 |  | -339.1527 | 2245 | 1905.8473
results431.txt | SENSITIVITY FACTORS ARE CALCULATED WITH AC |  | -339.1527 | 2245 | 1905.8473
results431.txt | SUBSYSTEM 'RESERV' IS USED FOR OPPOSING SYSTEM FOR MW POWER |  | -339.1527 | 2245 | 1905.8473
results431.txt | SENSITIVITY FACTORS OF BRANCH FLOW (MVA) ON 6555 INKOO 400.00 TO 6556 ESPOO 400.00 2 MORE THAN | 0.1 | -339.1527 | 2245 | 1905.8473 | 1805.8473 | 1805.8473
results431.txt | <--------- BUS NAME --------> |  | -339.1527 | 2245 | 1905.8473
results431.txt | 6546 SALO 400.00 | 0.3416 | -339.1527 | 2245 | 1905.8473 | 1564.2473 | 1564.2473
results431.txt | 6550 KOPULA 400.00 | -0.145 | -339.1527 | 2245 | 1905.8473 | 2050.8473 | 2050.8473
results431.txt | 6552 TAMMISTO 400.00 | -0.133 | -339.1527 | 2245 | 1905.8473 | 2038.8473 | 2038.8473
results431.txt | 6554 LÄNSISALMI 400.00 | -0.1162 | -339.1527 | 2245 | 1905.8473 | 2022.0473 | 2022.0473
results431.txt | 6555 INKOO 400.00 | 0.6007 | -339.1527 | 2245 | 1905.8473 | 1305.1473 | 1305.1473
results431.txt | 6556 ESPOO 400.00 | -0.196 | -339.1527 | 2245 | 1905.8473 | 2101.8473 | 2101.8473
results431.txt | 6621 LIETO 400.00 | 0.2162 | -339.1527 | 2245 | 1905.8473 | 1689.6473 | 1689.6473
results431.txt | 9309 NAANTALINSAL400.00 | 0.2162 | -339.1527 | 2245 | 1905.8473 | 1689.6473 | 1689.6473
results432.txt | PTI INTERACTIVE POWER SYSTEM SIMULATOR--PSS(R)E MON, MAY 29 2023 |  | 333.3393 | 2245 | 1911.6607
results432.txt | SENSITIVITY FACTORS ARE CALCULATED WITH AC |  | 333.3393 | 2245 | 1911.6607
results432.txt | SUBSYSTEM 'RESERV' IS USED FOR OPPOSING SYSTEM FOR MW POWER |  | 333.3393 | 2245 | 1911.6607
results432.txt | SENSITIVITY FACTORS OF BRANCH FLOW (MVA) ON 6674 HUSNES 400.00 TO 6749 STORD 400.00 2 MORE THAN | 0.1 | 333.3393 | 2245 | 1911.6607 | 1811.6607 | 1811.6607
results432.txt | <--------- BUS NAME --------> |  | 333.3393 | 2245 | 1911.6607
results432.txt | 6749 STORD 400.00 | -0.7395 | 333.3393 | 2245 | 1911.6607 | 1838.8393 | 1838.8393
results432.txt | 6751 SUBSTATION 301.00 | -0.2352 | 333.3393 | 2245 | 1911.6607 | 2146.8607 | 2146.8607
results432.txt | 6750 HÅVIK 400.00 | -0.3259 | 333.3393 | 2245 | 1911.6607 | 2237.5607 | 2237.5607
results432.txt | 6752 SPANNE 400.00 | -0.5367 | 333.3393 | 2245 | 1911.6607 | 2041.6393 | 2041.6393
results432.txt | 6753 KÅRSTO 400.00 | -0.3265 | 333.3393 | 2245 | 1911.6607 | 2238.1607 | 2238.1607
results432.txt | 8611 JOINT 400.00 | -0.3264 | 333.3393 | 2245 | 1911.6607 | 2238.0607 | 2238.0607
results432.txt | 9019 SAUDA 301.00 | -0.1131 | 333.3393 | 2245 | 1911.6607 | 2024.7607 | 2024.7607
results433.txt | PTI INTERACTIVE POWER SYSTEM SIMULATOR--PSS(R)E MON, MAY 29 2023 |  | 332.4359 | 2245 | 1912.5641
results433.txt | SENSITIVITY FACTORS ARE CALCULATED WITH AC |  | 332.4359 | 2245 | 1912.5641
results433.txt | SUBSYSTEM 'RESERV' IS USED FOR OPPOSING SYSTEM FOR MW POWER |  | 332.4359 | 2245 | 1912.5641
results433.txt | SENSITIVITY FACTORS OF BRANCH FLOW (MVA) ON 6749 STORD 400.00 TO 6752 SPANNE 400.00 1 MORE THAN | 0.1 | 332.4359 | 2245 | 1912.5641 | 1812.5641 | 1812.5641
results433.txt | <--------- BUS NAME --------> |  | 332.4359 | 2245 | 1912.5641
results433.txt | 6749 STORD 400.00 | 0.2671 | 332.4359 | 2245 | 1912.5641 | 1645.4641 | 1645.4641
results433.txt | 6751 SUBSTATION 301.00 | -0.2346 | 332.4359 | 2245 | 1912.5641 | 2147.1641 | 2147.1641
results433.txt | 6750 HÅVIK 400.00 | -0.325 | 332.4359 | 2245 | 1912.5641 | 2237.5641 | 2237.5641
results433.txt | 6752 SPANNE 400.00 | -0.5353 | 332.4359 | 2245 | 1912.5641 | 2042.1359 | 2042.1359
results433.txt | 6753 KÅRSTO 400.00 | -0.3256 | 332.4359 | 2245 | 1912.5641 | 2238.1641 | 2238.1641
results433.txt | 8611 JOINT 400.00 | -0.3255 | 332.4359 | 2245 | 1912.5641 | 2238.0641 | 2238.0641
results433.txt | 9019 SAUDA 301.00 | -0.1128 | 332.4359 | 2245 | 1912.5641 | 2025.3641 | 2025.3641
results434.txt | PTI INTERACTIVE POWER SYSTEM SIMULATOR--PSS(R)E MON, MAY 29 2023 |  | -86.9669 | 2000 | 1913.0331
results434.txt | SENSITIVITY FACTORS ARE CALCULATED WITH AC |  | -86.9669 | 2000 | 1913.0331
results434.txt | SUBSYSTEM 'RESERV' IS USED FOR OPPOSING SYSTEM FOR MW POWER |  | -86.9669 | 2000 | 1913.0331
results434.txt | SENSITIVITY FACTORS OF BRANCH FLOW (MVA) ON 6914 PIRITTK220 220.00 TO 6915 PIRITTIK400 400.00 1 MORE THAN | 0.1 | -86.9669 | 2000 | 1913.0331 | 1813.0331 | 1813.0331
results434.txt | <--------- BUS NAME --------> |  | -86.9669 | 2000 | 1913.0331
results434.txt | 6908 KEMINMAA 220.00 | 0.1054 | -86.9669 | 2000 | 1913.0331 | 1807.6331 | 1807.6331
results434.txt | 6912 VALAJASKO 220.00 | 0.1281 | -86.9669 | 2000 | 1913.0331 | 1784.9331 | 1784.9331
results434.txt | 6913 VANTTAUSKOSK220.00 | 0.8658 | -86.9669 | 2000 | 1913.0331 | 1047.2331 | 1047.2331
results434.txt | 6914 PIRITTK220 220.00 | 0.8677 | -86.9669 | 2000 | 1913.0331 | 1045.3331 | 1045.3331
results434.txt | 6916 SEITAKORVA 220.00 | 0.8632 | -86.9669 | 2000 | 1913.0331 | 1049.8331 | 1049.8331
results434.txt | 6990 ISONIEMI 220.00 | 0.4247 | -86.9669 | 2000 | 1913.0331 | 1488.3331 | 1488.3331
results434.txt | 6992 IVALO 220.00 | 0.629 | -86.9669 | 2000 | 1913.0331 | 1284.0331 | 1284.0331
results434.txt | 6993 KUOLAJÄRVI 220.00 | 0.528 | -86.9669 | 2000 | 1913.0331 | 1385.0331 | 1385.0331
results434.txt | 6994 VAJUKOSKI 220.00 | 0.5944 | -86.9669 | 2000 | 1913.0331 | 1318.6331 | 1318.6331
results434.txt | 6995 KOKKOSNIVA 220.00 | 0.6861 | -86.9669 | 2000 | 1913.0331 | 1226.9331 | 1226.9331
results434.txt | 7010 VARANGERBOT 220.00 | 0.6605 | -86.9669 | 2000 | 1913.0331 | 1252.5331 | 1252.5331
results434.txt | 7018 UTSJOKI 220.00 | 0.6545 | -86.9669 | 2000 | 1913.0331 | 1258.5331 | 1258.5331
results434.txt | 7054 OSSAUSKOSKI 220.00 | 0.1056 | -86.9669 | 2000 | 1913.0331 | 1807.4331 | 1807.4331
results434.txt | 7055 PETÄJÄSKO 220.00 | 0.1063 | -86.9669 | 2000 | 1913.0331 | 1806.7331 | 1806.7331
results434.txt | 7140 JOINT 220.00 | 0.6539 | -86.9669 | 2000 | 1913.0331 | 1259.1331 | 1259.1331
results434.txt | 9301 KEMIJÄRVI 220.00 | 0.8276 | -86.9669 | 2000 | 1913.0331 | 1085.4331 | 1085.4331
results435.txt | PTI INTERACTIVE POWER SYSTEM SIMULATOR--PSS(R)E MON, MAY 29 2023 |  | -85.0774 | 2000 | 1914.9226
results435.txt | SENSITIVITY FACTORS ARE CALCULATED WITH AC |  | -85.0774 | 2000 | 1914.9226
results435.txt | SUBSYSTEM 'RESERV' IS USED FOR OPPOSING SYSTEM FOR MW POWER |  | -85.0774 | 2000 | 1914.9226
results435.txt | SENSITIVITY FACTORS OF BRANCH FLOW (MVA) ON 6604 STOCKHOLM220220.00 TO 6605 STOCKHOLM400400.00 1 MORE THAN | 0.1 | -85.0774 | 2000 | 1914.9226 | 1814.9226 | 1814.9226
results435.txt | <--------- BUS NAME --------> |  | -85.0774 | 2000 | 1914.9226
results435.txt | 6593 HAMRA220 220.00 | -0.1543 | -85.0774 | 2000 | 1914.9226 | 1930.7774 | 1930.7774
results435.txt | 6598 BOLANDERNA 220.00 | -0.1426 | -85.0774 | 2000 | 1914.9226 | 1942.4774 | 1942.4774
results435.txt | 6599 PLENNINGE 220.00 | -0.1422 | -85.0774 | 2000 | 1914.9226 | 1942.8774 | 1942.8774
results435.txt | 6601 KOLBOTTEN220220.00 | -0.2091 | -85.0774 | 2000 | 1914.9226 | 1875.9774 | 1875.9774
results435.txt | 6604 STOCKHOLM220220.00 | -0.2571 | -85.0774 | 2000 | 1914.9226 | 1827.9774 | 1827.9774
results435.txt | 6607 EKUDDEN220 220.00 | -0.2327 | -85.0774 | 2000 | 1914.9226 | 1852.3774 | 1852.3774
results435.txt | 6609 SOLBERGA 220.00 | -0.2328 | -85.0774 | 2000 | 1914.9226 | 1852.2774 | 1852.2774
results435.txt | 6614 VALLENTUNA 220.00 | -0.2589 | -85.0774 | 2000 | 1914.9226 | 1826.1774 | 1826.1774
results436.txt | PTI INTERACTIVE POWER SYSTEM SIMULATOR--PSS(R)E MON, MAY 29 2023 |  | -325.1552 | 2245 | 1919.8448
results436.txt | SENSITIVITY FACTORS ARE CALCULATED WITH AC |  | -325.1552 | 2245 | 1919.8448
results436.txt | SUBSYSTEM 'RESERV' IS USED FOR OPPOSING SYSTEM FOR MW POWER |  | -325.1552 | 2245 | 1919.8448
results436.txt | SENSITIVITY FACTORS OF BRANCH FLOW (MVA) ON 6910 SUBSTATION 400.00 TO 6918 PIKKARALA 400.00 3 MORE THAN | 0.1 | -325.1552 | 2245 | 1919.8448 | 1819.8448 | 1819.8448
results436.txt | <--------- BUS NAME --------> |  | -325.1552 | 2245 | 1919.8448
results436.txt | 6571 VISULAHTI 400.00 | 0.2634 | -325.1552 | 2245 | 1919.8448 | 1656.4448 | 1656.4448
results436.txt | 6545 HUITTINEN 400.00 | 0.2528 | -325.1552 | 2245 | 1919.8448 | 1667.0448 | 1667.0448
results436.txt | 6572 KYMI 400.00 | 0.2584 | -325.1552 | 2245 | 1919.8448 | 1661.4448 | 1661.4448
results436.txt | 6546 SALO 400.00 | 0.254 | -325.1552 | 2245 | 1919.8448 | 1665.8448 | 1665.8448
results436.txt | 6547 FORSSA 400.00 | 0.2541 | -325.1552 | 2245 | 1919.8448 | 1665.7448 | 1665.7448
results436.txt | 6548 KANGASALA 400.00 | 0.2571 | -325.1552 | 2245 | 1919.8448 | 1662.7448 | 1662.7448
results436.txt | 6549 LAVIANVOURI 400.00 | 0.2575 | -325.1552 | 2245 | 1919.8448 | 1662.3448 | 1662.3448
results436.txt | 6550 KOPULA 400.00 | 0.2581 | -325.1552 | 2245 | 1919.8448 | 1661.7448 | 1661.7448
results436.txt | 6551 HIKIÄ 400.00 | 0.2574 | -325.1552 | 2245 | 1919.8448 | 1662.4448 | 1662.4448
results436.txt | 6552 TAMMISTO 400.00 | 0.2557 | -325.1552 | 2245 | 1919.8448 | 1664.1448 | 1664.1448
results436.txt | 6553 NURMIJÄRVI 400.00 | 0.2574 | -325.1552 | 2245 | 1919.8448 | 1662.4448 | 1662.4448
results436.txt | 6554 LÄNSISALMI 400.00 | 0.2558 | -325.1552 | 2245 | 1919.8448 | 1664.0448 | 1664.0448
results436.txt | 6555 INKOO 400.00 | 0.2556 | -325.1552 | 2245 | 1919.8448 | 1664.2448 | 1664.2448
results436.txt | 6556 ESPOO 400.00 | 0.2562 | -325.1552 | 2245 | 1919.8448 | 1663.6448 | 1663.6448
results436.txt | 6567 ANTTILA 400.00 | 0.2568 | -325.1552 | 2245 | 1919.8448 | 1663.0448 | 1663.0448
results436.txt | 6569 KORIA 400.00 | 0.2587 | -325.1552 | 2245 | 1919.8448 | 1661.1448 | 1661.1448
results436.txt | 6570 LOVIISA 400.00 | 0.2545 | -325.1552 | 2245 | 1919.8448 | 1665.3448 | 1665.3448
results436.txt | 6573 YLLIKKÄLÄ 400.00 | 0.2622 | -325.1552 | 2245 | 1919.8448 | 1657.6448 | 1657.6448
results436.txt | 6615 TAHKOLUOTO 400.00 | 0.2498 | -325.1552 | 2245 | 1919.8448 | 1670.0448 | 1670.0448
results436.txt | 6617 OLKILUOTO 400.00 | 0.2487 | -325.1552 | 2245 | 1919.8448 | 1671.1448 | 1671.1448
results436.txt | 6618 RAUMA 400.00 | 0.2483 | -325.1552 | 2245 | 1919.8448 | 1671.5448 | 1671.5448
results436.txt | 6619 ULVILA 400.00 | 0.2517 | -325.1552 | 2245 | 1919.8448 | 1668.1448 | 1668.1448
results436.txt | 6621 LIETO 400.00 | 0.2526 | -325.1552 | 2245 | 1919.8448 | 1667.2448 | 1667.2448
results436.txt | 6778 HIRVISUO 400.00 | 0.2619 | -325.1552 | 2245 | 1919.8448 | 1657.9448 | 1657.9448
results436.txt | 6779 UUSNIVALA 400.00 | 0.2748 | -325.1552 | 2245 | 1919.8448 | 1645.0448 | 1645.0448
results436.txt | 6780 ALAJÄRVI 400.00 | 0.2645 | -325.1552 | 2245 | 1919.8448 | 1655.3448 | 1655.3448
results436.txt | 6781 SEINÄJOKI 400.00 | 0.2594 | -325.1552 | 2245 | 1919.8448 | 1660.4448 | 1660.4448
results436.txt | 6783 PETÄJÄV400 400.00 | 0.2595 | -325.1552 | 2245 | 1919.8448 | 1660.3448 | 1660.3448
results436.txt | 6782 PETÄJÄV220 220.00 | 0.2595 | -325.1552 | 2245 | 1919.8448 | 1660.3448 | 1660.3448
results436.txt | 6784 JÄMSÄ 220.00 | 0.2616 | -325.1552 | 2245 | 1919.8448 | 1658.2448 | 1658.2448
results436.txt | 6785 TOIVILA 400.00 | 0.2584 | -325.1552 | 2245 | 1919.8448 | 1661.4448 | 1661.4448
results436.txt | 6786 HAAPAVESI 220.00 | 0.2504 | -325.1552 | 2245 | 1919.8448 | 1669.4448 | 1669.4448
results436.txt | 6787 VUOLIJOKI 400.00 | 0.2608 | -325.1552 | 2245 | 1919.8448 | 1659.0448 | 1659.0448
results436.txt | 6788 ALAPITKÄ 400.00 | 0.2628 | -325.1552 | 2245 | 1919.8448 | 1657.0448 | 1657.0448
results436.txt | 6789 VIHTAVUORI 400.00 | 0.263 | -325.1552 | 2245 | 1919.8448 | 1656.8448 | 1656.8448
results436.txt | 6790 HUUTOKOSKI 400.00 | 0.2639 | -325.1552 | 2245 | 1919.8448 | 1655.9448 | 1655.9448
results436.txt | 6810 TUOVILA 400.00 | 0.2574 | -325.1552 | 2245 | 1919.8448 | 1662.4448 | 1662.4448
results436.txt | 6811 KRSITINESTAD400.00 | 0.254 | -325.1552 | 2245 | 1919.8448 | 1665.8448 | 1665.8448
results436.txt | 6903 SEITENOIKEA 220.00 | 0.2433 | -325.1552 | 2245 | 1919.8448 | 1676.5448 | 1676.5448
results436.txt | 6909 ISOHAARA 400.00 | -0.1496 | -325.1552 | 2245 | 1919.8448 | 2069.4448 | 2069.4448
results436.txt | 6910 SUBSTATION 400.00 | -0.1496 | -325.1552 | 2245 | 1919.8448 | 2069.4448 | 2069.4448
results436.txt | 6911 JYLKKÄ 400.00 | 0.265 | -325.1552 | 2245 | 1919.8448 | 1654.8448 | 1654.8448
results436.txt | 6915 PIRITTIK400 400.00 | 0.1039 | -325.1552 | 2245 | 1919.8448 | 1815.9448 | 1815.9448
results436.txt | 6917 ISOKANGAS 400.00 | 0.1955 | -325.1552 | 2245 | 1919.8448 | 1724.3448 | 1724.3448
results436.txt | 6918 PIKKARALA 400.00 | 0.2802 | -325.1552 | 2245 | 1919.8448 | 1639.6448 | 1639.6448
results436.txt | 6920 PYHÄNSEL400 400.00 | 0.2571 | -325.1552 | 2245 | 1919.8448 | 1662.7448 | 1662.7448
results436.txt | 6919 PYHÄNSEL220 220.00 | 0.2571 | -325.1552 | 2245 | 1919.8448 | 1662.7448 | 1662.7448
results436.txt | 6921 PYHÄKOSI 220.00 | 0.2523 | -325.1552 | 2245 | 1919.8448 | 1667.5448 | 1667.5448
results436.txt | 6922 UTANEN 220.00 | 0.2498 | -325.1552 | 2245 | 1919.8448 | 1670.0448 | 1670.0448
results436.txt | 6923 NUOJA 220.00 | 0.2472 | -325.1552 | 2245 | 1919.8448 | 1672.6448 | 1672.6448
results436.txt | 8579 JOINT 220.00 | 0.2499 | -325.1552 | 2245 | 1919.8448 | 1669.9448 | 1669.9448
results436.txt | 9302 KEMINMAA 400.00 | 0.1471 | -325.1552 | 2245 | 1919.8448 | 1772.7448 | 1772.7448
results436.txt | 9304 LUMIJÄRVI 400.00 | 0.2637 | -325.1552 | 2245 | 1919.8448 | 1656.1448 | 1656.1448
results436.txt | 9303 MUSALA 400.00 | 0.2593 | -325.1552 | 2245 | 1919.8448 | 1660.5448 | 1660.5448
results436.txt | 9305 KÄRPPIÖN 400.00 | 0.2548 | -325.1552 | 2245 | 1919.8448 | 1665.0448 | 1665.0448
results436.txt | 9306 HONKAJOEN 400.00 | 0.2532 | -325.1552 | 2245 | 1919.8448 | 1666.6448 | 1666.6448
results436.txt | 9307 KONTIOLAHTI 400.00 | 0.2619 | -325.1552 | 2245 | 1919.8448 | 1657.9448 | 1657.9448
results436.txt | 9308 ORIMATTILAN 400.00 | 0.2574 | -325.1552 | 2245 | 1919.8448 | 1662.4448 | 1662.4448
results436.txt | 9309 NAANTALINSAL400.00 | 0.2526 | -325.1552 | 2245 | 1919.8448 | 1667.2448 | 1667.2448
results437.txt | PTI INTERACTIVE POWER SYSTEM SIMULATOR--PSS(R)E MON, MAY 29 2023 |  | -317.3361 | 2245 | 1927.6639
results437.txt | SENSITIVITY FACTORS ARE CALCULATED WITH AC |  | -317.3361 | 2245 | 1927.6639
results437.txt | SUBSYSTEM 'RESERV' IS USED FOR OPPOSING SYSTEM FOR MW POWER |  | -317.3361 | 2245 | 1927.6639
results437.txt | SENSITIVITY FACTORS OF BRANCH FLOW (MVA) ON 6583 STACKBO400 400.00 TO 9405 GRÖNVIKEN 400.00 12 MORE THAN | 0.1 | -317.3361 | 2245 | 1927.6639 | 1827.6639 | 1827.6639
results437.txt | <--------- BUS NAME --------> |  | -317.3361 | 2245 | 1927.6639
results437.txt | 6580 SODERALA 220.00 | -0.1651 | -317.3361 | 2245 | 1927.6639 | 2092.7639 | 2092.7639
results437.txt | 6581 ANGSBERG 400.00 | -0.2366 | -317.3361 | 2245 | 1927.6639 | 2164.2639 | 2164.2639
results437.txt | 6583 STACKBO400 400.00 | -0.2496 | -317.3361 | 2245 | 1927.6639 | 2177.2639 | 2177.2639
results437.txt | 6582 STACKBO220 220.00 | -0.1779 | -317.3361 | 2245 | 1927.6639 | 2105.5639 | 2105.5639
results437.txt | 6584 VALBO 220.00 | -0.162 | -317.3361 | 2245 | 1927.6639 | 2089.6639 | 2089.6639
results437.txt | 6585 FINNBOLEHVDC400.00 | -0.2266 | -317.3361 | 2245 | 1927.6639 | 2154.2639 | 2154.2639
results437.txt | 6586 FINNBOLEHVDC400.00 | -0.2179 | -317.3361 | 2245 | 1927.6639 | 2145.5639 | 2145.5639
results437.txt | 6588 UNTRA 220.00 | -0.1144 | -317.3361 | 2245 | 1927.6639 | 2042.0639 | 2042.0639
results437.txt | 6589 DANNEBO 400.00 | -0.1373 | -317.3361 | 2245 | 1927.6639 | 2064.9639 | 2064.9639
results437.txt | 6591 FORSMARK 400.00 | -0.1369 | -317.3361 | 2245 | 1927.6639 | 2064.5639 | 2064.5639
results437.txt | 6595 BREDAKER 220.00 | -0.1047 | -317.3361 | 2245 | 1927.6639 | 2032.3639 | 2032.3639
results437.txt | 6597 TUNA400 400.00 | -0.1137 | -317.3361 | 2245 | 1927.6639 | 2041.3639 | 2041.3639
results437.txt | 6596 TUNA220 220.00 | -0.1084 | -317.3361 | 2245 | 1927.6639 | 2036.0639 | 2036.0639
results437.txt | 6610 GRASKA 220.00 | -0.1095 | -317.3361 | 2245 | 1927.6639 | 2037.1639 | 2037.1639
results437.txt | 6611 HALLSTAVIK 220.00 | -0.1095 | -317.3361 | 2245 | 1927.6639 | 2037.1639 | 2037.1639
results437.txt | 6613 MALSTA 220.00 | -0.1099 | -317.3361 | 2245 | 1927.6639 | 2037.5639 | 2037.5639
results437.txt | 6633 DÖNJE 220.00 | -0.1673 | -317.3361 | 2245 | 1927.6639 | 2094.9639 | 2094.9639
results437.txt | 6803 MOLIDEN 400.00 | -0.1083 | -317.3361 | 2245 | 1927.6639 | 2035.9639 | 2035.9639
results437.txt | 6854 LJUSDAL 220.00 | -0.1703 | -317.3361 | 2245 | 1927.6639 | 2097.9639 | 2097.9639
results437.txt | 1051 SUBSTATION 400.00 | -0.1369 | -317.3361 | 2245 | 1927.6639 | 2064.5639 | 2064.5639
results438.txt | PTI INTERACTIVE POWER SYSTEM SIMULATOR--PSS(R)E MON, MAY 29 2023 |  | -317.3361 | 2245 | 1927.6639
results438.txt | SENSITIVITY FACTORS ARE CALCULATED WITH AC |  | -317.3361 | 2245 | 1927.6639
results438.txt | SUBSYSTEM 'RESERV' IS USED FOR OPPOSING SYSTEM FOR MW POWER |  | -317.3361 | 2245 | 1927.6639
results438.txt | SENSITIVITY FACTORS OF BRANCH FLOW (MVA) ON 6583 STACKBO400 400.00 TO 9405 GRÖNVIKEN 400.00 9 MORE THAN | 0.1 | -317.3361 | 2245 | 1927.6639 | 1827.6639 | 1827.6639
results438.txt | <--------- BUS NAME --------> |  | -317.3361 | 2245 | 1927.6639
results438.txt | 6580 SODERALA 220.00 | -0.1651 | -317.3361 | 2245 | 1927.6639 | 2092.7639 | 2092.7639
results438.txt | 6581 ANGSBERG 400.00 | -0.2366 | -317.3361 | 2245 | 1927.6639 | 2164.2639 | 2164.2639
results438.txt | 6583 STACKBO400 400.00 | -0.2496 | -317.3361 | 2245 | 1927.6639 | 2177.2639 | 2177.2639
results438.txt | 6582 STACKBO220 220.00 | -0.1779 | -317.3361 | 2245 | 1927.6639 | 2105.5639 | 2105.5639
results438.txt | 6584 VALBO 220.00 | -0.162 | -317.3361 | 2245 | 1927.6639 | 2089.6639 | 2089.6639
results438.txt | 6585 FINNBOLEHVDC400.00 | -0.2266 | -317.3361 | 2245 | 1927.6639 | 2154.2639 | 2154.2639
results438.txt | 6586 FINNBOLEHVDC400.00 | -0.2179 | -317.3361 | 2245 | 1927.6639 | 2145.5639 | 2145.5639
results438.txt | 6588 UNTRA 220.00 | -0.1144 | -317.3361 | 2245 | 1927.6639 | 2042.0639 | 2042.0639
results438.txt | 6589 DANNEBO 400.00 | -0.1373 | -317.3361 | 2245 | 1927.6639 | 2064.9639 | 2064.9639
results438.txt | 6591 FORSMARK 400.00 | -0.1369 | -317.3361 | 2245 | 1927.6639 | 2064.5639 | 2064.5639
results438.txt | 6595 BREDAKER 220.00 | -0.1047 | -317.3361 | 2245 | 1927.6639 | 2032.3639 | 2032.3639
results438.txt | 6597 TUNA400 400.00 | -0.1137 | -317.3361 | 2245 | 1927.6639 | 2041.3639 | 2041.3639
results438.txt | 6596 TUNA220 220.00 | -0.1084 | -317.3361 | 2245 | 1927.6639 | 2036.0639 | 2036.0639
results438.txt | 6610 GRASKA 220.00 | -0.1095 | -317.3361 | 2245 | 1927.6639 | 2037.1639 | 2037.1639
results438.txt | 6611 HALLSTAVIK 220.00 | -0.1095 | -317.3361 | 2245 | 1927.6639 | 2037.1639 | 2037.1639
results438.txt | 6613 MALSTA 220.00 | -0.1099 | -317.3361 | 2245 | 1927.6639 | 2037.5639 | 2037.5639
results438.txt | 6633 DÖNJE 220.00 | -0.1673 | -317.3361 | 2245 | 1927.6639 | 2094.9639 | 2094.9639
results438.txt | 6803 MOLIDEN 400.00 | -0.1083 | -317.3361 | 2245 | 1927.6639 | 2035.9639 | 2035.9639
results438.txt | 6854 LJUSDAL 220.00 | -0.1703 | -317.3361 | 2245 | 1927.6639 | 2097.9639 | 2097.9639
results438.txt | 1051 SUBSTATION 400.00 | -0.1369 | -317.3361 | 2245 | 1927.6639 | 2064.5639 | 2064.5639
results439.txt | PTI INTERACTIVE POWER SYSTEM SIMULATOR--PSS(R)E MON, MAY 29 2023 |  | -315.3847 | 2245 | 1929.6153
results439.txt | SENSITIVITY FACTORS ARE CALCULATED WITH AC |  | -315.3847 | 2245 | 1929.6153
results439.txt | SUBSYSTEM 'RESERV' IS USED FOR OPPOSING SYSTEM FOR MW POWER |  | -315.3847 | 2245 | 1929.6153
results439.txt | SENSITIVITY FACTORS OF BRANCH FLOW (MVA) ON 6920 PYHÄNSEL400 400.00 TO 9304 LUMIJÄRVI 400.00 8 MORE THAN | 0.1 | -315.3847 | 2245 | 1929.6153 | 1829.6153 | 1829.6153
results439.txt | <--------- BUS NAME --------> |  | -315.3847 | 2245 | 1929.6153
results439.txt | 6571 VISULAHTI 400.00 | 0.1257 | -315.3847 | 2245 | 1929.6153 | 1803.9153 | 1803.9153
results439.txt | 6545 HUITTINEN 400.00 | 0.1921 | -315.3847 | 2245 | 1929.6153 | 1737.5153 | 1737.5153
results439.txt | 6572 KYMI 400.00 | 0.1634 | -315.3847 | 2245 | 1929.6153 | 1766.2153 | 1766.2153
results439.txt | 6546 SALO 400.00 | 0.1856 | -315.3847 | 2245 | 1929.6153 | 1744.0153 | 1744.0153
results439.txt | 6547 FORSSA 400.00 | 0.1858 | -315.3847 | 2245 | 1929.6153 | 1743.8153 | 1743.8153
results439.txt | 6548 KANGASALA 400.00 | 0.186 | -315.3847 | 2245 | 1929.6153 | 1743.6153 | 1743.6153
results439.txt | 6549 LAVIANVOURI 400.00 | 0.1829 | -315.3847 | 2245 | 1929.6153 | 1746.7153 | 1746.7153
results439.txt | 6550 KOPULA 400.00 | 0.1781 | -315.3847 | 2245 | 1929.6153 | 1751.5153 | 1751.5153
results439.txt | 6551 HIKIÄ 400.00 | 0.175 | -315.3847 | 2245 | 1929.6153 | 1754.6153 | 1754.6153
results439.txt | 6552 TAMMISTO 400.00 | 0.1768 | -315.3847 | 2245 | 1929.6153 | 1752.8153 | 1752.8153
results439.txt | 6553 NURMIJÄRVI 400.00 | 0.1733 | -315.3847 | 2245 | 1929.6153 | 1756.3153 | 1756.3153
results439.txt | 6554 LÄNSISALMI 400.00 | 0.1745 | -315.3847 | 2245 | 1929.6153 | 1755.1153 | 1755.1153
results439.txt | 6555 INKOO 400.00 | 0.1818 | -315.3847 | 2245 | 1929.6153 | 1747.8153 | 1747.8153
results439.txt | 6556 ESPOO 400.00 | 0.1782 | -315.3847 | 2245 | 1929.6153 | 1751.4153 | 1751.4153
results439.txt | 6567 ANTTILA 400.00 | 0.1712 | -315.3847 | 2245 | 1929.6153 | 1758.4153 | 1758.4153
results439.txt | 6569 KORIA 400.00 | 0.1609 | -315.3847 | 2245 | 1929.6153 | 1768.7153 | 1768.7153
results439.txt | 6570 LOVIISA 400.00 | 0.1652 | -315.3847 | 2245 | 1929.6153 | 1764.4153 | 1764.4153
results439.txt | 6573 YLLIKKÄLÄ 400.00 | 0.1384 | -315.3847 | 2245 | 1929.6153 | 1791.2153 | 1791.2153
results439.txt | 6615 TAHKOLUOTO 400.00 | 0.2012 | -315.3847 | 2245 | 1929.6153 | 1728.4153 | 1728.4153
results439.txt | 6617 OLKILUOTO 400.00 | 0.1939 | -315.3847 | 2245 | 1929.6153 | 1735.7153 | 1735.7153
results439.txt | 6618 RAUMA 400.00 | 0.193 | -315.3847 | 2245 | 1929.6153 | 1736.6153 | 1736.6153
results439.txt | 6619 ULVILA 400.00 | 0.2028 | -315.3847 | 2245 | 1929.6153 | 1726.8153 | 1726.8153
results439.txt | 6621 LIETO 400.00 | 0.1869 | -315.3847 | 2245 | 1929.6153 | 1742.7153 | 1742.7153
results439.txt | 6778 HIRVISUO 400.00 | 0.3802 | -315.3847 | 2245 | 1929.6153 | 1549.4153 | 1549.4153
results439.txt | 6779 UUSNIVALA 400.00 | 0.1303 | -315.3847 | 2245 | 1929.6153 | 1799.3153 | 1799.3153
results439.txt | 6780 ALAJÄRVI 400.00 | 0.236 | -315.3847 | 2245 | 1929.6153 | 1693.6153 | 1693.6153
results439.txt | 6781 SEINÄJOKI 400.00 | 0.2526 | -315.3847 | 2245 | 1929.6153 | 1677.0153 | 1677.0153
results439.txt | 6783 PETÄJÄV400 400.00 | 0.1334 | -315.3847 | 2245 | 1929.6153 | 1796.2153 | 1796.2153
results439.txt | 6782 PETÄJÄV220 220.00 | 0.1334 | -315.3847 | 2245 | 1929.6153 | 1796.2153 | 1796.2153
results439.txt | 6784 JÄMSÄ 220.00 | 0.1345 | -315.3847 | 2245 | 1929.6153 | 1795.1153 | 1795.1153
results439.txt | 6785 TOIVILA 400.00 | 0.1576 | -315.3847 | 2245 | 1929.6153 | 1772.0153 | 1772.0153
results439.txt | 6789 VIHTAVUORI 400.00 | 0.1545 | -315.3847 | 2245 | 1929.6153 | 1775.1153 | 1775.1153
results439.txt | 6790 HUUTOKOSKI 400.00 | 0.1095 | -315.3847 | 2245 | 1929.6153 | 1820.1153 | 1820.1153
results439.txt | 6810 TUOVILA 400.00 | 0.2749 | -315.3847 | 2245 | 1929.6153 | 1654.7153 | 1654.7153
results439.txt | 6811 KRSITINESTAD400.00 | 0.2356 | -315.3847 | 2245 | 1929.6153 | 1694.0153 | 1694.0153
results439.txt | 6911 JYLKKÄ 400.00 | 0.4609 | -315.3847 | 2245 | 1929.6153 | 1468.7153 | 1468.7153
results439.txt | 9304 LUMIJÄRVI 400.00 | 0.5319 | -315.3847 | 2245 | 1929.6153 | 1397.7153 | 1397.7153
results439.txt | 9303 MUSALA 400.00 | 0.3269 | -315.3847 | 2245 | 1929.6153 | 1602.7153 | 1602.7153
results439.txt | 9305 KÄRPPIÖN 400.00 | 0.2475 | -315.3847 | 2245 | 1929.6153 | 1682.1153 | 1682.1153
results439.txt | 9306 HONKAJOEN 400.00 | 0.2126 | -315.3847 | 2245 | 1929.6153 | 1717.0153 | 1717.0153
results439.txt | 9308 ORIMATTILAN 400.00 | 0.1675 | -315.3847 | 2245 | 1929.6153 | 1762.1153 | 1762.1153
results439.txt | 9309 NAANTALINSAL400.00 | 0.1869 | -315.3847 | 2245 | 1929.6153 | 1742.7153 | 1742.7153
results440.txt | PTI INTERACTIVE POWER SYSTEM SIMULATOR--PSS(R)E MON, MAY 29 2023 |  | -314.2843 | 2245 | 1930.7156
results440.txt | SENSITIVITY FACTORS ARE CALCULATED WITH AC |  | -314.2843 | 2245 | 1930.7156
results440.txt | SUBSYSTEM 'RESERV' IS USED FOR OPPOSING SYSTEM FOR MW POWER |  | -314.2843 | 2245 | 1930.7156
results440.txt | SENSITIVITY FACTORS OF BRANCH FLOW (MVA) ON 6732 FLESAKER 400.00 TO 9013 HOF 400.00 7 MORE THAN | 0.1 | -314.2843 | 2245 | 1930.7156 | 1830.7157 | 1830.7157
results440.txt | <--------- BUS NAME --------> |  | -314.2843 | 2245 | 1930.7156
results440.txt | 6365 KRISTIANSAND400.00 | -0.1053 | -314.2843 | 2245 | 1930.7156 | 2036.0157 | 2036.0157
results440.txt | 6373 ARENDAL400 400.00 | -0.1316 | -314.2843 | 2245 | 1930.7156 | 2062.3157 | 2062.3157
results440.txt | 6372 ARENDAL300 400.00 | -0.1316 | -314.2843 | 2245 | 1930.7156 | 2062.3157 | 2062.3157
results440.txt | 6727 ROD400 400.00 | -0.136 | -314.2843 | 2245 | 1930.7156 | 2066.7157 | 2066.7157
results440.txt | 6726 ROD300 400.00 | -0.1364 | -314.2843 | 2245 | 1930.7156 | 2067.1157 | 2067.1157
results440.txt | 6728 GRENLAND 400.00 | -0.1583 | -314.2843 | 2245 | 1930.7156 | 2089.0157 | 2089.0157
results440.txt | 6730 BAMBLE400 400.00 | -0.1597 | -314.2843 | 2245 | 1930.7156 | 2090.4157 | 2090.4157
results440.txt | 6729 BAMBLE300 400.00 | -0.1597 | -314.2843 | 2245 | 1930.7156 | 2090.4157 | 2090.4157
results440.txt | 6738 TVEITEN 400.00 | -0.2665 | -314.2843 | 2245 | 1930.7156 | 2197.2157 | 2197.2157
results440.txt | 9012 BAMBLE 400.00 | -0.173 | -314.2843 | 2245 | 1930.7156 | 2103.7157 | 2103.7157
results440.txt | 9013 HOF 400.00 | -0.5934 | -314.2843 | 2245 | 1930.7156 | 1965.8843 | 1965.8843
results440.txt | 9014 HONNA 400.00 | -0.1082 | -314.2843 | 2245 | 1930.7156 | 2038.9157 | 2038.9157
results441.txt | PTI INTERACTIVE POWER SYSTEM SIMULATOR--PSS(R)E MON, MAY 29 2023 |  | -311.4162 | 2245 | 1933.5838
results441.txt | SENSITIVITY FACTORS ARE CALCULATED WITH AC |  | -311.4162 | 2245 | 1933.5838
results441.txt | SUBSYSTEM 'RESERV' IS USED FOR OPPOSING SYSTEM FOR MW POWER |  | -311.4162 | 2245 | 1933.5838
results441.txt | SENSITIVITY FACTORS OF BRANCH FLOW (MVA) ON 6553 NURMIJÄRVI 400.00 TO 6567 ANTTILA 400.00 3 MORE THAN | 0.1 | -311.4162 | 2245 | 1933.5838 | 1833.5838 | 1833.5838
results441.txt | <--------- BUS NAME --------> |  | -311.4162 | 2245 | 1933.5838
results441.txt | 6572 KYMI 400.00 | 0.1907 | -311.4162 | 2245 | 1933.5838 | 1742.8838 | 1742.8838
results441.txt | 6551 HIKIÄ 400.00 | -0.1151 | -311.4162 | 2245 | 1933.5838 | 2048.6838 | 2048.6838
results441.txt | 6552 TAMMISTO 400.00 | 0.1612 | -311.4162 | 2245 | 1933.5838 | 1772.3838 | 1772.3838
results441.txt | 6553 NURMIJÄRVI 400.00 | -0.3908 | -311.4162 | 2245 | 1933.5838 | 2165.6162 | 2165.6162
results441.txt | 6554 LÄNSISALMI 400.00 | 0.2276 | -311.4162 | 2245 | 1933.5838 | 1705.9838 | 1705.9838
results441.txt | 6556 ESPOO 400.00 | 0.1072 | -311.4162 | 2245 | 1933.5838 | 1826.3838 | 1826.3838
results441.txt | 6567 ANTTILA 400.00 | 0.3365 | -311.4162 | 2245 | 1933.5838 | 1597.0838 | 1597.0838
results441.txt | 6569 KORIA 400.00 | 0.1467 | -311.4162 | 2245 | 1933.5838 | 1786.8838 | 1786.8838
results441.txt | 6570 LOVIISA 400.00 | 0.2603 | -311.4162 | 2245 | 1933.5838 | 1673.2838 | 1673.2838
results442.txt | PTI INTERACTIVE POWER SYSTEM SIMULATOR--PSS(R)E MON, MAY 29 2023 |  | 308.6198 | 2245 | 1936.3802
results442.txt | SENSITIVITY FACTORS ARE CALCULATED WITH AC |  | 308.6198 | 2245 | 1936.3802
results442.txt | SUBSYSTEM 'RESERV' IS USED FOR OPPOSING SYSTEM FOR MW POWER |  | 308.6198 | 2245 | 1936.3802
results442.txt | SENSITIVITY FACTORS OF BRANCH FLOW (MVA) ON 6551 HIKIÄ 400.00 TO 6785 TOIVILA 400.00 6 MORE THAN | 0.1 | 308.6198 | 2245 | 1936.3802 | 1836.3802 | 1836.3802
results442.txt | <--------- BUS NAME --------> |  | 308.6198 | 2245 | 1936.3802
results442.txt | 6545 HUITTINEN 400.00 | 0.1063 | 308.6198 | 2245 | 1936.3802 | 1830.0802 | 1830.0802
results442.txt | 6572 KYMI 400.00 | 0.1735 | 308.6198 | 2245 | 1936.3802 | 1762.8802 | 1762.8802
results442.txt | 6546 SALO 400.00 | 0.1451 | 308.6198 | 2245 | 1936.3802 | 1791.2802 | 1791.2802
results442.txt | 6547 FORSSA 400.00 | 0.1437 | 308.6198 | 2245 | 1936.3802 | 1792.6802 | 1792.6802
results442.txt | 6550 KOPULA 400.00 | 0.1956 | 308.6198 | 2245 | 1936.3802 | 1740.7802 | 1740.7802
results442.txt | 6551 HIKIÄ 400.00 | 0.2253 | 308.6198 | 2245 | 1936.3802 | 1711.0802 | 1711.0802
results442.txt | 6552 TAMMISTO 400.00 | 0.1757 | 308.6198 | 2245 | 1936.3802 | 1760.6802 | 1760.6802
results442.txt | 6553 NURMIJÄRVI 400.00 | 0.2058 | 308.6198 | 2245 | 1936.3802 | 1730.5802 | 1730.5802
results442.txt | 6554 LÄNSISALMI 400.00 | 0.1793 | 308.6198 | 2245 | 1936.3802 | 1757.0802 | 1757.0802
results442.txt | 6555 INKOO 400.00 | 0.1639 | 308.6198 | 2245 | 1936.3802 | 1772.4802 | 1772.4802
results442.txt | 6556 ESPOO 400.00 | 0.1782 | 308.6198 | 2245 | 1936.3802 | 1758.1802 | 1758.1802
results442.txt | 6567 ANTTILA 400.00 | 0.1859 | 308.6198 | 2245 | 1936.3802 | 1750.4802 | 1750.4802
results442.txt | 6569 KORIA 400.00 | 0.1696 | 308.6198 | 2245 | 1936.3802 | 1766.7802 | 1766.7802
results442.txt | 6570 LOVIISA 400.00 | 0.1775 | 308.6198 | 2245 | 1936.3802 | 1758.8802 | 1758.8802
results442.txt | 6573 YLLIKKÄLÄ 400.00 | 0.1105 | 308.6198 | 2245 | 1936.3802 | 1825.8802 | 1825.8802
results442.txt | 6618 RAUMA 400.00 | 0.1011 | 308.6198 | 2245 | 1936.3802 | 1835.2802 | 1835.2802
results442.txt | 6621 LIETO 400.00 | 0.1358 | 308.6198 | 2245 | 1936.3802 | 1800.5802 | 1800.5802
results442.txt | 6783 PETÄJÄV400 400.00 | -0.1084 | 308.6198 | 2245 | 1936.3802 | 2044.7802 | 2044.7802
results442.txt | 6782 PETÄJÄV220 220.00 | -0.1084 | 308.6198 | 2245 | 1936.3802 | 2044.7802 | 2044.7802
results442.txt | 6784 JÄMSÄ 220.00 | -0.1093 | 308.6198 | 2245 | 1936.3802 | 2045.6802 | 2045.6802
results442.txt | 6785 TOIVILA 400.00 | -0.1733 | 308.6198 | 2245 | 1936.3802 | 2109.6802 | 2109.6802
results442.txt | 9308 ORIMATTILAN 400.00 | 0.197 | 308.6198 | 2245 | 1936.3802 | 1739.3802 | 1739.3802
results442.txt | 9309 NAANTALINSAL400.00 | 0.1358 | 308.6198 | 2245 | 1936.3802 | 1800.5802 | 1800.5802
results443.txt | PTI INTERACTIVE POWER SYSTEM SIMULATOR--PSS(R)E MON, MAY 29 2023 |  | 307.0105 | 2245 | 1937.9895
results443.txt | SENSITIVITY FACTORS ARE CALCULATED WITH AC |  | 307.0105 | 2245 | 1937.9895
results443.txt | SUBSYSTEM 'RESERV' IS USED FOR OPPOSING SYSTEM FOR MW POWER |  | 307.0105 | 2245 | 1937.9895
results443.txt | SENSITIVITY FACTORS OF BRANCH FLOW (MVA) ON 6780 ALAJÄRVI 400.00 TO 6789 VIHTAVUORI 400.00 2 MORE THAN | 0.1 | 307.0105 | 2245 | 1937.9895 | 1837.9895 | 1837.9895
results443.txt | <--------- BUS NAME --------> |  | 307.0105 | 2245 | 1937.9895
results443.txt | 6571 VISULAHTI 400.00 | -0.1431 | 307.0105 | 2245 | 1937.9895 | 2081.0895 | 2081.0895
results443.txt | 6573 YLLIKKÄLÄ 400.00 | -0.117 | 307.0105 | 2245 | 1937.9895 | 2054.9895 | 2054.9895
results443.txt | 6780 ALAJÄRVI 400.00 | 0.1945 | 307.0105 | 2245 | 1937.9895 | 1743.4895 | 1743.4895
results443.txt | 6783 PETÄJÄV400 400.00 | -0.1423 | 307.0105 | 2245 | 1937.9895 | 2080.2895 | 2080.2895
results443.txt | 6782 PETÄJÄV220 220.00 | -0.1423 | 307.0105 | 2245 | 1937.9895 | 2080.2895 | 2080.2895
results443.txt | 6784 JÄMSÄ 220.00 | -0.1435 | 307.0105 | 2245 | 1937.9895 | 2081.4895 | 2081.4895
results443.txt | 6788 ALAPITKÄ 400.00 | -0.1287 | 307.0105 | 2245 | 1937.9895 | 2066.6895 | 2066.6895
results443.txt | 6789 VIHTAVUORI 400.00 | -0.3345 | 307.0105 | 2245 | 1937.9895 | 2217.5105 | 2217.5105
results443.txt | 6790 HUUTOKOSKI 400.00 | -0.1747 | 307.0105 | 2245 | 1937.9895 | 2112.6895 | 2112.6895
results443.txt | 9307 KONTIOLAHTI 400.00 | -0.1509 | 307.0105 | 2245 | 1937.9895 | 2088.8895 | 2088.8895
results444.txt | PTI INTERACTIVE POWER SYSTEM SIMULATOR--PSS(R)E MON, MAY 29 2023 |  | 304.871 | 2245 | 1940.129
results444.txt | SENSITIVITY FACTORS ARE CALCULATED WITH AC |  | 304.871 | 2245 | 1940.129
results444.txt | SUBSYSTEM 'RESERV' IS USED FOR OPPOSING SYSTEM FOR MW POWER |  | 304.871 | 2245 | 1940.129
results444.txt | SENSITIVITY FACTORS OF BRANCH FLOW (MVA) ON 6918 PIKKARALA 400.00 TO 6920 PYHÄNSEL400 400.00 4 MORE THAN | 0.1 | 304.871 | 2245 | 1940.129 | 1840.129 | 1840.129
results444.txt | <--------- BUS NAME --------> |  | 304.871 | 2245 | 1940.129
results444.txt | 6571 VISULAHTI 400.00 | -0.2151 | 304.871 | 2245 | 1940.129 | 2155.229 | 2155.229
results444.txt | 6545 HUITTINEN 400.00 | -0.1243 | 304.871 | 2245 | 1940.129 | 2064.429 | 2064.429
results444.txt | 6572 KYMI 400.00 | -0.1634 | 304.871 | 2245 | 1940.129 | 2103.529 | 2103.529
results444.txt | 6546 SALO 400.00 | -0.1331 | 304.871 | 2245 | 1940.129 | 2073.229 | 2073.229
results444.txt | 6547 FORSSA 400.00 | -0.1325 | 304.871 | 2245 | 1940.129 | 2072.629 | 2072.629
results444.txt | 6548 KANGASALA 400.00 | -0.1308 | 304.871 | 2245 | 1940.129 | 2070.929 | 2070.929
results444.txt | 6549 LAVIANVOURI 400.00 | -0.136 | 304.871 | 2245 | 1940.129 | 2076.129 | 2076.129
results444.txt | 6550 KOPULA 400.00 | -0.1458 | 304.871 | 2245 | 1940.129 | 2085.929 | 2085.929
results444.txt | 6551 HIKIÄ 400.00 | -0.1478 | 304.871 | 2245 | 1940.129 | 2087.929 | 2087.929
results444.txt | 6552 TAMMISTO 400.00 | -0.1444 | 304.871 | 2245 | 1940.129 | 2084.529 | 2084.529
results444.txt | 6553 NURMIJÄRVI 400.00 | -0.1501 | 304.871 | 2245 | 1940.129 | 2090.229 | 2090.229
results444.txt | 6554 LÄNSISALMI 400.00 | -0.1472 | 304.871 | 2245 | 1940.129 | 2087.329 | 2087.329
results444.txt | 6555 INKOO 400.00 | -0.1391 | 304.871 | 2245 | 1940.129 | 2079.229 | 2079.229
results444.txt | 6556 ESPOO 400.00 | -0.1435 | 304.871 | 2245 | 1940.129 | 2083.629 | 2083.629
results444.txt | 6567 ANTTILA 400.00 | -0.1521 | 304.871 | 2245 | 1940.129 | 2092.229 | 2092.229
results444.txt | 6569 KORIA 400.00 | -0.1668 | 304.871 | 2245 | 1940.129 | 2106.929 | 2106.929
results444.txt | 6570 LOVIISA 400.00 | -0.1559 | 304.871 | 2245 | 1940.129 | 2096.029 | 2096.029
results444.txt | 6573 YLLIKKÄLÄ 400.00 | -0.1984 | 304.871 | 2245 | 1940.129 | 2138.529 | 2138.529
results444.txt | 6615 TAHKOLUOTO 400.00 | -0.1127 | 304.871 | 2245 | 1940.129 | 2052.829 | 2052.829
results444.txt | 6617 OLKILUOTO 400.00 | -0.118 | 304.871 | 2245 | 1940.129 | 2058.129 | 2058.129
results444.txt | 6618 RAUMA 400.00 | -0.1184 | 304.871 | 2245 | 1940.129 | 2058.529 | 2058.529
results444.txt | 6619 ULVILA 400.00 | -0.1135 | 304.871 | 2245 | 1940.129 | 2053.629 | 2053.629
results444.txt | 6621 LIETO 400.00 | -0.1299 | 304.871 | 2245 | 1940.129 | 2070.029 | 2070.029
results444.txt | 6779 UUSNIVALA 400.00 | 0.2273 | 304.871 | 2245 | 1940.129 | 1712.829 | 1712.829
results444.txt | 6783 PETÄJÄV400 400.00 | -0.1982 | 304.871 | 2245 | 1940.129 | 2138.329 | 2138.329
results444.txt | 6782 PETÄJÄV220 220.00 | -0.1982 | 304.871 | 2245 | 1940.129 | 2138.329 | 2138.329
results444.txt | 6784 JÄMSÄ 220.00 | -0.1998 | 304.871 | 2245 | 1940.129 | 2139.929 | 2139.929
results444.txt | 6785 TOIVILA 400.00 | -0.1677 | 304.871 | 2245 | 1940.129 | 2107.829 | 2107.829
results444.txt | 6786 HAAPAVESI 220.00 | -0.394 | 304.871 | 2245 | 1940.129 | 2155.871 | 2155.871
results444.txt | 6787 VUOLIJOKI 400.00 | -0.342 | 304.871 | 2245 | 1940.129 | 2207.871 | 2207.871
results444.txt | 6788 ALAPITKÄ 400.00 | -0.2823 | 304.871 | 2245 | 1940.129 | 2222.429 | 2222.429
results444.txt | 6789 VIHTAVUORI 400.00 | -0.167 | 304.871 | 2245 | 1940.129 | 2107.129 | 2107.129
results444.txt | 6790 HUUTOKOSKI 400.00 | -0.2351 | 304.871 | 2245 | 1940.129 | 2175.229 | 2175.229
results444.txt | 6903 SEITENOIKEA 220.00 | -0.3827 | 304.871 | 2245 | 1940.129 | 2167.171 | 2167.171
results444.txt | 6909 ISOHAARA 400.00 | 0.1651 | 304.871 | 2245 | 1940.129 | 1775.029 | 1775.029
results444.txt | 6910 SUBSTATION 400.00 | 0.1651 | 304.871 | 2245 | 1940.129 | 1775.029 | 1775.029
results444.txt | 6913 VANTTAUSKOSK220.00 | 0.1797 | 304.871 | 2245 | 1940.129 | 1760.429 | 1760.429
results444.txt | 6915 PIRITTIK400 400.00 | 0.1941 | 304.871 | 2245 | 1940.129 | 1746.029 | 1746.029
results444.txt | 6914 PIRITTK220 220.00 | 0.1801 | 304.871 | 2245 | 1940.129 | 1760.029 | 1760.029
results444.txt | 6916 SEITAKORVA 220.00 | 0.1791 | 304.871 | 2245 | 1940.129 | 1761.029 | 1761.029
results444.txt | 6917 ISOKANGAS 400.00 | -0.283 | 304.871 | 2245 | 1940.129 | 2223.129 | 2223.129
results444.txt | 6918 PIKKARALA 400.00 | 0.482 | 304.871 | 2245 | 1940.129 | 1458.129 | 1458.129
results444.txt | 6920 PYHÄNSEL400 400.00 | -0.4046 | 304.871 | 2245 | 1940.129 | 2145.271 | 2145.271
results444.txt | 6919 PYHÄNSEL220 220.00 | -0.4046 | 304.871 | 2245 | 1940.129 | 2145.271 | 2145.271
results444.txt | 6921 PYHÄKOSI 220.00 | -0.3969 | 304.871 | 2245 | 1940.129 | 2152.971 | 2152.971
results444.txt | 6922 UTANEN 220.00 | -0.393 | 304.871 | 2245 | 1940.129 | 2156.871 | 2156.871
results444.txt | 6923 NUOJA 220.00 | -0.3889 | 304.871 | 2245 | 1940.129 | 2160.971 | 2160.971
results444.txt | 6990 ISONIEMI 220.00 | 0.1226 | 304.871 | 2245 | 1940.129 | 1817.529 | 1817.529
results444.txt | 6992 IVALO 220.00 | 0.1558 | 304.871 | 2245 | 1940.129 | 1784.329 | 1784.329
results444.txt | 6993 KUOLAJÄRVI 220.00 | 0.1376 | 304.871 | 2245 | 1940.129 | 1802.529 | 1802.529
results444.txt | 6994 VAJUKOSKI 220.00 | 0.147 | 304.871 | 2245 | 1940.129 | 1793.129 | 1793.129
results444.txt | 6995 KOKKOSNIVA 220.00 | 0.1586 | 304.871 | 2245 | 1940.129 | 1781.529 | 1781.529
results444.txt | 7010 VARANGERBOT 220.00 | 0.1639 | 304.871 | 2245 | 1940.129 | 1776.229 | 1776.229
results444.txt | 7018 UTSJOKI 220.00 | 0.1624 | 304.871 | 2245 | 1940.129 | 1777.729 | 1777.729
results444.txt | 8579 JOINT 220.00 | -0.3932 | 304.871 | 2245 | 1940.129 | 2156.671 | 2156.671
results444.txt | 7140 JOINT 220.00 | 0.1622 | 304.871 | 2245 | 1940.129 | 1777.929 | 1777.929
results444.txt | 9301 KEMIJÄRVI 220.00 | 0.1753 | 304.871 | 2245 | 1940.129 | 1764.829 | 1764.829
results444.txt | 9302 KEMINMAA 400.00 | -0.2295 | 304.871 | 2245 | 1940.129 | 2169.629 | 2169.629
results444.txt | 9306 HONKAJOEN 400.00 | -0.1048 | 304.871 | 2245 | 1940.129 | 2044.929 | 2044.929
results444.txt | 9307 KONTIOLAHTI 400.00 | -0.2573 | 304.871 | 2245 | 1940.129 | 2197.429 | 2197.429
results444.txt | 9308 ORIMATTILAN 400.00 | -0.1568 | 304.871 | 2245 | 1940.129 | 2096.929 | 2096.929
results444.txt | 9309 NAANTALINSAL400.00 | -0.1298 | 304.871 | 2245 | 1940.129 | 2069.929 | 2069.929
results445.txt | PTI INTERACTIVE POWER SYSTEM SIMULATOR--PSS(R)E MON, MAY 29 2023 |  | 304.2486 | 2245 | 1940.7514
results445.txt | SENSITIVITY FACTORS ARE CALCULATED WITH AC |  | 304.2486 | 2245 | 1940.7514
results445.txt | SUBSYSTEM 'RESERV' IS USED FOR OPPOSING SYSTEM FOR MW POWER |  | 304.2486 | 2245 | 1940.7514
results445.txt | SENSITIVITY FACTORS OF BRANCH FLOW (MVA) ON 6360 KJELLAND 400.00 TO 6362 FEDA300 400.00 2 MORE THAN | 0.1 | 304.2486 | 2245 | 1940.7514 | 1840.7514 | 1840.7514
results445.txt | <--------- BUS NAME --------> |  | 304.2486 | 2245 | 1940.7514
results445.txt | 6356 BJERKREIM 400.00 | 0.4287 | 304.2486 | 2245 | 1940.7514 | 1512.0514 | 1512.0514
results445.txt | 6360 KJELLAND 400.00 | 0.6507 | 304.2486 | 2245 | 1940.7514 | 1290.0514 | 1290.0514
results445.txt | 6363 FEDA400 400.00 | -0.1728 | 304.2486 | 2245 | 1940.7514 | 2113.5514 | 2113.5514
results445.txt | 6362 FEDA300 400.00 | -0.1759 | 304.2486 | 2245 | 1940.7514 | 2116.6514 | 2116.6514
results445.txt | 6364 LISTAWIND 400.00 | -0.1759 | 304.2486 | 2245 | 1940.7514 | 2116.6514 | 2116.6514
results445.txt | 6688 STOKKELAND 400.00 | 0.1921 | 304.2486 | 2245 | 1940.7514 | 1748.6514 | 1748.6514
results445.txt | 6690 HOG-JAERN400400.00 | 0.1911 | 304.2486 | 2245 | 1940.7514 | 1749.6514 | 1749.6514
results445.txt | 6689 HOG-JAERN300400.00 | 0.1921 | 304.2486 | 2245 | 1940.7514 | 1748.6514 | 1748.6514
results445.txt | 6754 STOLAHELA 400.00 | 0.1921 | 304.2486 | 2245 | 1940.7514 | 1748.6514 | 1748.6514
results446.txt | PTI INTERACTIVE POWER SYSTEM SIMULATOR--PSS(R)E MON, MAY 29 2023 |  | 304.1748 | 2245 | 1940.8252
results446.txt | SENSITIVITY FACTORS ARE CALCULATED WITH AC |  | 304.1748 | 2245 | 1940.8252
results446.txt | SUBSYSTEM 'RESERV' IS USED FOR OPPOSING SYSTEM FOR MW POWER |  | 304.1748 | 2245 | 1940.8252
results446.txt | SENSITIVITY FACTORS OF BRANCH FLOW (MVA) ON 6867 STRINDA 400.00 TO 6871 EIDUM400 400.00 4 MORE THAN | 0.1 | 304.1748 | 2245 | 1940.8252 | 1840.8252 | 1840.8252
results446.txt | <--------- BUS NAME --------> |  | 304.1748 | 2245 | 1940.8252
results446.txt | 6812 OGNDAL 400.00 | -0.2447 | 304.1748 | 2245 | 1940.8252 | 2185.5252 | 2185.5252
results446.txt | 6814 VERDAL400 400.00 | -0.2757 | 304.1748 | 2245 | 1940.8252 | 2216.5252 | 2216.5252
results446.txt | 6813 VERDAL300 400.00 | -0.2757 | 304.1748 | 2245 | 1940.8252 | 2216.5252 | 2216.5252
results446.txt | 6867 STRINDA 400.00 | 0.2737 | 304.1748 | 2245 | 1940.8252 | 1667.1252 | 1667.1252
results446.txt | 6871 EIDUM400 400.00 | -0.3386 | 304.1748 | 2245 | 1940.8252 | 2210.5748 | 2210.5748
results446.txt | 6870 EIDUM300 400.00 | -0.3386 | 304.1748 | 2245 | 1940.8252 | 2210.5748 | 2210.5748
results446.txt | 6936 NEDRERÖS400 400.00 | -0.1345 | 304.1748 | 2245 | 1940.8252 | 2075.3252 | 2075.3252
results446.txt | 6935 NEDRERÖS300 400.00 | -0.1346 | 304.1748 | 2245 | 1940.8252 | 2075.4252 | 2075.4252
results446.txt | 6934 NEDRERÖS220 220.00 | -0.1169 | 304.1748 | 2245 | 1940.8252 | 2057.7252 | 2057.7252
results446.txt | 6937 MARKA 400.00 | -0.1404 | 304.1748 | 2245 | 1940.8252 | 2081.2252 | 2081.2252
results446.txt | 6938 NAMSOS 400.00 | -0.1696 | 304.1748 | 2245 | 1940.8252 | 2110.4252 | 2110.4252
results446.txt | 6939 KOLSVIK 400.00 | -0.1526 | 304.1748 | 2245 | 1940.8252 | 2093.4252 | 2093.4252
results446.txt | 6940 NAMSKOGEN 400.00 | -0.1527 | 304.1748 | 2245 | 1940.8252 | 2093.5252 | 2093.5252
results446.txt | 6942 TUNNSJO400 400.00 | -0.1574 | 304.1748 | 2245 | 1940.8252 | 2098.2252 | 2098.2252
results446.txt | 6941 TUNNSJO300 400.00 | -0.1574 | 304.1748 | 2245 | 1940.8252 | 2098.2252 | 2098.2252
results446.txt | 6944 RANA 400.00 | -0.1309 | 304.1748 | 2245 | 1940.8252 | 2071.7252 | 2071.7252
results446.txt | 7006 SVARTISEN 400.00 | -0.1238 | 304.1748 | 2245 | 1940.8252 | 2064.6252 | 2064.6252
results446.txt | 7007 KOBBELV 400.00 | -0.1037 | 304.1748 | 2245 | 1940.8252 | 2044.5252 | 2044.5252
results446.txt | 7008 SALTEN 400.00 | -0.1084 | 304.1748 | 2245 | 1940.8252 | 2049.2252 | 2049.2252
results446.txt | 9006 TROFORS 400.00 | -0.1442 | 304.1748 | 2245 | 1940.8252 | 2085.0252 | 2085.0252
results447.txt | PTI INTERACTIVE POWER SYSTEM SIMULATOR--PSS(R)E MON, MAY 29 2023 |  | 302.9754 | 2245 | 1942.0246
results447.txt | SENSITIVITY FACTORS ARE CALCULATED WITH AC |  | 302.9754 | 2245 | 1942.0246
results447.txt | SUBSYSTEM 'RESERV' IS USED FOR OPPOSING SYSTEM FOR MW POWER |  | 302.9754 | 2245 | 1942.0246
results447.txt | SENSITIVITY FACTORS OF BRANCH FLOW (MVA) ON 6345 GLAN 400.00 TO 6348 OSKARSHAMN 400.00 2 MORE THAN | 0.1 | 302.9754 | 2245 | 1942.0246 | 1842.0246 | 1842.0246
results447.txt | <--------- BUS NAME --------> |  | 302.9754 | 2245 | 1942.0246
results447.txt | 5624 HERSLEV 400.00 | -0.1167 | 302.9754 | 2245 | 1942.0246 | 2058.7246 | 2058.7246
results447.txt | 5642 HOVEGARD 400.00 | -0.1165 | 302.9754 | 2245 | 1942.0246 | 2058.5246 | 2058.5246
results447.txt | 5646 BJAEVERSKOV4400.00 | -0.1164 | 302.9754 | 2245 | 1942.0246 | 2058.4246 | 2058.4246
results447.txt | 5645 BJAEVERSKOV2220.00 | -0.1162 | 302.9754 | 2245 | 1942.0246 | 2058.2246 | 2058.2246
results447.txt | 5657 ISHOJ400 400.00 | -0.1165 | 302.9754 | 2245 | 1942.0246 | 2058.5246 | 2058.5246
results447.txt | 5656 ISHOJ220 220.00 | -0.1167 | 302.9754 | 2245 | 1942.0246 | 2058.7246 | 2058.7246
results447.txt | 5660 AVEDOREVERK 400.00 | -0.1166 | 302.9754 | 2245 | 1942.0246 | 2058.6246 | 2058.6246
results447.txt | 5662 ORSTEDSVERKE400.00 | -0.1167 | 302.9754 | 2245 | 1942.0246 | 2058.7246 | 2058.7246
results447.txt | 5671 SEGE 400.00 | -0.144 | 302.9754 | 2245 | 1942.0246 | 2086.0246 | 2086.0246
results447.txt | 5672 ARRIE 400.00 | -0.1439 | 302.9754 | 2245 | 1942.0246 | 2085.9246 | 2085.9246
results447.txt | 5673 KRUSEBERG 400.00 | -0.1439 | 302.9754 | 2245 | 1942.0246 | 2085.9246 | 2085.9246
results447.txt | 5676 WIND FARM 220.00 | -0.1143 | 302.9754 | 2245 | 1942.0246 | 2056.3246 | 2056.3246
results447.txt | 5845 ASNAESVERK 400.00 | -0.1166 | 302.9754 | 2245 | 1942.0246 | 2058.6246 | 2058.6246
results447.txt | 6319 KYNDBYVERKER400.00 | -0.1164 | 302.9754 | 2245 | 1942.0246 | 2058.4246 | 2058.4246
results447.txt | 6324 GORLOSEGARD 400.00 | -0.116 | 302.9754 | 2245 | 1942.0246 | 2058.0246 | 2058.0246
results447.txt | 6330 GELNTEGARD2 400.00 | -0.117 | 302.9754 | 2245 | 1942.0246 | 2059.0246 | 2059.0246
results447.txt | 6334 GLENTEGARD 400.00 | -0.1172 | 302.9754 | 2245 | 1942.0246 | 2059.2246 | 2059.2246
results447.txt | 6335 SODERASEN 400.00 | -0.1146 | 302.9754 | 2245 | 1942.0246 | 2056.6246 | 2056.6246
results447.txt | 6337 BARSEBACK 400.00 | -0.14 | 302.9754 | 2245 | 1942.0246 | 2082.0246 | 2082.0246
results447.txt | 6338 HURVA 400.00 | -0.1534 | 302.9754 | 2245 | 1942.0246 | 2095.4246 | 2095.4246
results447.txt | 6348 OSKARSHAMN 400.00 | -0.2762 | 302.9754 | 2245 | 1942.0246 | 2218.2246 | 2218.2246
results447.txt | 6349 ALVESTA 400.00 | -0.1689 | 302.9754 | 2245 | 1942.0246 | 2110.9246 | 2110.9246
results447.txt | 6350 HEMSJO 400.00 | -0.1974 | 302.9754 | 2245 | 1942.0246 | 2139.4246 | 2139.4246
results447.txt | 6351 KARLSHAMN 400.00 | -0.1973 | 302.9754 | 2245 | 1942.0246 | 2139.3246 | 2139.3246
results447.txt | 6354 NYBRO 400.00 | -0.2269 | 302.9754 | 2245 | 1942.0246 | 2168.9246 | 2168.9246
results447.txt | 7429 JOINT 220.00 | -0.1145 | 302.9754 | 2245 | 1942.0246 | 2056.5246 | 2056.5246
results447.txt | 9401 HAGESKRUV 400.00 | -0.2224 | 302.9754 | 2245 | 1942.0246 | 2164.4246 | 2164.4246
results448.txt | PTI INTERACTIVE POWER SYSTEM SIMULATOR--PSS(R)E MON, MAY 29 2023 |  | -55.4986 | 2000 | 1944.5014
results448.txt | SENSITIVITY FACTORS ARE CALCULATED WITH AC |  | -55.4986 | 2000 | 1944.5014
results448.txt | SUBSYSTEM 'RESERV' IS USED FOR OPPOSING SYSTEM FOR MW POWER |  | -55.4986 | 2000 | 1944.5014
results448.txt | SENSITIVITY FACTORS OF BRANCH FLOW (MVA) ON 6593 HAMRA220 220.00 TO 6594 HAMRA400 400.00 1 MORE THAN | 0.1 | -55.4986 | 2000 | 1944.5014 | 1844.5014 | 1844.5014
results448.txt | <--------- BUS NAME --------> |  | -55.4986 | 2000 | 1944.5014
results448.txt | 6593 HAMRA220 220.00 | -0.5079 | -55.4986 | 2000 | 1944.5014 | 1547.5986 | 1547.5986
results448.txt | 6598 BOLANDERNA 220.00 | -0.1097 | -55.4986 | 2000 | 1944.5014 | 1945.7986 | 1945.7986
results448.txt | 6599 PLENNINGE 220.00 | -0.1095 | -55.4986 | 2000 | 1944.5014 | 1945.9986 | 1945.9986
results448.txt | 6601 KOLBOTTEN220220.00 | -0.1464 | -55.4986 | 2000 | 1944.5014 | 1909.0986 | 1909.0986
results448.txt | 6604 STOCKHOLM220220.00 | -0.1775 | -55.4986 | 2000 | 1944.5014 | 1877.9986 | 1877.9986
results448.txt | 6607 EKUDDEN220 220.00 | -0.1615 | -55.4986 | 2000 | 1944.5014 | 1893.9986 | 1893.9986
results448.txt | 6609 SOLBERGA 220.00 | -0.1616 | -55.4986 | 2000 | 1944.5014 | 1893.8986 | 1893.8986
results448.txt | 6614 VALLENTUNA 220.00 | -0.1787 | -55.4986 | 2000 | 1944.5014 | 1876.7986 | 1876.7986
results449.txt | PTI INTERACTIVE POWER SYSTEM SIMULATOR--PSS(R)E MON, MAY 29 2023 |  | 300.4572 | 2245 | 1944.5428
results449.txt | SENSITIVITY FACTORS ARE CALCULATED WITH AC |  | 300.4572 | 2245 | 1944.5428
results449.txt | SUBSYSTEM 'RESERV' IS USED FOR OPPOSING SYSTEM FOR MW POWER |  | 300.4572 | 2245 | 1944.5428
results449.txt | SENSITIVITY FACTORS OF BRANCH FLOW (MVA) ON 6594 HAMRA400 400.00 TO 8861 JOINT 400.00 3 MORE THAN | 0.1 | 300.4572 | 2245 | 1944.5428 | 1844.5428 | 1844.5428
results449.txt | <--------- BUS NAME --------> |  | 300.4572 | 2245 | 1944.5428
results449.txt | 6589 DANNEBO 400.00 | -0.1359 | 300.4572 | 2245 | 1944.5428 | 2080.4428 | 2080.4428
results449.txt | 6591 FORSMARK 400.00 | -0.1355 | 300.4572 | 2245 | 1944.5428 | 2080.0428 | 2080.0428
results449.txt | 6594 HAMRA400 400.00 | 0.1369 | 300.4572 | 2245 | 1944.5428 | 1807.6428 | 1807.6428
results449.txt | 6595 BREDAKER 220.00 | -0.1061 | 300.4572 | 2245 | 1944.5428 | 2050.6428 | 2050.6428
results449.txt | 6597 TUNA400 400.00 | -0.1531 | 300.4572 | 2245 | 1944.5428 | 2097.6428 | 2097.6428
results449.txt | 6596 TUNA220 220.00 | -0.1235 | 300.4572 | 2245 | 1944.5428 | 2068.0428 | 2068.0428
results449.txt | 6598 BOLANDERNA 220.00 | -0.1243 | 300.4572 | 2245 | 1944.5428 | 2068.8428 | 2068.8428
results449.txt | 6599 PLENNINGE 220.00 | -0.124 | 300.4572 | 2245 | 1944.5428 | 2068.5428 | 2068.5428
results449.txt | 6602 KOLBOTTEN400400.00 | -0.2742 | 300.4572 | 2245 | 1944.5428 | 2218.7428 | 2218.7428
results449.txt | 6601 KOLBOTTEN220220.00 | -0.1785 | 300.4572 | 2245 | 1944.5428 | 2123.0428 | 2123.0428
results449.txt | 6603 ODENSALA 400.00 | -0.1979 | 300.4572 | 2245 | 1944.5428 | 2142.4428 | 2142.4428
results449.txt | 6605 STOCKHOLM400400.00 | -0.1871 | 300.4572 | 2245 | 1944.5428 | 2131.6428 | 2131.6428
results449.txt | 6604 STOCKHOLM220220.00 | -0.155 | 300.4572 | 2245 | 1944.5428 | 2099.5428 | 2099.5428
results449.txt | 6606 HALL 400.00 | -0.25 | 300.4572 | 2245 | 1944.5428 | 2194.5428 | 2194.5428
results449.txt | 6608 EKUDDEN400 400.00 | -0.2441 | 300.4572 | 2245 | 1944.5428 | 2188.6428 | 2188.6428
results449.txt | 6607 EKUDDEN220 220.00 | -0.1644 | 300.4572 | 2245 | 1944.5428 | 2108.9428 | 2108.9428
results449.txt | 6609 SOLBERGA 220.00 | -0.1645 | 300.4572 | 2245 | 1944.5428 | 2109.0428 | 2109.0428
results449.txt | 6610 GRASKA 220.00 | -0.1248 | 300.4572 | 2245 | 1944.5428 | 2069.3428 | 2069.3428
results449.txt | 6611 HALLSTAVIK 220.00 | -0.1247 | 300.4572 | 2245 | 1944.5428 | 2069.2428 | 2069.2428
results449.txt | 6613 MALSTA 220.00 | -0.1253 | 300.4572 | 2245 | 1944.5428 | 2069.8428 | 2069.8428
results449.txt | 6614 VALLENTUNA 220.00 | -0.1561 | 300.4572 | 2245 | 1944.5428 | 2100.6428 | 2100.6428
results449.txt | 8861 JOINT 400.00 | -0.3107 | 300.4572 | 2245 | 1944.5428 | 2234.7572 | 2234.7572
results449.txt | 1051 SUBSTATION 400.00 | -0.1355 | 300.4572 | 2245 | 1944.5428 | 2080.0428 | 2080.0428
results450.txt | PTI INTERACTIVE POWER SYSTEM SIMULATOR--PSS(R)E MON, MAY 29 2023 |  | 300.1775 | 2245 | 1944.8225
results450.txt | SENSITIVITY FACTORS ARE CALCULATED WITH AC |  | 300.1775 | 2245 | 1944.8225
results450.txt | SUBSYSTEM 'RESERV' IS USED FOR OPPOSING SYSTEM FOR MW POWER |  | 300.1775 | 2245 | 1944.8225
results450.txt | SENSITIVITY FACTORS OF BRANCH FLOW (MVA) ON 5671 SEGE 400.00 TO 6337 BARSEBACK 400.00 2 MORE THAN | 0.1 | 300.1775 | 2245 | 1944.8225 | 1844.8225 | 1844.8225
results450.txt | <--------- BUS NAME --------> |  | 300.1775 | 2245 | 1944.8225
results450.txt | 5624 HERSLEV 400.00 | -0.174 | 300.1775 | 2245 | 1944.8225 | 2118.8225 | 2118.8225
results450.txt | 5642 HOVEGARD 400.00 | -0.1738 | 300.1775 | 2245 | 1944.8225 | 2118.6225 | 2118.6225
results450.txt | 5646 BJAEVERSKOV4400.00 | -0.1737 | 300.1775 | 2245 | 1944.8225 | 2118.5225 | 2118.5225
results450.txt | 5645 BJAEVERSKOV2220.00 | -0.1734 | 300.1775 | 2245 | 1944.8225 | 2118.2225 | 2118.2225
results450.txt | 5657 ISHOJ400 400.00 | -0.1738 | 300.1775 | 2245 | 1944.8225 | 2118.6225 | 2118.6225
results450.txt | 5656 ISHOJ220 220.00 | -0.1741 | 300.1775 | 2245 | 1944.8225 | 2118.9225 | 2118.9225
results450.txt | 5660 AVEDOREVERK 400.00 | -0.1739 | 300.1775 | 2245 | 1944.8225 | 2118.7225 | 2118.7225
results450.txt | 5662 ORSTEDSVERKE400.00 | -0.1741 | 300.1775 | 2245 | 1944.8225 | 2118.9225 | 2118.9225
results450.txt | 5671 SEGE 400.00 | 0.5856 | 300.1775 | 2245 | 1944.8225 | 1359.2225 | 1359.2225
results450.txt | 5672 ARRIE 400.00 | 0.5855 | 300.1775 | 2245 | 1944.8225 | 1359.3225 | 1359.3225
results450.txt | 5673 KRUSEBERG 400.00 | 0.5855 | 300.1775 | 2245 | 1944.8225 | 1359.3225 | 1359.3225
results450.txt | 5676 WIND FARM 220.00 | -0.1707 | 300.1775 | 2245 | 1944.8225 | 2115.5225 | 2115.5225
results450.txt | 5845 ASNAESVERK 400.00 | -0.1739 | 300.1775 | 2245 | 1944.8225 | 2118.7225 | 2118.7225
results450.txt | 6319 KYNDBYVERKER400.00 | -0.1737 | 300.1775 | 2245 | 1944.8225 | 2118.5225 | 2118.5225
results450.txt | 6324 GORLOSEGARD 400.00 | -0.1731 | 300.1775 | 2245 | 1944.8225 | 2117.9225 | 2117.9225
results450.txt | 6330 GELNTEGARD2 400.00 | -0.1746 | 300.1775 | 2245 | 1944.8225 | 2119.4225 | 2119.4225
results450.txt | 6334 GLENTEGARD 400.00 | -0.1748 | 300.1775 | 2245 | 1944.8225 | 2119.6225 | 2119.6225
results450.txt | 6335 SODERASEN 400.00 | -0.1711 | 300.1775 | 2245 | 1944.8225 | 2115.9225 | 2115.9225
results450.txt | 6337 BARSEBACK 400.00 | -0.2306 | 300.1775 | 2245 | 1944.8225 | 2175.4225 | 2175.4225
results450.txt | 6338 HURVA 400.00 | 0.193 | 300.1775 | 2245 | 1944.8225 | 1751.8225 | 1751.8225
results450.txt | 6349 ALVESTA 400.00 | 0.1103 | 300.1775 | 2245 | 1944.8225 | 1834.5225 | 1834.5225
results450.txt | 6350 HEMSJO 400.00 | 0.1273 | 300.1775 | 2245 | 1944.8225 | 1817.5225 | 1817.5225
results450.txt | 6351 KARLSHAMN 400.00 | 0.1272 | 300.1775 | 2245 | 1944.8225 | 1817.6225 | 1817.6225
results450.txt | 6354 NYBRO 400.00 | 0.1136 | 300.1775 | 2245 | 1944.8225 | 1831.2225 | 1831.2225
results450.txt | 7429 JOINT 220.00 | -0.1709 | 300.1775 | 2245 | 1944.8225 | 2115.7225 | 2115.7225
results450.txt | 1052 BREARED 400.00 | -0.1078 | 300.1775 | 2245 | 1944.8225 | 2052.6225 | 2052.6225
results450.txt | 1053 HÄRADSBO 400.00 | -0.1051 | 300.1775 | 2245 | 1944.8225 | 2049.9225 | 2049.9225
results451.txt | PTI INTERACTIVE POWER SYSTEM SIMULATOR--PSS(R)E MON, MAY 29 2023 |  | 299.7435 | 2245 | 1945.2565
results451.txt | SENSITIVITY FACTORS ARE CALCULATED WITH AC |  | 299.7435 | 2245 | 1945.2565
results451.txt | SUBSYSTEM 'RESERV' IS USED FOR OPPOSING SYSTEM FOR MW POWER |  | 299.7435 | 2245 | 1945.2565
results451.txt | SENSITIVITY FACTORS OF BRANCH FLOW (MVA) ON 6345 GLAN 400.00 TO 6346 KIMSTAD 400.00 1 MORE THAN | 0.1 | 299.7435 | 2245 | 1945.2565 | 1845.2565 | 1845.2565
results451.txt | <--------- BUS NAME --------> |  | 299.7435 | 2245 | 1945.2565
results451.txt | 6340 MOHOLM 220.00 | 0.1197 | 299.7435 | 2245 | 1945.2565 | 1825.5565 | 1825.5565
results451.txt | 6341 KOLSTAD 400.00 | -0.1317 | 299.7435 | 2245 | 1945.2565 | 2076.9565 | 2076.9565
results451.txt | 6345 GLAN 400.00 | -0.2704 | 299.7435 | 2245 | 1945.2565 | 2215.6565 | 2215.6565
results451.txt | 6346 KIMSTAD 400.00 | 0.5263 | 299.7435 | 2245 | 1945.2565 | 1418.9565 | 1418.9565
results451.txt | 6600 AKER 400.00 | -0.1427 | 299.7435 | 2245 | 1945.2565 | 2087.9565 | 2087.9565
results451.txt | 6641 HALLSBERG400400.00 | 0.114 | 299.7435 | 2245 | 1945.2565 | 1831.2565 | 1831.2565
results451.txt | 6640 HALLSBERG220220.00 | 0.114 | 299.7435 | 2245 | 1945.2565 | 1831.2565 | 1831.2565
results451.txt | 6646 HEDENLUNDA 400.00 | -0.2005 | 299.7435 | 2245 | 1945.2565 | 2145.7565 | 2145.7565
results452.txt | PTI INTERACTIVE POWER SYSTEM SIMULATOR--PSS(R)E MON, MAY 29 2023 |  | -299.6169 | 2245 | 1945.3831
results452.txt | SENSITIVITY FACTORS ARE CALCULATED WITH AC |  | -299.6169 | 2245 | 1945.3831
results452.txt | SUBSYSTEM 'RESERV' IS USED FOR OPPOSING SYSTEM FOR MW POWER |  | -299.6169 | 2245 | 1945.3831
results452.txt | SENSITIVITY FACTORS OF BRANCH FLOW (MVA) ON 6787 VUOLIJOKI 400.00 TO 6920 PYHÄNSEL400 400.00 1 MORE THAN | 0.1 | -299.6169 | 2245 | 1945.3831 | 1845.3831 | 1845.3831
results452.txt | <--------- BUS NAME --------> |  | -299.6169 | 2245 | 1945.3831
results452.txt | 6571 VISULAHTI 400.00 | -0.2213 | -299.6169 | 2245 | 1945.3831 | 2166.6831 | 2166.6831
results452.txt | 6545 HUITTINEN 400.00 | -0.1128 | -299.6169 | 2245 | 1945.3831 | 2058.1831 | 2058.1831
results452.txt | 6572 KYMI 400.00 | -0.1518 | -299.6169 | 2245 | 1945.3831 | 2097.1831 | 2097.1831
results452.txt | 6546 SALO 400.00 | -0.12 | -299.6169 | 2245 | 1945.3831 | 2065.3831 | 2065.3831
results452.txt | 6547 FORSSA 400.00 | -0.1189 | -299.6169 | 2245 | 1945.3831 | 2064.2831 | 2064.2831
results452.txt | 6548 KANGASALA 400.00 | -0.1132 | -299.6169 | 2245 | 1945.3831 | 2058.5831 | 2058.5831
results452.txt | 6549 LAVIANVOURI 400.00 | -0.1179 | -299.6169 | 2245 | 1945.3831 | 2063.2831 | 2063.2831
results452.txt | 6550 KOPULA 400.00 | -0.1291 | -299.6169 | 2245 | 1945.3831 | 2074.4831 | 2074.4831
results452.txt | 6551 HIKIÄ 400.00 | -0.1284 | -299.6169 | 2245 | 1945.3831 | 2073.7831 | 2073.7831
results452.txt | 6552 TAMMISTO 400.00 | -0.1296 | -299.6169 | 2245 | 1945.3831 | 2074.9831 | 2074.9831
results452.txt | 6553 NURMIJÄRVI 400.00 | -0.1331 | -299.6169 | 2245 | 1945.3831 | 2078.4831 | 2078.4831
results452.txt | 6554 LÄNSISALMI 400.00 | -0.1324 | -299.6169 | 2245 | 1945.3831 | 2077.7831 | 2077.7831
results452.txt | 6555 INKOO 400.00 | -0.1248 | -299.6169 | 2245 | 1945.3831 | 2070.1831 | 2070.1831
results452.txt | 6556 ESPOO 400.00 | -0.1283 | -299.6169 | 2245 | 1945.3831 | 2073.6831 | 2073.6831
results452.txt | 6567 ANTTILA 400.00 | -0.1375 | -299.6169 | 2245 | 1945.3831 | 2082.8831 | 2082.8831
results452.txt | 6569 KORIA 400.00 | -0.156 | -299.6169 | 2245 | 1945.3831 | 2101.3831 | 2101.3831
results452.txt | 6570 LOVIISA 400.00 | -0.1429 | -299.6169 | 2245 | 1945.3831 | 2088.2831 | 2088.2831
results452.txt | 6573 YLLIKKÄLÄ 400.00 | -0.1985 | -299.6169 | 2245 | 1945.3831 | 2143.8831 | 2143.8831
results452.txt | 6615 TAHKOLUOTO 400.00 | -0.1055 | -299.6169 | 2245 | 1945.3831 | 2050.8831 | 2050.8831
results452.txt | 6617 OLKILUOTO 400.00 | -0.1086 | -299.6169 | 2245 | 1945.3831 | 2053.9831 | 2053.9831
results452.txt | 6618 RAUMA 400.00 | -0.1088 | -299.6169 | 2245 | 1945.3831 | 2054.1831 | 2054.1831
results452.txt | 6619 ULVILA 400.00 | -0.1064 | -299.6169 | 2245 | 1945.3831 | 2051.7831 | 2051.7831
results452.txt | 6621 LIETO 400.00 | -0.1174 | -299.6169 | 2245 | 1945.3831 | 2062.7831 | 2062.7831
results452.txt | 6783 PETÄJÄV400 400.00 | -0.1101 | -299.6169 | 2245 | 1945.3831 | 2055.4831 | 2055.4831
results452.txt | 6782 PETÄJÄV220 220.00 | -0.1101 | -299.6169 | 2245 | 1945.3831 | 2055.4831 | 2055.4831
results452.txt | 6784 JÄMSÄ 220.00 | -0.111 | -299.6169 | 2245 | 1945.3831 | 2056.3831 | 2056.3831
results452.txt | 6785 TOIVILA 400.00 | -0.1144 | -299.6169 | 2245 | 1945.3831 | 2059.7831 | 2059.7831
results452.txt | 6787 VUOLIJOKI 400.00 | -0.3985 | -299.6169 | 2245 | 1945.3831 | 2146.1169 | 2146.1169
results452.txt | 6788 ALAPITKÄ 400.00 | -0.3147 | -299.6169 | 2245 | 1945.3831 | 2229.9169 | 2229.9169
results452.txt | 6789 VIHTAVUORI 400.00 | -0.1531 | -299.6169 | 2245 | 1945.3831 | 2098.4831 | 2098.4831
results452.txt | 6790 HUUTOKOSKI 400.00 | -0.2486 | -299.6169 | 2245 | 1945.3831 | 2193.9831 | 2193.9831
results452.txt | 9306 HONKAJOEN 400.00 | -0.1027 | -299.6169 | 2245 | 1945.3831 | 2048.0831 | 2048.0831
results452.txt | 9307 KONTIOLAHTI 400.00 | -0.2801 | -299.6169 | 2245 | 1945.3831 | 2225.4831 | 2225.4831
results452.txt | 9308 ORIMATTILAN 400.00 | -0.1418 | -299.6169 | 2245 | 1945.3831 | 2087.1831 | 2087.1831
results452.txt | 9309 NAANTALINSAL400.00 | -0.1174 | -299.6169 | 2245 | 1945.3831 | 2062.7831 | 2062.7831
results453.txt | PTI INTERACTIVE POWER SYSTEM SIMULATOR--PSS(R)E MON, MAY 29 2023 |  | 298.8374 | 2245 | 1946.1626
results453.txt | SENSITIVITY FACTORS ARE CALCULATED WITH AC |  | 298.8374 | 2245 | 1946.1626
results453.txt | SUBSYSTEM 'RESERV' IS USED FOR OPPOSING SYSTEM FOR MW POWER |  | 298.8374 | 2245 | 1946.1626
results453.txt | SENSITIVITY FACTORS OF BRANCH FLOW (MVA) ON 6697 LYSE300 400.00 TO 6698 LYSE400 400.00 6 MORE THAN | 0.1 | 298.8374 | 2245 | 1946.1626 | 1846.1626 | 1846.1626
results453.txt | <--------- BUS NAME --------> |  | 298.8374 | 2245 | 1946.1626
results453.txt | 6694 FORRE 400.00 | 0.284 | 298.8374 | 2245 | 1946.1626 | 1662.1626 | 1662.1626
results453.txt | 6697 LYSE300 400.00 | 0.4134 | 298.8374 | 2245 | 1946.1626 | 1532.7626 | 1532.7626
results453.txt | 6699 DUGE 301.00 | 0.2321 | 298.8374 | 2245 | 1946.1626 | 1714.0626 | 1714.0626
results453.txt | 6700 TJORHOM 400.00 | 0.4121 | 298.8374 | 2245 | 1946.1626 | 1534.0626 | 1534.0626
results453.txt | 6706 ROSKREPP 301.00 | 0.2209 | 298.8374 | 2245 | 1946.1626 | 1725.2626 | 1725.2626
results453.txt | 6707 KVINEN 301.00 | 0.2105 | 298.8374 | 2245 | 1946.1626 | 1735.6626 | 1735.6626
results453.txt | 9020 LYSE 301.00 | 0.261 | 298.8374 | 2245 | 1946.1626 | 1685.1626 | 1685.1626
results453.txt | 9021 FJOTLAND 301.00 | 0.1731 | 298.8374 | 2245 | 1946.1626 | 1773.0626 | 1773.0626
results454.txt | PTI INTERACTIVE POWER SYSTEM SIMULATOR--PSS(R)E MON, MAY 29 2023 |  | 298.8374 | 2245 | 1946.1626
results454.txt | SENSITIVITY FACTORS ARE CALCULATED WITH AC |  | 298.8374 | 2245 | 1946.1626
results454.txt | SUBSYSTEM 'RESERV' IS USED FOR OPPOSING SYSTEM FOR MW POWER |  | 298.8374 | 2245 | 1946.1626
results454.txt | SENSITIVITY FACTORS OF BRANCH FLOW (MVA) ON 6697 LYSE300 400.00 TO 6698 LYSE400 400.00 7 MORE THAN | 0.1 | 298.8374 | 2245 | 1946.1626 | 1846.1626 | 1846.1626
results454.txt | <--------- BUS NAME --------> |  | 298.8374 | 2245 | 1946.1626
results454.txt | 6694 FORRE 400.00 | 0.284 | 298.8374 | 2245 | 1946.1626 | 1662.1626 | 1662.1626
results454.txt | 6697 LYSE300 400.00 | 0.4134 | 298.8374 | 2245 | 1946.1626 | 1532.7626 | 1532.7626
results454.txt | 6699 DUGE 301.00 | 0.2321 | 298.8374 | 2245 | 1946.1626 | 1714.0626 | 1714.0626
results454.txt | 6700 TJORHOM 400.00 | 0.4121 | 298.8374 | 2245 | 1946.1626 | 1534.0626 | 1534.0626
results454.txt | 6706 ROSKREPP 301.00 | 0.2209 | 298.8374 | 2245 | 1946.1626 | 1725.2626 | 1725.2626
results454.txt | 6707 KVINEN 301.00 | 0.2105 | 298.8374 | 2245 | 1946.1626 | 1735.6626 | 1735.6626
results454.txt | 9020 LYSE 301.00 | 0.261 | 298.8374 | 2245 | 1946.1626 | 1685.1626 | 1685.1626
results454.txt | 9021 FJOTLAND 301.00 | 0.1731 | 298.8374 | 2245 | 1946.1626 | 1773.0626 | 1773.0626
results455.txt | PTI INTERACTIVE POWER SYSTEM SIMULATOR--PSS(R)E MON, MAY 29 2023 |  | -298.6668 | 2245 | 1946.3332
results455.txt | SENSITIVITY FACTORS ARE CALCULATED WITH AC |  | -298.6668 | 2245 | 1946.3332
results455.txt | SUBSYSTEM 'RESERV' IS USED FOR OPPOSING SYSTEM FOR MW POWER |  | -298.6668 | 2245 | 1946.3332
results455.txt | SENSITIVITY FACTORS OF BRANCH FLOW (MVA) ON 6787 VUOLIJOKI 400.00 TO 6920 PYHÄNSEL400 400.00 9 MORE THAN | 0.1 | -298.6668 | 2245 | 1946.3332 | 1846.3332 | 1846.3332
results455.txt | <--------- BUS NAME --------> |  | -298.6668 | 2245 | 1946.3332
results455.txt | 6571 VISULAHTI 400.00 | -0.2192 | -298.6668 | 2245 | 1946.3332 | 2165.5332 | 2165.5332
results455.txt | 6545 HUITTINEN 400.00 | -0.1117 | -298.6668 | 2245 | 1946.3332 | 2058.0332 | 2058.0332
results455.txt | 6572 KYMI 400.00 | -0.1504 | -298.6668 | 2245 | 1946.3332 | 2096.7332 | 2096.7332
results455.txt | 6546 SALO 400.00 | -0.1188 | -298.6668 | 2245 | 1946.3332 | 2065.1332 | 2065.1332
results455.txt | 6547 FORSSA 400.00 | -0.1178 | -298.6668 | 2245 | 1946.3332 | 2064.1332 | 2064.1332
results455.txt | 6548 KANGASALA 400.00 | -0.1121 | -298.6668 | 2245 | 1946.3332 | 2058.4332 | 2058.4332
results455.txt | 6549 LAVIANVOURI 400.00 | -0.1168 | -298.6668 | 2245 | 1946.3332 | 2063.1332 | 2063.1332
results455.txt | 6550 KOPULA 400.00 | -0.1279 | -298.6668 | 2245 | 1946.3332 | 2074.2332 | 2074.2332
results455.txt | 6551 HIKIÄ 400.00 | -0.1272 | -298.6668 | 2245 | 1946.3332 | 2073.5332 | 2073.5332
results455.txt | 6552 TAMMISTO 400.00 | -0.1283 | -298.6668 | 2245 | 1946.3332 | 2074.6332 | 2074.6332
results455.txt | 6553 NURMIJÄRVI 400.00 | -0.1318 | -298.6668 | 2245 | 1946.3332 | 2078.1332 | 2078.1332
results455.txt | 6554 LÄNSISALMI 400.00 | -0.1312 | -298.6668 | 2245 | 1946.3332 | 2077.5332 | 2077.5332
results455.txt | 6555 INKOO 400.00 | -0.1236 | -298.6668 | 2245 | 1946.3332 | 2069.9332 | 2069.9332
results455.txt | 6556 ESPOO 400.00 | -0.1271 | -298.6668 | 2245 | 1946.3332 | 2073.4332 | 2073.4332
results455.txt | 6567 ANTTILA 400.00 | -0.1362 | -298.6668 | 2245 | 1946.3332 | 2082.5332 | 2082.5332
results455.txt | 6569 KORIA 400.00 | -0.1546 | -298.6668 | 2245 | 1946.3332 | 2100.9332 | 2100.9332
results455.txt | 6570 LOVIISA 400.00 | -0.1415 | -298.6668 | 2245 | 1946.3332 | 2087.8332 | 2087.8332
results455.txt | 6573 YLLIKKÄLÄ 400.00 | -0.1967 | -298.6668 | 2245 | 1946.3332 | 2143.0332 | 2143.0332
results455.txt | 6615 TAHKOLUOTO 400.00 | -0.1045 | -298.6668 | 2245 | 1946.3332 | 2050.8332 | 2050.8332
results455.txt | 6617 OLKILUOTO 400.00 | -0.1075 | -298.6668 | 2245 | 1946.3332 | 2053.8332 | 2053.8332
results455.txt | 6618 RAUMA 400.00 | -0.1078 | -298.6668 | 2245 | 1946.3332 | 2054.1332 | 2054.1332
results455.txt | 6619 ULVILA 400.00 | -0.1053 | -298.6668 | 2245 | 1946.3332 | 2051.6332 | 2051.6332
results455.txt | 6621 LIETO 400.00 | -0.1163 | -298.6668 | 2245 | 1946.3332 | 2062.6332 | 2062.6332
results455.txt | 6783 PETÄJÄV400 400.00 | -0.109 | -298.6668 | 2245 | 1946.3332 | 2055.3332 | 2055.3332
results455.txt | 6782 PETÄJÄV220 220.00 | -0.109 | -298.6668 | 2245 | 1946.3332 | 2055.3332 | 2055.3332
results455.txt | 6784 JÄMSÄ 220.00 | -0.1099 | -298.6668 | 2245 | 1946.3332 | 2056.2332 | 2056.2332
results455.txt | 6785 TOIVILA 400.00 | -0.1133 | -298.6668 | 2245 | 1946.3332 | 2059.6332 | 2059.6332
results455.txt | 6787 VUOLIJOKI 400.00 | -0.3948 | -298.6668 | 2245 | 1946.3332 | 2148.8668 | 2148.8668
results455.txt | 6788 ALAPITKÄ 400.00 | -0.3117 | -298.6668 | 2245 | 1946.3332 | 2231.9668 | 2231.9668
results455.txt | 6789 VIHTAVUORI 400.00 | -0.1517 | -298.6668 | 2245 | 1946.3332 | 2098.0332 | 2098.0332
results455.txt | 6790 HUUTOKOSKI 400.00 | -0.2462 | -298.6668 | 2245 | 1946.3332 | 2192.5332 | 2192.5332
results455.txt | 9306 HONKAJOEN 400.00 | -0.1017 | -298.6668 | 2245 | 1946.3332 | 2048.0332 | 2048.0332
results455.txt | 9307 KONTIOLAHTI 400.00 | -0.2774 | -298.6668 | 2245 | 1946.3332 | 2223.7332 | 2223.7332
results455.txt | 9308 ORIMATTILAN 400.00 | -0.1405 | -298.6668 | 2245 | 1946.3332 | 2086.8332 | 2086.8332
results455.txt | 9309 NAANTALINSAL400.00 | -0.1162 | -298.6668 | 2245 | 1946.3332 | 2062.5332 | 2062.5332
results456.txt | PTI INTERACTIVE POWER SYSTEM SIMULATOR--PSS(R)E MON, MAY 29 2023 |  | 293.7894 | 2245 | 1951.2107
results456.txt | SENSITIVITY FACTORS ARE CALCULATED WITH AC |  | 293.7894 | 2245 | 1951.2107
results456.txt | SUBSYSTEM 'RESERV' IS USED FOR OPPOSING SYSTEM FOR MW POWER |  | 293.7894 | 2245 | 1951.2107
results456.txt | SENSITIVITY FACTORS OF BRANCH FLOW (MVA) ON 6651 MODALEN 400.00 TO 9011 STEINSLAND 400.00 5 MORE THAN | 0.1 | 293.7894 | 2245 | 1951.2107 | 1851.2106 | 1851.2106
results456.txt | <--------- BUS NAME --------> |  | 293.7894 | 2245 | 1951.2107
results456.txt | 6649 REFSDAL 400.00 | 0.1024 | 293.7894 | 2245 | 1951.2107 | 1848.8106 | 1848.8106
results456.txt | 6651 MODALEN 400.00 | 0.1474 | 293.7894 | 2245 | 1951.2107 | 1803.8106 | 1803.8106
results456.txt | 6743 KOLLSNES 400.00 | -0.303 | 293.7894 | 2245 | 1951.2107 | 2235.7894 | 2235.7894
results456.txt | 6745 SUBSTATION 400.00 | -0.4787 | 293.7894 | 2245 | 1951.2107 | 2060.0894 | 2060.0894
results456.txt | 6744 LINDÅS 400.00 | -0.4787 | 293.7894 | 2245 | 1951.2107 | 2060.0894 | 2060.0894
results456.txt | 6746 NYGARD 400.00 | -0.1864 | 293.7894 | 2245 | 1951.2107 | 2137.6106 | 2137.6106
results456.txt | 6747 ARNA 400.00 | -0.1027 | 293.7894 | 2245 | 1951.2107 | 2053.9106 | 2053.9106
results456.txt | 6748 BERGEN 400.00 | -0.124 | 293.7894 | 2245 | 1951.2107 | 2075.2106 | 2075.2106
results456.txt | 9010 HAUGSVAER 400.00 | -0.6691 | 293.7894 | 2245 | 1951.2107 | 1869.6894 | 1869.6894
results456.txt | 9011 STEINSLAND 400.00 | -0.8213 | 293.7894 | 2245 | 1951.2107 | 1717.4894 | 1717.4894
results457.txt | PTI INTERACTIVE POWER SYSTEM SIMULATOR--PSS(R)E MON, MAY 29 2023 |  | -293.6759 | 2245 | 1951.3241
results457.txt | SENSITIVITY FACTORS ARE CALCULATED WITH AC |  | -293.6759 | 2245 | 1951.3241
results457.txt | SUBSYSTEM 'RESERV' IS USED FOR OPPOSING SYSTEM FOR MW POWER |  | -293.6759 | 2245 | 1951.3241
results457.txt | SENSITIVITY FACTORS OF BRANCH FLOW (MVA) ON 6732 FLESAKER 400.00 TO 6738 TVEITEN 400.00 4 MORE THAN | 0.1 | -293.6759 | 2245 | 1951.3241 | 1851.3241 | 1851.3241
results457.txt | <--------- BUS NAME --------> |  | -293.6759 | 2245 | 1951.3241
results457.txt | 6365 KRISTIANSAND400.00 | -0.1108 | -293.6759 | 2245 | 1951.3241 | 2062.1241 | 2062.1241
results457.txt | 6373 ARENDAL400 400.00 | -0.1386 | -293.6759 | 2245 | 1951.3241 | 2089.9241 | 2089.9241
results457.txt | 6372 ARENDAL300 400.00 | -0.1386 | -293.6759 | 2245 | 1951.3241 | 2089.9241 | 2089.9241
results457.txt | 6708 SOLHOLM300 400.00 | -0.1041 | -293.6759 | 2245 | 1951.3241 | 2055.4241 | 2055.4241
results457.txt | 6727 ROD400 400.00 | -0.1432 | -293.6759 | 2245 | 1951.3241 | 2094.5241 | 2094.5241
results457.txt | 6726 ROD300 400.00 | -0.1437 | -293.6759 | 2245 | 1951.3241 | 2095.0241 | 2095.0241
results457.txt | 6728 GRENLAND 400.00 | -0.1667 | -293.6759 | 2245 | 1951.3241 | 2118.0241 | 2118.0241
results457.txt | 6730 BAMBLE400 400.00 | -0.1682 | -293.6759 | 2245 | 1951.3241 | 2119.5241 | 2119.5241
results457.txt | 6729 BAMBLE300 400.00 | -0.1682 | -293.6759 | 2245 | 1951.3241 | 2119.5241 | 2119.5241
results457.txt | 6738 TVEITEN 400.00 | -0.2806 | -293.6759 | 2245 | 1951.3241 | 2231.9241 | 2231.9241
results457.txt | 9012 BAMBLE 400.00 | -0.1821 | -293.6759 | 2245 | 1951.3241 | 2133.4241 | 2133.4241
results457.txt | 9014 HONNA 400.00 | -0.1139 | -293.6759 | 2245 | 1951.3241 | 2065.2241 | 2065.2241
results458.txt | PTI INTERACTIVE POWER SYSTEM SIMULATOR--PSS(R)E MON, MAY 29 2023 |  | -46.4345 | 2000 | 1953.5655
results458.txt | SENSITIVITY FACTORS ARE CALCULATED WITH AC |  | -46.4345 | 2000 | 1953.5655
results458.txt | SUBSYSTEM 'RESERV' IS USED FOR OPPOSING SYSTEM FOR MW POWER |  | -46.4345 | 2000 | 1953.5655
results458.txt | SENSITIVITY FACTORS OF BRANCH FLOW (MVA) ON 6744 LINDÅS 400.00 TO 6745 SUBSTATION 400.00 1 MORE THAN | 0.1 | -46.4345 | 2000 | 1953.5655 | 1853.5655 | 1853.5655
results458.txt | <--------- BUS NAME --------> |  | -46.4345 | 2000 | 1953.5655
results458.txt | 6745 SUBSTATION 400.00 | -1.0001 | -46.4345 | 2000 | 1953.5655 | 1046.3345 | 1046.3345
results459.txt | PTI INTERACTIVE POWER SYSTEM SIMULATOR--PSS(R)E MON, MAY 29 2023 |  | -290.2854 | 2245 | 1954.7146
results459.txt | SENSITIVITY FACTORS ARE CALCULATED WITH AC |  | -290.2854 | 2245 | 1954.7146
results459.txt | SUBSYSTEM 'RESERV' IS USED FOR OPPOSING SYSTEM FOR MW POWER |  | -290.2854 | 2245 | 1954.7146
results459.txt | SENSITIVITY FACTORS OF BRANCH FLOW (MVA) ON 6915 PIRITTIK400 400.00 TO 7056 PETÄJÄSKO 400.00 1 MORE THAN | 0.1 | -290.2854 | 2245 | 1954.7146 | 1854.7146 | 1854.7146
results459.txt | <--------- BUS NAME --------> |  | -290.2854 | 2245 | 1954.7146
results459.txt | 6571 VISULAHTI 400.00 | -0.1182 | -290.2854 | 2245 | 1954.7146 | 2072.9146 | 2072.9146
results459.txt | 6545 HUITTINEN 400.00 | -0.1139 | -290.2854 | 2245 | 1954.7146 | 2068.6146 | 2068.6146
results459.txt | 6572 KYMI 400.00 | -0.1163 | -290.2854 | 2245 | 1954.7146 | 2071.0146 | 2071.0146
results459.txt | 6546 SALO 400.00 | -0.1144 | -290.2854 | 2245 | 1954.7146 | 2069.1146 | 2069.1146
results459.txt | 6547 FORSSA 400.00 | -0.1144 | -290.2854 | 2245 | 1954.7146 | 2069.1146 | 2069.1146
results459.txt | 6548 KANGASALA 400.00 | -0.1158 | -290.2854 | 2245 | 1954.7146 | 2070.5146 | 2070.5146
results459.txt | 6549 LAVIANVOURI 400.00 | -0.116 | -290.2854 | 2245 | 1954.7146 | 2070.7146 | 2070.7146
results459.txt | 6550 KOPULA 400.00 | -0.1162 | -290.2854 | 2245 | 1954.7146 | 2070.9146 | 2070.9146
results459.txt | 6551 HIKIÄ 400.00 | -0.1159 | -290.2854 | 2245 | 1954.7146 | 2070.6146 | 2070.6146
results459.txt | 6552 TAMMISTO 400.00 | -0.1151 | -290.2854 | 2245 | 1954.7146 | 2069.8146 | 2069.8146
results459.txt | 6553 NURMIJÄRVI 400.00 | -0.1159 | -290.2854 | 2245 | 1954.7146 | 2070.6146 | 2070.6146
results459.txt | 6554 LÄNSISALMI 400.00 | -0.1152 | -290.2854 | 2245 | 1954.7146 | 2069.9146 | 2069.9146
results459.txt | 6555 INKOO 400.00 | -0.1151 | -290.2854 | 2245 | 1954.7146 | 2069.8146 | 2069.8146
results459.txt | 6556 ESPOO 400.00 | -0.1153 | -290.2854 | 2245 | 1954.7146 | 2070.0146 | 2070.0146
results459.txt | 6567 ANTTILA 400.00 | -0.1156 | -290.2854 | 2245 | 1954.7146 | 2070.3146 | 2070.3146
results459.txt | 6569 KORIA 400.00 | -0.1164 | -290.2854 | 2245 | 1954.7146 | 2071.1146 | 2071.1146
results459.txt | 6570 LOVIISA 400.00 | -0.1145 | -290.2854 | 2245 | 1954.7146 | 2069.2146 | 2069.2146
results459.txt | 6573 YLLIKKÄLÄ 400.00 | -0.1178 | -290.2854 | 2245 | 1954.7146 | 2072.5146 | 2072.5146
results459.txt | 6615 TAHKOLUOTO 400.00 | -0.1126 | -290.2854 | 2245 | 1954.7146 | 2067.3146 | 2067.3146
results459.txt | 6617 OLKILUOTO 400.00 | -0.112 | -290.2854 | 2245 | 1954.7146 | 2066.7146 | 2066.7146
results459.txt | 6618 RAUMA 400.00 | -0.1119 | -290.2854 | 2245 | 1954.7146 | 2066.6146 | 2066.6146
results459.txt | 6619 ULVILA 400.00 | -0.1135 | -290.2854 | 2245 | 1954.7146 | 2068.2146 | 2068.2146
results459.txt | 6621 LIETO 400.00 | -0.1138 | -290.2854 | 2245 | 1954.7146 | 2068.5146 | 2068.5146
results459.txt | 6778 HIRVISUO 400.00 | -0.1186 | -290.2854 | 2245 | 1954.7146 | 2073.3146 | 2073.3146
results459.txt | 6779 UUSNIVALA 400.00 | -0.1261 | -290.2854 | 2245 | 1954.7146 | 2080.8146 | 2080.8146
results459.txt | 6780 ALAJÄRVI 400.00 | -0.1198 | -290.2854 | 2245 | 1954.7146 | 2074.5146 | 2074.5146
results459.txt | 6781 SEINÄJOKI 400.00 | -0.1173 | -290.2854 | 2245 | 1954.7146 | 2072.0146 | 2072.0146
results459.txt | 6783 PETÄJÄV400 400.00 | -0.1165 | -290.2854 | 2245 | 1954.7146 | 2071.2146 | 2071.2146
results459.txt | 6782 PETÄJÄV220 220.00 | -0.1165 | -290.2854 | 2245 | 1954.7146 | 2071.2146 | 2071.2146
results459.txt | 6784 JÄMSÄ 220.00 | -0.1175 | -290.2854 | 2245 | 1954.7146 | 2072.2146 | 2072.2146
results459.txt | 6785 TOIVILA 400.00 | -0.1162 | -290.2854 | 2245 | 1954.7146 | 2070.9146 | 2070.9146
results459.txt | 6786 HAAPAVESI 220.00 | -0.1112 | -290.2854 | 2245 | 1954.7146 | 2065.9146 | 2065.9146
results459.txt | 6787 VUOLIJOKI 400.00 | -0.1163 | -290.2854 | 2245 | 1954.7146 | 2071.0146 | 2071.0146
results459.txt | 6788 ALAPITKÄ 400.00 | -0.1176 | -290.2854 | 2245 | 1954.7146 | 2072.3146 | 2072.3146
results459.txt | 6789 VIHTAVUORI 400.00 | -0.1183 | -290.2854 | 2245 | 1954.7146 | 2073.0146 | 2073.0146
results459.txt | 6790 HUUTOKOSKI 400.00 | -0.1184 | -290.2854 | 2245 | 1954.7146 | 2073.1146 | 2073.1146
results459.txt | 6810 TUOVILA 400.00 | -0.1163 | -290.2854 | 2245 | 1954.7146 | 2071.0146 | 2071.0146
results459.txt | 6811 KRSITINESTAD400.00 | -0.1146 | -290.2854 | 2245 | 1954.7146 | 2069.3146 | 2069.3146
results459.txt | 6903 SEITENOIKEA 220.00 | -0.108 | -290.2854 | 2245 | 1954.7146 | 2062.7146 | 2062.7146
results459.txt | 6911 JYLKKÄ 400.00 | -0.1201 | -290.2854 | 2245 | 1954.7146 | 2074.8146 | 2074.8146
results459.txt | 6913 VANTTAUSKOSK220.00 | -0.4845 | -290.2854 | 2245 | 1954.7146 | 2050.7854 | 2050.7854
results459.txt | 6915 PIRITTIK400 400.00 | -0.5518 | -290.2854 | 2245 | 1954.7146 | 1983.4854 | 1983.4854
results459.txt | 6914 PIRITTK220 220.00 | -0.4855 | -290.2854 | 2245 | 1954.7146 | 2049.7854 | 2049.7854
results459.txt | 6916 SEITAKORVA 220.00 | -0.483 | -290.2854 | 2245 | 1954.7146 | 2052.2854 | 2052.2854
results459.txt | 6918 PIKKARALA 400.00 | -0.1302 | -290.2854 | 2245 | 1954.7146 | 2084.9146 | 2084.9146
results459.txt | 6920 PYHÄNSEL400 400.00 | -0.1142 | -290.2854 | 2245 | 1954.7146 | 2068.9146 | 2068.9146
results459.txt | 6919 PYHÄNSEL220 220.00 | -0.1142 | -290.2854 | 2245 | 1954.7146 | 2068.9146 | 2068.9146
results459.txt | 6921 PYHÄKOSI 220.00 | -0.112 | -290.2854 | 2245 | 1954.7146 | 2066.7146 | 2066.7146
results459.txt | 6922 UTANEN 220.00 | -0.1109 | -290.2854 | 2245 | 1954.7146 | 2065.6146 | 2065.6146
results459.txt | 6923 NUOJA 220.00 | -0.1097 | -290.2854 | 2245 | 1954.7146 | 2064.4146 | 2064.4146
results459.txt | 6990 ISONIEMI 220.00 | -0.1935 | -290.2854 | 2245 | 1954.7146 | 2148.2146 | 2148.2146
results459.txt | 6992 IVALO 220.00 | -0.3202 | -290.2854 | 2245 | 1954.7146 | 2215.0854 | 2215.0854
results459.txt | 6993 KUOLAJÄRVI 220.00 | -0.2598 | -290.2854 | 2245 | 1954.7146 | 2214.5146 | 2214.5146
results459.txt | 6994 VAJUKOSKI 220.00 | -0.3026 | -290.2854 | 2245 | 1954.7146 | 2232.6854 | 2232.6854
results459.txt | 6995 KOKKOSNIVA 220.00 | -0.3633 | -290.2854 | 2245 | 1954.7146 | 2171.9854 | 2171.9854
results459.txt | 7010 VARANGERBOT 220.00 | -0.3362 | -290.2854 | 2245 | 1954.7146 | 2199.0854 | 2199.0854
results459.txt | 7018 UTSJOKI 220.00 | -0.3331 | -290.2854 | 2245 | 1954.7146 | 2202.1854 | 2202.1854
results459.txt | 8579 JOINT 220.00 | -0.111 | -290.2854 | 2245 | 1954.7146 | 2065.7146 | 2065.7146
results459.txt | 7140 JOINT 220.00 | -0.3329 | -290.2854 | 2245 | 1954.7146 | 2202.3854 | 2202.3854
results459.txt | 9301 KEMIJÄRVI 220.00 | -0.4587 | -290.2854 | 2245 | 1954.7146 | 2076.5854 | 2076.5854
results459.txt | 9304 LUMIJÄRVI 400.00 | -0.1191 | -290.2854 | 2245 | 1954.7146 | 2073.8146 | 2073.8146
results459.txt | 9303 MUSALA 400.00 | -0.1173 | -290.2854 | 2245 | 1954.7146 | 2072.0146 | 2072.0146
results459.txt | 9305 KÄRPPIÖN 400.00 | -0.115 | -290.2854 | 2245 | 1954.7146 | 2069.7146 | 2069.7146
results459.txt | 9306 HONKAJOEN 400.00 | -0.1142 | -290.2854 | 2245 | 1954.7146 | 2068.9146 | 2068.9146
results459.txt | 9307 KONTIOLAHTI 400.00 | -0.1173 | -290.2854 | 2245 | 1954.7146 | 2072.0146 | 2072.0146
results459.txt | 9308 ORIMATTILAN 400.00 | -0.1158 | -290.2854 | 2245 | 1954.7146 | 2070.5146 | 2070.5146
results459.txt | 9309 NAANTALINSAL400.00 | -0.1138 | -290.2854 | 2245 | 1954.7146 | 2068.5146 | 2068.5146
results460.txt | PTI INTERACTIVE POWER SYSTEM SIMULATOR--PSS(R)E MON, MAY 29 2023 |  | 287.9157 | 2245 | 1957.0843
results460.txt | SENSITIVITY FACTORS ARE CALCULATED WITH AC |  | 287.9157 | 2245 | 1957.0843
results460.txt | SUBSYSTEM 'RESERV' IS USED FOR OPPOSING SYSTEM FOR MW POWER |  | 287.9157 | 2245 | 1957.0843
results460.txt | SENSITIVITY FACTORS OF BRANCH FLOW (MVA) ON 6358 TONSTAD400 400.00 TO 6689 HOG-JAERN300400.00 6 MORE THAN | 0.1 | 287.9157 | 2245 | 1957.0843 | 1857.0843 | 1857.0843
results460.txt | <--------- BUS NAME --------> |  | 287.9157 | 2245 | 1957.0843
results460.txt | 6358 TONSTAD400 400.00 | -0.2088 | 287.9157 | 2245 | 1957.0843 | 2165.8843 | 2165.8843
results460.txt | 6357 TONSTAD300 400.00 | -0.2087 | 287.9157 | 2245 | 1957.0843 | 2165.7843 | 2165.7843
results460.txt | 6363 FEDA400 400.00 | -0.1432 | 287.9157 | 2245 | 1957.0843 | 2100.2843 | 2100.2843
results460.txt | 6362 FEDA300 400.00 | -0.1413 | 287.9157 | 2245 | 1957.0843 | 2098.3843 | 2098.3843
results460.txt | 6364 LISTAWIND 400.00 | -0.1413 | 287.9157 | 2245 | 1957.0843 | 2098.3843 | 2098.3843
results460.txt | 6688 STOKKELAND 400.00 | 0.2336 | 287.9157 | 2245 | 1957.0843 | 1723.4843 | 1723.4843
results460.txt | 6690 HOG-JAERN400400.00 | 0.2324 | 287.9157 | 2245 | 1957.0843 | 1724.6843 | 1724.6843
results460.txt | 6689 HOG-JAERN300400.00 | 0.2335 | 287.9157 | 2245 | 1957.0843 | 1723.5843 | 1723.5843
results460.txt | 6708 SOLHOLM300 400.00 | -0.1643 | 287.9157 | 2245 | 1957.0843 | 2121.3843 | 2121.3843
results460.txt | 6754 STOLAHELA 400.00 | 0.2336 | 287.9157 | 2245 | 1957.0843 | 1723.4843 | 1723.4843
results460.txt | 9014 HONNA 400.00 | -0.1394 | 287.9157 | 2245 | 1957.0843 | 2096.4843 | 2096.4843
results461.txt | PTI INTERACTIVE POWER SYSTEM SIMULATOR--PSS(R)E MON, MAY 29 2023 |  | -42.1511 | 2000 | 1957.8489
results461.txt | SENSITIVITY FACTORS ARE CALCULATED WITH AC |  | -42.1511 | 2000 | 1957.8489
results461.txt | SUBSYSTEM 'RESERV' IS USED FOR OPPOSING SYSTEM FOR MW POWER |  | -42.1511 | 2000 | 1957.8489
results461.txt | SENSITIVITY FACTORS OF BRANCH FLOW (MVA) ON 6601 KOLBOTTEN220220.00 TO 6602 KOLBOTTEN400400.00 1 MORE THAN | 0.1 | -42.1511 | 2000 | 1957.8489 | 1857.8489 | 1857.8489
results461.txt | <--------- BUS NAME --------> |  | -42.1511 | 2000 | 1957.8489
results461.txt | 6593 HAMRA220 220.00 | -0.1272 | -42.1511 | 2000 | 1957.8489 | 1914.9511 | 1914.9511
results461.txt | 6598 BOLANDERNA 220.00 | -0.1308 | -42.1511 | 2000 | 1957.8489 | 1911.3511 | 1911.3511
results461.txt | 6599 PLENNINGE 220.00 | -0.1305 | -42.1511 | 2000 | 1957.8489 | 1911.6511 | 1911.6511
results461.txt | 6601 KOLBOTTEN220220.00 | -0.3648 | -42.1511 | 2000 | 1957.8489 | 1677.3511 | 1677.3511
results461.txt | 6604 STOCKHOLM220220.00 | -0.2158 | -42.1511 | 2000 | 1957.8489 | 1826.3511 | 1826.3511
results461.txt | 6607 EKUDDEN220 220.00 | -0.192 | -42.1511 | 2000 | 1957.8489 | 1850.1511 | 1850.1511
results461.txt | 6609 SOLBERGA 220.00 | -0.1921 | -42.1511 | 2000 | 1957.8489 | 1850.0511 | 1850.0511
results461.txt | 6614 VALLENTUNA 220.00 | -0.2172 | -42.1511 | 2000 | 1957.8489 | 1824.9511 | 1824.9511
results462.txt | PTI INTERACTIVE POWER SYSTEM SIMULATOR--PSS(R)E MON, MAY 29 2023 |  | -281.1118 | 2245 | 1963.8882
results462.txt | SENSITIVITY FACTORS ARE CALCULATED WITH AC |  | -281.1118 | 2245 | 1963.8882
results462.txt | SUBSYSTEM 'RESERV' IS USED FOR OPPOSING SYSTEM FOR MW POWER |  | -281.1118 | 2245 | 1963.8882
results462.txt | SENSITIVITY FACTORS OF BRANCH FLOW (MVA) ON 6571 VISULAHTI 400.00 TO 6573 YLLIKKÄLÄ 400.00 1 MORE THAN | 0.1 | -281.1118 | 2245 | 1963.8882 | 1863.8882 | 1863.8882
results462.txt | <--------- BUS NAME --------> |  | -281.1118 | 2245 | 1963.8882
results462.txt | 6571 VISULAHTI 400.00 | -0.4289 | -281.1118 | 2245 | 1963.8882 | 2097.2118 | 2097.2118
results462.txt | 6572 KYMI 400.00 | 0.1763 | -281.1118 | 2245 | 1963.8882 | 1787.5882 | 1787.5882
results462.txt | 6546 SALO 400.00 | 0.1048 | -281.1118 | 2245 | 1963.8882 | 1859.0882 | 1859.0882
results462.txt | 6547 FORSSA 400.00 | 0.1018 | -281.1118 | 2245 | 1963.8882 | 1862.0882 | 1862.0882
results462.txt | 6550 KOPULA 400.00 | 0.1204 | -281.1118 | 2245 | 1963.8882 | 1843.4882 | 1843.4882
results462.txt | 6551 HIKIÄ 400.00 | 0.1173 | -281.1118 | 2245 | 1963.8882 | 1846.5882 | 1846.5882
results462.txt | 6552 TAMMISTO 400.00 | 0.1245 | -281.1118 | 2245 | 1963.8882 | 1839.3882 | 1839.3882
results462.txt | 6553 NURMIJÄRVI 400.00 | 0.1299 | -281.1118 | 2245 | 1963.8882 | 1833.9882 | 1833.9882
results462.txt | 6554 LÄNSISALMI 400.00 | 0.1311 | -281.1118 | 2245 | 1963.8882 | 1832.7882 | 1832.7882
results462.txt | 6555 INKOO 400.00 | 0.114 | -281.1118 | 2245 | 1963.8882 | 1849.8882 | 1849.8882
results462.txt | 6556 ESPOO 400.00 | 0.121 | -281.1118 | 2245 | 1963.8882 | 1842.8882 | 1842.8882
results462.txt | 6567 ANTTILA 400.00 | 0.1421 | -281.1118 | 2245 | 1963.8882 | 1821.7882 | 1821.7882
results462.txt | 6569 KORIA 400.00 | 0.1865 | -281.1118 | 2245 | 1963.8882 | 1777.3882 | 1777.3882
results462.txt | 6570 LOVIISA 400.00 | 0.1573 | -281.1118 | 2245 | 1963.8882 | 1806.5882 | 1806.5882
results462.txt | 6573 YLLIKKÄLÄ 400.00 | 0.2902 | -281.1118 | 2245 | 1963.8882 | 1673.6882 | 1673.6882
results462.txt | 6621 LIETO 400.00 | 0.1002 | -281.1118 | 2245 | 1963.8882 | 1863.6882 | 1863.6882
results462.txt | 9308 ORIMATTILAN 400.00 | 0.1515 | -281.1118 | 2245 | 1963.8882 | 1812.3882 | 1812.3882
results462.txt | 9309 NAANTALINSAL400.00 | 0.1001 | -281.1118 | 2245 | 1963.8882 | 1863.7882 | 1863.7882
results463.txt | PTI INTERACTIVE POWER SYSTEM SIMULATOR--PSS(R)E MON, MAY 29 2023 |  | 278.0484 | 2245 | 1966.9516
results463.txt | SENSITIVITY FACTORS ARE CALCULATED WITH AC |  | 278.0484 | 2245 | 1966.9516
results463.txt | SUBSYSTEM 'RESERV' IS USED FOR OPPOSING SYSTEM FOR MW POWER |  | 278.0484 | 2245 | 1966.9516
results463.txt | SENSITIVITY FACTORS OF BRANCH FLOW (MVA) ON 6738 TVEITEN 400.00 TO 9013 HOF 400.00 1 MORE THAN | 0.1 | 278.0484 | 2245 | 1966.9516 | 1866.9516 | 1866.9516
results463.txt | <--------- BUS NAME --------> |  | 278.0484 | 2245 | 1966.9516
results463.txt | 6358 TONSTAD400 400.00 | -0.1062 | 278.0484 | 2245 | 1966.9516 | 2073.1516 | 2073.1516
results463.txt | 6357 TONSTAD300 400.00 | -0.1062 | 278.0484 | 2245 | 1966.9516 | 2073.1516 | 2073.1516
results463.txt | 6360 KJELLAND 400.00 | -0.1025 | 278.0484 | 2245 | 1966.9516 | 2069.4516 | 2069.4516
results463.txt | 6363 FEDA400 400.00 | -0.1072 | 278.0484 | 2245 | 1966.9516 | 2074.1516 | 2074.1516
results463.txt | 6362 FEDA300 400.00 | -0.1071 | 278.0484 | 2245 | 1966.9516 | 2074.0516 | 2074.0516
results463.txt | 6364 LISTAWIND 400.00 | -0.1071 | 278.0484 | 2245 | 1966.9516 | 2074.0516 | 2074.0516
results463.txt | 6365 KRISTIANSAND400.00 | -0.1203 | 278.0484 | 2245 | 1966.9516 | 2087.2516 | 2087.2516
results463.txt | 6373 ARENDAL400 400.00 | -0.1504 | 278.0484 | 2245 | 1966.9516 | 2117.3516 | 2117.3516
results463.txt | 6372 ARENDAL300 400.00 | -0.1504 | 278.0484 | 2245 | 1966.9516 | 2117.3516 | 2117.3516
results463.txt | 6708 SOLHOLM300 400.00 | -0.1129 | 278.0484 | 2245 | 1966.9516 | 2079.8516 | 2079.8516
results463.txt | 6727 ROD400 400.00 | -0.1553 | 278.0484 | 2245 | 1966.9516 | 2122.2516 | 2122.2516
results463.txt | 6726 ROD300 400.00 | -0.1559 | 278.0484 | 2245 | 1966.9516 | 2122.8516 | 2122.8516
results463.txt | 6728 GRENLAND 400.00 | -0.1808 | 278.0484 | 2245 | 1966.9516 | 2147.7516 | 2147.7516
results463.txt | 6730 BAMBLE400 400.00 | -0.1825 | 278.0484 | 2245 | 1966.9516 | 2149.4516 | 2149.4516
results463.txt | 6729 BAMBLE300 400.00 | -0.1825 | 278.0484 | 2245 | 1966.9516 | 2149.4516 | 2149.4516
results463.txt | 6738 TVEITEN 400.00 | -0.3044 | 278.0484 | 2245 | 1966.9516 | 2218.6484 | 2218.6484
results463.txt | 9012 BAMBLE 400.00 | -0.1976 | 278.0484 | 2245 | 1966.9516 | 2164.5516 | 2164.5516
results463.txt | 9013 HOF 400.00 | 0.3063 | 278.0484 | 2245 | 1966.9516 | 1660.6516 | 1660.6516
results463.txt | 9014 HONNA 400.00 | -0.1236 | 278.0484 | 2245 | 1966.9516 | 2090.5516 | 2090.5516
results464.txt | PTI INTERACTIVE POWER SYSTEM SIMULATOR--PSS(R)E MON, MAY 29 2023 |  | 275.4499 | 2245 | 1969.5501
results464.txt | SENSITIVITY FACTORS ARE CALCULATED WITH AC |  | 275.4499 | 2245 | 1969.5501
results464.txt | SUBSYSTEM 'RESERV' IS USED FOR OPPOSING SYSTEM FOR MW POWER |  | 275.4499 | 2245 | 1969.5501
results464.txt | SENSITIVITY FACTORS OF BRANCH FLOW (MVA) ON 6911 JYLKKÄ 400.00 TO 6918 PIKKARALA 400.00 1 MORE THAN | 0.1 | 275.4499 | 2245 | 1969.5501 | 1869.5501 | 1869.5501
results464.txt | <--------- BUS NAME --------> |  | 275.4499 | 2245 | 1969.5501
results464.txt | 6545 HUITTINEN 400.00 | 0.1314 | 275.4499 | 2245 | 1969.5501 | 1838.1501 | 1838.1501
results464.txt | 6572 KYMI 400.00 | 0.1154 | 275.4499 | 2245 | 1969.5501 | 1854.1501 | 1854.1501
results464.txt | 6546 SALO 400.00 | 0.1277 | 275.4499 | 2245 | 1969.5501 | 1841.8501 | 1841.8501
results464.txt | 6547 FORSSA 400.00 | 0.1278 | 275.4499 | 2245 | 1969.5501 | 1841.7501 | 1841.7501
results464.txt | 6548 KANGASALA 400.00 | 0.1263 | 275.4499 | 2245 | 1969.5501 | 1843.2501 | 1843.2501
results464.txt | 6549 LAVIANVOURI 400.00 | 0.125 | 275.4499 | 2245 | 1969.5501 | 1844.5501 | 1844.5501
results464.txt | 6550 KOPULA 400.00 | 0.1235 | 275.4499 | 2245 | 1969.5501 | 1846.0501 | 1846.0501
results464.txt | 6551 HIKIÄ 400.00 | 0.1215 | 275.4499 | 2245 | 1969.5501 | 1848.0501 | 1848.0501
results464.txt | 6552 TAMMISTO 400.00 | 0.1227 | 275.4499 | 2245 | 1969.5501 | 1846.8501 | 1846.8501
results464.txt | 6553 NURMIJÄRVI 400.00 | 0.1207 | 275.4499 | 2245 | 1969.5501 | 1848.8501 | 1848.8501
results464.txt | 6554 LÄNSISALMI 400.00 | 0.1214 | 275.4499 | 2245 | 1969.5501 | 1848.1501 | 1848.1501
results464.txt | 6555 INKOO 400.00 | 0.1256 | 275.4499 | 2245 | 1969.5501 | 1843.9501 | 1843.9501
results464.txt | 6556 ESPOO 400.00 | 0.1235 | 275.4499 | 2245 | 1969.5501 | 1846.0501 | 1846.0501
results464.txt | 6567 ANTTILA 400.00 | 0.1196 | 275.4499 | 2245 | 1969.5501 | 1849.9501 | 1849.9501
results464.txt | 6569 KORIA 400.00 | 0.1141 | 275.4499 | 2245 | 1969.5501 | 1855.4501 | 1855.4501
results464.txt | 6570 LOVIISA 400.00 | 0.116 | 275.4499 | 2245 | 1969.5501 | 1853.5501 | 1853.5501
results464.txt | 6573 YLLIKKÄLÄ 400.00 | 0.1022 | 275.4499 | 2245 | 1969.5501 | 1867.3501 | 1867.3501
results464.txt | 6615 TAHKOLUOTO 400.00 | 0.1371 | 275.4499 | 2245 | 1969.5501 | 1832.4501 | 1832.4501
results464.txt | 6617 OLKILUOTO 400.00 | 0.1325 | 275.4499 | 2245 | 1969.5501 | 1837.0501 | 1837.0501
results464.txt | 6618 RAUMA 400.00 | 0.1319 | 275.4499 | 2245 | 1969.5501 | 1837.6501 | 1837.6501
results464.txt | 6619 ULVILA 400.00 | 0.1381 | 275.4499 | 2245 | 1969.5501 | 1831.4501 | 1831.4501
results464.txt | 6621 LIETO 400.00 | 0.1284 | 275.4499 | 2245 | 1969.5501 | 1841.1501 | 1841.1501
results464.txt | 6778 HIRVISUO 400.00 | 0.2774 | 275.4499 | 2245 | 1969.5501 | 1692.1501 | 1692.1501
results464.txt | 6780 ALAJÄRVI 400.00 | 0.1414 | 275.4499 | 2245 | 1969.5501 | 1828.1501 | 1828.1501
results464.txt | 6781 SEINÄJOKI 400.00 | 0.1677 | 275.4499 | 2245 | 1969.5501 | 1801.8501 | 1801.8501
results464.txt | 6785 TOIVILA 400.00 | 0.1114 | 275.4499 | 2245 | 1969.5501 | 1858.1501 | 1858.1501
results464.txt | 6789 VIHTAVUORI 400.00 | 0.1067 | 275.4499 | 2245 | 1969.5501 | 1862.8501 | 1862.8501
results464.txt | 6810 TUOVILA 400.00 | 0.1892 | 275.4499 | 2245 | 1969.5501 | 1780.3501 | 1780.3501
results464.txt | 6811 KRSITINESTAD400.00 | 0.1614 | 275.4499 | 2245 | 1969.5501 | 1808.1501 | 1808.1501
results464.txt | 6911 JYLKKÄ 400.00 | 0.3451 | 275.4499 | 2245 | 1969.5501 | 1624.4501 | 1624.4501
results464.txt | 9304 LUMIJÄRVI 400.00 | 0.2787 | 275.4499 | 2245 | 1969.5501 | 1690.8501 | 1690.8501
results464.txt | 9303 MUSALA 400.00 | 0.2328 | 275.4499 | 2245 | 1969.5501 | 1736.7501 | 1736.7501
results464.txt | 9305 KÄRPPIÖN 400.00 | 0.1698 | 275.4499 | 2245 | 1969.5501 | 1799.7501 | 1799.7501
results464.txt | 9306 HONKAJOEN 400.00 | 0.144 | 275.4499 | 2245 | 1969.5501 | 1825.5501 | 1825.5501
results464.txt | 9308 ORIMATTILAN 400.00 | 0.1175 | 275.4499 | 2245 | 1969.5501 | 1852.0501 | 1852.0501
results464.txt | 9309 NAANTALINSAL400.00 | 0.1284 | 275.4499 | 2245 | 1969.5501 | 1841.1501 | 1841.1501
results465.txt | PTI INTERACTIVE POWER SYSTEM SIMULATOR--PSS(R)E MON, MAY 29 2023 |  | -29.818 | 2000 | 1970.182
results465.txt | SENSITIVITY FACTORS ARE CALCULATED WITH AC |  | -29.818 | 2000 | 1970.182
results465.txt | SUBSYSTEM 'RESERV' IS USED FOR OPPOSING SYSTEM FOR MW POWER |  | -29.818 | 2000 | 1970.182
results465.txt | SENSITIVITY FACTORS OF BRANCH FLOW (MVA) ON 6782 PETÄJÄV220 220.00 TO 6783 PETÄJÄV400 400.00 1 MORE THAN | 0.1 | -29.818 | 2000 | 1970.182 | 1870.182 | 1870.182
results465.txt | <--------- BUS NAME --------> |  | -29.818 | 2000 | 1970.182
results465.txt | 6782 PETÄJÄV220 220.00 | -1 | -29.818 | 2000 | 1970.182 | 1029.818 | 1029.818
results465.txt | 6784 JÄMSÄ 220.00 | -1.0084 | -29.818 | 2000 | 1970.182 | 1021.418 | 1021.418
results466.txt | PTI INTERACTIVE POWER SYSTEM SIMULATOR--PSS(R)E MON, MAY 29 2023 |  | -270.7739 | 2245 | 1974.2261
results466.txt | SENSITIVITY FACTORS ARE CALCULATED WITH AC |  | -270.7739 | 2245 | 1974.2261
results466.txt | SUBSYSTEM 'RESERV' IS USED FOR OPPOSING SYSTEM FOR MW POWER |  | -270.7739 | 2245 | 1974.2261
results466.txt | SENSITIVITY FACTORS OF BRANCH FLOW (MVA) ON 6349 ALVESTA 400.00 TO 9401 HAGESKRUV 400.00 5 MORE THAN | 0.1 | -270.7739 | 2245 | 1974.2261 | 1874.2261 | 1874.2261
results466.txt | <--------- BUS NAME --------> |  | -270.7739 | 2245 | 1974.2261
results466.txt | 6348 OSKARSHAMN 400.00 | 0.1613 | -270.7739 | 2245 | 1974.2261 | 1812.9261 | 1812.9261
results466.txt | 6349 ALVESTA 400.00 | -0.1801 | -270.7739 | 2245 | 1974.2261 | 2154.3261 | 2154.3261
results466.txt | 9401 HAGESKRUV 400.00 | 0.4795 | -270.7739 | 2245 | 1974.2261 | 1494.7261 | 1494.7261
results467.txt | PTI INTERACTIVE POWER SYSTEM SIMULATOR--PSS(R)E MON, MAY 29 2023 |  | 269.674 | 2245 | 1975.326
results467.txt | SENSITIVITY FACTORS ARE CALCULATED WITH AC |  | 269.674 | 2245 | 1975.326
results467.txt | SUBSYSTEM 'RESERV' IS USED FOR OPPOSING SYSTEM FOR MW POWER |  | 269.674 | 2245 | 1975.326
results467.txt | SENSITIVITY FACTORS OF BRANCH FLOW (MVA) ON 6551 HIKIÄ 400.00 TO 6553 NURMIJÄRVI 400.00 1 MORE THAN | 0.1 | 269.674 | 2245 | 1975.326 | 1875.326 | 1875.326
results467.txt | <--------- BUS NAME --------> |  | 269.674 | 2245 | 1975.326
results467.txt | 6572 KYMI 400.00 | -0.1234 | 269.674 | 2245 | 1975.326 | 2098.726 | 2098.726
results467.txt | 6552 TAMMISTO 400.00 | -0.1043 | 269.674 | 2245 | 1975.326 | 2079.626 | 2079.626
results467.txt | 6553 NURMIJÄRVI 400.00 | -0.3966 | 269.674 | 2245 | 1975.326 | 2118.074 | 2118.074
results467.txt | 6554 LÄNSISALMI 400.00 | -0.1473 | 269.674 | 2245 | 1975.326 | 2122.626 | 2122.626
results467.txt | 6567 ANTTILA 400.00 | -0.2177 | 269.674 | 2245 | 1975.326 | 2193.026 | 2193.026
results467.txt | 6570 LOVIISA 400.00 | -0.1684 | 269.674 | 2245 | 1975.326 | 2143.726 | 2143.726
results468.txt | PTI INTERACTIVE POWER SYSTEM SIMULATOR--PSS(R)E MON, MAY 29 2023 |  | -24.0238 | 2000 | 1975.9762
results468.txt | SENSITIVITY FACTORS ARE CALCULATED WITH AC |  | -24.0238 | 2000 | 1975.9762
results468.txt | SUBSYSTEM 'RESERV' IS USED FOR OPPOSING SYSTEM FOR MW POWER |  | -24.0238 | 2000 | 1975.9762
results468.txt | SENSITIVITY FACTORS OF BRANCH FLOW (MVA) ON 6607 EKUDDEN220 220.00 TO 6608 EKUDDEN400 400.00 1 MORE THAN | 0.1 | -24.0238 | 2000 | 1975.9762 | 1875.9762 | 1875.9762
results468.txt | <--------- BUS NAME --------> |  | -24.0238 | 2000 | 1975.9762
results468.txt | 6593 HAMRA220 220.00 | 0.1314 | -24.0238 | 2000 | 1975.9762 | 1844.5762 | 1844.5762
results468.txt | 6598 BOLANDERNA 220.00 | 0.1353 | -24.0238 | 2000 | 1975.9762 | 1840.6762 | 1840.6762
results468.txt | 6599 PLENNINGE 220.00 | 0.135 | -24.0238 | 2000 | 1975.9762 | 1840.9762 | 1840.9762
results468.txt | 6601 KOLBOTTEN220220.00 | 0.1741 | -24.0238 | 2000 | 1975.9762 | 1801.8762 | 1801.8762
results468.txt | 6604 STOCKHOLM220220.00 | 0.2212 | -24.0238 | 2000 | 1975.9762 | 1754.7762 | 1754.7762
results468.txt | 6607 EKUDDEN220 220.00 | 0.2953 | -24.0238 | 2000 | 1975.9762 | 1680.6762 | 1680.6762
results468.txt | 6609 SOLBERGA 220.00 | 0.2954 | -24.0238 | 2000 | 1975.9762 | 1680.5762 | 1680.5762
results468.txt | 6614 VALLENTUNA 220.00 | 0.2227 | -24.0238 | 2000 | 1975.9762 | 1753.2762 | 1753.2762
results469.txt | PTI INTERACTIVE POWER SYSTEM SIMULATOR--PSS(R)E MON, MAY 29 2023 |  | 267.8542 | 2245 | 1977.1458
results469.txt | SENSITIVITY FACTORS ARE CALCULATED WITH AC |  | 267.8542 | 2245 | 1977.1458
results469.txt | SUBSYSTEM 'RESERV' IS USED FOR OPPOSING SYSTEM FOR MW POWER |  | 267.8542 | 2245 | 1977.1458
results469.txt | SENSITIVITY FACTORS OF BRANCH FLOW (MVA) ON 6573 YLLIKKÄLÄ 400.00 TO 6790 HUUTOKOSKI 400.00 4 MORE THAN | 0.1 | 267.8542 | 2245 | 1977.1458 | 1877.1458 | 1877.1458
results469.txt | <--------- BUS NAME --------> |  | 267.8542 | 2245 | 1977.1458
results469.txt | 6571 VISULAHTI 400.00 | 0.1114 | 267.8542 | 2245 | 1977.1458 | 1865.7458 | 1865.7458
results469.txt | 6572 KYMI 400.00 | 0.1636 | 267.8542 | 2245 | 1977.1458 | 1813.5458 | 1813.5458
results469.txt | 6550 KOPULA 400.00 | 0.1117 | 267.8542 | 2245 | 1977.1458 | 1865.4458 | 1865.4458
results469.txt | 6551 HIKIÄ 400.00 | 0.1088 | 267.8542 | 2245 | 1977.1458 | 1868.3458 | 1868.3458
results469.txt | 6552 TAMMISTO 400.00 | 0.1155 | 267.8542 | 2245 | 1977.1458 | 1861.6458 | 1861.6458
results469.txt | 6553 NURMIJÄRVI 400.00 | 0.1205 | 267.8542 | 2245 | 1977.1458 | 1856.6458 | 1856.6458
results469.txt | 6554 LÄNSISALMI 400.00 | 0.1216 | 267.8542 | 2245 | 1977.1458 | 1855.5458 | 1855.5458
results469.txt | 6555 INKOO 400.00 | 0.1058 | 267.8542 | 2245 | 1977.1458 | 1871.3458 | 1871.3458
results469.txt | 6556 ESPOO 400.00 | 0.1122 | 267.8542 | 2245 | 1977.1458 | 1864.9458 | 1864.9458
results469.txt | 6567 ANTTILA 400.00 | 0.1318 | 267.8542 | 2245 | 1977.1458 | 1845.3458 | 1845.3458
results469.txt | 6569 KORIA 400.00 | 0.173 | 267.8542 | 2245 | 1977.1458 | 1804.1458 | 1804.1458
results469.txt | 6570 LOVIISA 400.00 | 0.1459 | 267.8542 | 2245 | 1977.1458 | 1831.2458 | 1831.2458
results469.txt | 6573 YLLIKKÄLÄ 400.00 | 0.2692 | 267.8542 | 2245 | 1977.1458 | 1707.9458 | 1707.9458
results469.txt | 9308 ORIMATTILAN 400.00 | 0.1405 | 267.8542 | 2245 | 1977.1458 | 1836.6458 | 1836.6458
results470.txt | PTI INTERACTIVE POWER SYSTEM SIMULATOR--PSS(R)E MON, MAY 29 2023 |  | 266.5616 | 2245 | 1978.4384
results470.txt | SENSITIVITY FACTORS ARE CALCULATED WITH AC |  | 266.5616 | 2245 | 1978.4384
results470.txt | SUBSYSTEM 'RESERV' IS USED FOR OPPOSING SYSTEM FOR MW POWER |  | 266.5616 | 2245 | 1978.4384
results470.txt | SENSITIVITY FACTORS OF BRANCH FLOW (MVA) ON 6551 HIKIÄ 400.00 TO 9308 ORIMATTILAN 400.00 7 MORE THAN | 0.1 | 266.5616 | 2245 | 1978.4384 | 1878.4384 | 1878.4384
results470.txt | <--------- BUS NAME --------> |  | 266.5616 | 2245 | 1978.4384
results470.txt | 6571 VISULAHTI 400.00 | -0.141 | 266.5616 | 2245 | 1978.4384 | 2119.4384 | 2119.4384
results470.txt | 6572 KYMI 400.00 | -0.2239 | 266.5616 | 2245 | 1978.4384 | 2202.3384 | 2202.3384
results470.txt | 6551 HIKIÄ 400.00 | 0.1324 | 266.5616 | 2245 | 1978.4384 | 1846.0384 | 1846.0384
results470.txt | 6569 KORIA 400.00 | -0.2771 | 266.5616 | 2245 | 1978.4384 | 2234.4616 | 2234.4616
results470.txt | 6570 LOVIISA 400.00 | -0.1338 | 266.5616 | 2245 | 1978.4384 | 2112.2384 | 2112.2384
results470.txt | 6573 YLLIKKÄLÄ 400.00 | -0.1897 | 266.5616 | 2245 | 1978.4384 | 2168.1384 | 2168.1384
results470.txt | 9308 ORIMATTILAN 400.00 | -0.5371 | 266.5616 | 2245 | 1978.4384 | 1974.4616 | 1974.4616
results471.txt | PTI INTERACTIVE POWER SYSTEM SIMULATOR--PSS(R)E MON, MAY 29 2023 |  | -259.7214 | 2245 | 1985.2786
results471.txt | SENSITIVITY FACTORS ARE CALCULATED WITH AC |  | -259.7214 | 2245 | 1985.2786
results471.txt | SUBSYSTEM 'RESERV' IS USED FOR OPPOSING SYSTEM FOR MW POWER |  | -259.7214 | 2245 | 1985.2786
results471.txt | SENSITIVITY FACTORS OF BRANCH FLOW (MVA) ON 6788 ALAPITKÄ 400.00 TO 9307 KONTIOLAHTI 400.00 3 MORE THAN | 0.1 | -259.7214 | 2245 | 1985.2786 | 1885.2786 | 1885.2786
results471.txt | <--------- BUS NAME --------> |  | -259.7214 | 2245 | 1985.2786
results471.txt | 9307 KONTIOLAHTI 400.00 | 0.496 | -259.7214 | 2245 | 1985.2786 | 1489.2786 | 1489.2786
results472.txt | PTI INTERACTIVE POWER SYSTEM SIMULATOR--PSS(R)E MON, MAY 29 2023 |  | -259.7214 | 2245 | 1985.2786
results472.txt | SENSITIVITY FACTORS ARE CALCULATED WITH AC |  | -259.7214 | 2245 | 1985.2786
results472.txt | SUBSYSTEM 'RESERV' IS USED FOR OPPOSING SYSTEM FOR MW POWER |  | -259.7214 | 2245 | 1985.2786
results472.txt | SENSITIVITY FACTORS OF BRANCH FLOW (MVA) ON 6790 HUUTOKOSKI 400.00 TO 9307 KONTIOLAHTI 400.00 6 MORE THAN | 0.1 | -259.7214 | 2245 | 1985.2786 | 1885.2786 | 1885.2786
results472.txt | <--------- BUS NAME --------> |  | -259.7214 | 2245 | 1985.2786
results472.txt | 9307 KONTIOLAHTI 400.00 | 0.4679 | -259.7214 | 2245 | 1985.2786 | 1517.3786 | 1517.3786
results473.txt | PTI INTERACTIVE POWER SYSTEM SIMULATOR--PSS(R)E MON, MAY 29 2023 |  | -259.6724 | 2245 | 1985.3276
results473.txt | SENSITIVITY FACTORS ARE CALCULATED WITH AC |  | -259.6724 | 2245 | 1985.3276
results473.txt | SUBSYSTEM 'RESERV' IS USED FOR OPPOSING SYSTEM FOR MW POWER |  | -259.6724 | 2245 | 1985.3276
results473.txt | SENSITIVITY FACTORS OF BRANCH FLOW (MVA) ON 6803 MOLIDEN 400.00 TO 6809 STORNORRFORS400.00 2 MORE THAN | 0.1 | -259.6724 | 2245 | 1985.3276 | 1885.3276 | 1885.3276
results473.txt | <--------- BUS NAME --------> |  | -259.6724 | 2245 | 1985.3276
results473.txt | 6803 MOLIDEN 400.00 | -0.345 | -259.6724 | 2245 | 1985.3276 | 2159.6724 | 2159.6724
results473.txt | 6809 STORNORRFORS400.00 | 0.1298 | -259.6724 | 2245 | 1985.3276 | 1855.5276 | 1855.5276
results474.txt | PTI INTERACTIVE POWER SYSTEM SIMULATOR--PSS(R)E MON, MAY 29 2023 |  | -257.8971 | 2245 | 1987.1029
results474.txt | SENSITIVITY FACTORS ARE CALCULATED WITH AC |  | -257.8971 | 2245 | 1987.1029
results474.txt | SUBSYSTEM 'RESERV' IS USED FOR OPPOSING SYSTEM FOR MW POWER |  | -257.8971 | 2245 | 1987.1029
results474.txt | SENSITIVITY FACTORS OF BRANCH FLOW (MVA) ON 6867 STRINDA 400.00 TO 6869 KLAEBU400 400.00 5 MORE THAN | 0.1 | -257.8971 | 2245 | 1987.1029 | 1887.1029 | 1887.1029
results474.txt | <--------- BUS NAME --------> |  | -257.8971 | 2245 | 1987.1029
results474.txt | 6812 OGNDAL 400.00 | -0.2453 | -257.8971 | 2245 | 1987.1029 | 2232.4029 | 2232.4029
results474.txt | 6814 VERDAL400 400.00 | -0.2764 | -257.8971 | 2245 | 1987.1029 | 2226.4971 | 2226.4971
results474.txt | 6813 VERDAL300 400.00 | -0.2764 | -257.8971 | 2245 | 1987.1029 | 2226.4971 | 2226.4971
results474.txt | 6867 STRINDA 400.00 | -0.7307 | -257.8971 | 2245 | 1987.1029 | 1772.1971 | 1772.1971
results474.txt | 6871 EIDUM400 400.00 | -0.3394 | -257.8971 | 2245 | 1987.1029 | 2163.4971 | 2163.4971
results474.txt | 6870 EIDUM300 400.00 | -0.3394 | -257.8971 | 2245 | 1987.1029 | 2163.4971 | 2163.4971
results474.txt | 6936 NEDRERÖS400 400.00 | -0.1349 | -257.8971 | 2245 | 1987.1029 | 2122.0029 | 2122.0029
results474.txt | 6935 NEDRERÖS300 400.00 | -0.1349 | -257.8971 | 2245 | 1987.1029 | 2122.0029 | 2122.0029
results474.txt | 6934 NEDRERÖS220 220.00 | -0.1172 | -257.8971 | 2245 | 1987.1029 | 2104.3029 | 2104.3029
results474.txt | 6937 MARKA 400.00 | -0.1408 | -257.8971 | 2245 | 1987.1029 | 2127.9029 | 2127.9029
results474.txt | 6938 NAMSOS 400.00 | -0.17 | -257.8971 | 2245 | 1987.1029 | 2157.1029 | 2157.1029
results474.txt | 6939 KOLSVIK 400.00 | -0.1529 | -257.8971 | 2245 | 1987.1029 | 2140.0029 | 2140.0029
results474.txt | 6940 NAMSKOGEN 400.00 | -0.1531 | -257.8971 | 2245 | 1987.1029 | 2140.2029 | 2140.2029
results474.txt | 6942 TUNNSJO400 400.00 | -0.1578 | -257.8971 | 2245 | 1987.1029 | 2144.9029 | 2144.9029
results474.txt | 6941 TUNNSJO300 400.00 | -0.1578 | -257.8971 | 2245 | 1987.1029 | 2144.9029 | 2144.9029
results474.txt | 6944 RANA 400.00 | -0.1312 | -257.8971 | 2245 | 1987.1029 | 2118.3029 | 2118.3029
results474.txt | 7006 SVARTISEN 400.00 | -0.1241 | -257.8971 | 2245 | 1987.1029 | 2111.2029 | 2111.2029
results474.txt | 7007 KOBBELV 400.00 | -0.104 | -257.8971 | 2245 | 1987.1029 | 2091.1029 | 2091.1029
results474.txt | 7008 SALTEN 400.00 | -0.1087 | -257.8971 | 2245 | 1987.1029 | 2095.8029 | 2095.8029
results474.txt | 9006 TROFORS 400.00 | -0.1445 | -257.8971 | 2245 | 1987.1029 | 2131.6029 | 2131.6029
results475.txt | PTI INTERACTIVE POWER SYSTEM SIMULATOR--PSS(R)E MON, MAY 29 2023 |  | -259.3452 | 2245 | 1987.1978
results475.txt | SENSITIVITY FACTORS ARE CALCULATED WITH AC |  | -259.3452 | 2245 | 1987.1978
results475.txt | SUBSYSTEM 'RESERV' IS USED FOR OPPOSING SYSTEM FOR MW POWER |  | -259.3452 | 2245 | 1987.1978
results475.txt | SENSITIVITY FACTORS OF BRANCH FLOW (MVA) ON 6838 RAMSELE 400.00 TO 6926 GRUNDFORS400400.00 2 MORE THAN | 0.1 | -259.3452 | 2245 | 1987.1978 | 1885.6548 | 1885.6548
results475.txt | <--------- BUS NAME --------> |  | -259.3452 | 2245 | 1987.1978
results475.txt | 6924 JUKTAN/BLAIK400.00 | -0.1853 | -259.3452 | 2245 | 1987.1978 | 2170.9548 | 2170.9548
results475.txt | 6926 GRUNDFORS400400.00 | -0.1712 | -259.3452 | 2245 | 1987.1978 | 2156.8548 | 2156.8548
results475.txt | 6925 GRUNDFORS220220.00 | -0.1617 | -259.3452 | 2245 | 1987.1978 | 2147.3548 | 2147.3548
results475.txt | 6946 AJAURE 220.00 | -0.1126 | -259.3452 | 2245 | 1987.1978 | 2098.2548 | 2098.2548
results475.txt | 6947 GARDIKFORS 220.00 | -0.1283 | -259.3452 | 2245 | 1987.1978 | 2113.9548 | 2113.9548
results475.txt | 8643 JOINT 220.00 | -0.1284 | -259.3452 | 2245 | 1987.1978 | 2114.0548 | 2114.0548
results476.txt | PTI INTERACTIVE POWER SYSTEM SIMULATOR--PSS(R)E MON, MAY 29 2023 |  | 10.8716 | 2000 | 1989.1284
results476.txt | SENSITIVITY FACTORS ARE CALCULATED WITH AC |  | 10.8716 | 2000 | 1989.1284
results476.txt | SUBSYSTEM 'RESERV' IS USED FOR OPPOSING SYSTEM FOR MW POWER |  | 10.8716 | 2000 | 1989.1284
results476.txt | SENSITIVITY FACTORS OF BRANCH FLOW (MVA) ON 6635 HOFORS 220.00 TO 9410 HORNDAL 400.00 1 MORE THAN | 0.1 | 10.8716 | 2000 | 1989.1284 | 1889.1284 | 1889.1284
results476.txt | <--------- BUS NAME --------> |  | 10.8716 | 2000 | 1989.1284
results476.txt | 6635 HOFORS 220.00 | 1 | 10.8716 | 2000 | 1989.1284 | 989.1284 | 989.1284
results477.txt | PTI INTERACTIVE POWER SYSTEM SIMULATOR--PSS(R)E MON, MAY 29 2023 |  | 254.3486 | 2245 | 1990.6514
results477.txt | SENSITIVITY FACTORS ARE CALCULATED WITH AC |  | 254.3486 | 2245 | 1990.6514
results477.txt | SUBSYSTEM 'RESERV' IS USED FOR OPPOSING SYSTEM FOR MW POWER |  | 254.3486 | 2245 | 1990.6514
results477.txt | SENSITIVITY FACTORS OF BRANCH FLOW (MVA) ON 6783 PETÄJÄV400 400.00 TO 6920 PYHÄNSEL400 400.00 2 MORE THAN | 0.1 | 254.3486 | 2245 | 1990.6514 | 1890.6514 | 1890.6514
results477.txt | <--------- BUS NAME --------> |  | 254.3486 | 2245 | 1990.6514
results477.txt | 6571 VISULAHTI 400.00 | 0.1552 | 254.3486 | 2245 | 1990.6514 | 1835.4514 | 1835.4514
results477.txt | 6545 HUITTINEN 400.00 | 0.1819 | 254.3486 | 2245 | 1990.6514 | 1808.7514 | 1808.7514
results477.txt | 6572 KYMI 400.00 | 0.1848 | 254.3486 | 2245 | 1990.6514 | 1805.8514 | 1805.8514
results477.txt | 6546 SALO 400.00 | 0.185 | 254.3486 | 2245 | 1990.6514 | 1805.6514 | 1805.6514
results477.txt | 6547 FORSSA 400.00 | 0.1861 | 254.3486 | 2245 | 1990.6514 | 1804.5514 | 1804.5514
results477.txt | 6548 KANGASALA 400.00 | 0.1988 | 254.3486 | 2245 | 1990.6514 | 1791.8514 | 1791.8514
results477.txt | 6549 LAVIANVOURI 400.00 | 0.1989 | 254.3486 | 2245 | 1990.6514 | 1791.7514 | 1791.7514
results477.txt | 6550 KOPULA 400.00 | 0.194 | 254.3486 | 2245 | 1990.6514 | 1796.6514 | 1796.6514
results477.txt | 6551 HIKIÄ 400.00 | 0.1983 | 254.3486 | 2245 | 1990.6514 | 1792.3514 | 1792.3514
results477.txt | 6552 TAMMISTO 400.00 | 0.189 | 254.3486 | 2245 | 1990.6514 | 1801.6514 | 1801.6514
results477.txt | 6553 NURMIJÄRVI 400.00 | 0.194 | 254.3486 | 2245 | 1990.6514 | 1796.6514 | 1796.6514
results477.txt | 6554 LÄNSISALMI 400.00 | 0.1889 | 254.3486 | 2245 | 1990.6514 | 1801.7514 | 1801.7514
results477.txt | 6555 INKOO 400.00 | 0.1881 | 254.3486 | 2245 | 1990.6514 | 1802.5514 | 1802.5514
results477.txt | 6556 ESPOO 400.00 | 0.19 | 254.3486 | 2245 | 1990.6514 | 1800.6514 | 1800.6514
results477.txt | 6567 ANTTILA 400.00 | 0.1893 | 254.3486 | 2245 | 1990.6514 | 1801.3514 | 1801.3514
results477.txt | 6569 KORIA 400.00 | 0.1833 | 254.3486 | 2245 | 1990.6514 | 1807.3514 | 1807.3514
results477.txt | 6570 LOVIISA 400.00 | 0.1848 | 254.3486 | 2245 | 1990.6514 | 1805.8514 | 1805.8514
results477.txt | 6573 YLLIKKÄLÄ 400.00 | 0.1655 | 254.3486 | 2245 | 1990.6514 | 1825.1514 | 1825.1514
results477.txt | 6615 TAHKOLUOTO 400.00 | 0.1711 | 254.3486 | 2245 | 1990.6514 | 1819.5514 | 1819.5514
results477.txt | 6617 OLKILUOTO 400.00 | 0.1747 | 254.3486 | 2245 | 1990.6514 | 1815.9514 | 1815.9514
results477.txt | 6618 RAUMA 400.00 | 0.1748 | 254.3486 | 2245 | 1990.6514 | 1815.8514 | 1815.8514
results477.txt | 6619 ULVILA 400.00 | 0.1725 | 254.3486 | 2245 | 1990.6514 | 1818.1514 | 1818.1514
results477.txt | 6621 LIETO 400.00 | 0.183 | 254.3486 | 2245 | 1990.6514 | 1807.6514 | 1807.6514
results477.txt | 6780 ALAJÄRVI 400.00 | 0.1329 | 254.3486 | 2245 | 1990.6514 | 1857.7514 | 1857.7514
results477.txt | 6781 SEINÄJOKI 400.00 | 0.1373 | 254.3486 | 2245 | 1990.6514 | 1853.3514 | 1853.3514
results477.txt | 6783 PETÄJÄV400 400.00 | 0.3091 | 254.3486 | 2245 | 1990.6514 | 1681.5514 | 1681.5514
results477.txt | 6782 PETÄJÄV220 220.00 | 0.3091 | 254.3486 | 2245 | 1990.6514 | 1681.5514 | 1681.5514
results477.txt | 6784 JÄMSÄ 220.00 | 0.3117 | 254.3486 | 2245 | 1990.6514 | 1678.9514 | 1678.9514
results477.txt | 6785 TOIVILA 400.00 | 0.2542 | 254.3486 | 2245 | 1990.6514 | 1736.4514 | 1736.4514
results477.txt | 6788 ALAPITKÄ 400.00 | 0.1023 | 254.3486 | 2245 | 1990.6514 | 1888.3514 | 1888.3514
results477.txt | 6789 VIHTAVUORI 400.00 | 0.2005 | 254.3486 | 2245 | 1990.6514 | 1790.1514 | 1790.1514
results477.txt | 6790 HUUTOKOSKI 400.00 | 0.142 | 254.3486 | 2245 | 1990.6514 | 1848.6514 | 1848.6514
results477.txt | 6810 TUOVILA 400.00 | 0.1278 | 254.3486 | 2245 | 1990.6514 | 1862.8514 | 1862.8514
results477.txt | 6811 KRSITINESTAD400.00 | 0.1518 | 254.3486 | 2245 | 1990.6514 | 1838.8514 | 1838.8514
results477.txt | 9303 MUSALA 400.00 | 0.1036 | 254.3486 | 2245 | 1990.6514 | 1887.0514 | 1887.0514
results477.txt | 9305 KÄRPPIÖN 400.00 | 0.1442 | 254.3486 | 2245 | 1990.6514 | 1846.4514 | 1846.4514
results477.txt | 9306 HONKAJOEN 400.00 | 0.1654 | 254.3486 | 2245 | 1990.6514 | 1825.2514 | 1825.2514
results477.txt | 9307 KONTIOLAHTI 400.00 | 0.1215 | 254.3486 | 2245 | 1990.6514 | 1869.1514 | 1869.1514
results477.txt | 9308 ORIMATTILAN 400.00 | 0.1903 | 254.3486 | 2245 | 1990.6514 | 1800.3514 | 1800.3514
results477.txt | 9309 NAANTALINSAL400.00 | 0.183 | 254.3486 | 2245 | 1990.6514 | 1807.6514 | 1807.6514
results478.txt | PTI INTERACTIVE POWER SYSTEM SIMULATOR--PSS(R)E MON, MAY 29 2023 |  | -8.798 | 2000 | 1991.202
results478.txt | SENSITIVITY FACTORS ARE CALCULATED WITH AC |  | -8.798 | 2000 | 1991.202
results478.txt | SUBSYSTEM 'RESERV' IS USED FOR OPPOSING SYSTEM FOR MW POWER |  | -8.798 | 2000 | 1991.202
results478.txt | SENSITIVITY FACTORS OF BRANCH FLOW (MVA) ON 6675 MAURANGER 400.00 TO 6676 HYDRO PURE S400.00 1 MORE THAN | 0.1 | -8.798 | 2000 | 1991.202 | 1891.202 | 1891.202
results478.txt | <--------- BUS NAME --------> |  | -8.798 | 2000 | 1991.202
results478.txt | 6676 HYDRO PURE S400.00 | 1 | -8.798 | 2000 | 1991.202 | 991.202 | 991.202
results479.txt | PTI INTERACTIVE POWER SYSTEM SIMULATOR--PSS(R)E MON, MAY 29 2023 |  | 249.8753 | 2245 | 1995.1247
results479.txt | SENSITIVITY FACTORS ARE CALCULATED WITH AC |  | 249.8753 | 2245 | 1995.1247
results479.txt | SUBSYSTEM 'RESERV' IS USED FOR OPPOSING SYSTEM FOR MW POWER |  | 249.8753 | 2245 | 1995.1247
results479.txt | SENSITIVITY FACTORS OF BRANCH FLOW (MVA) ON 6830 STORFINNSF 400.00 TO 6926 GRUNDFORS400400.00 4 MORE THAN | 0.1 | 249.8753 | 2245 | 1995.1247 | 1895.1247 | 1895.1247
results479.txt | <--------- BUS NAME --------> |  | 249.8753 | 2245 | 1995.1247
results479.txt | 6924 JUKTAN/BLAIK400.00 | -0.2151 | 249.8753 | 2245 | 1995.1247 | 2210.2247 | 2210.2247
results479.txt | 6926 GRUNDFORS400400.00 | -0.2022 | 249.8753 | 2245 | 1995.1247 | 2197.3247 | 2197.3247
results479.txt | 6925 GRUNDFORS220220.00 | -0.1879 | 249.8753 | 2245 | 1995.1247 | 2183.0247 | 2183.0247
results479.txt | 6945 GEJMÅN 220.00 | -0.1031 | 249.8753 | 2245 | 1995.1247 | 2098.2247 | 2098.2247
results479.txt | 6946 AJAURE 220.00 | -0.1304 | 249.8753 | 2245 | 1995.1247 | 2125.5247 | 2125.5247
results479.txt | 6947 GARDIKFORS 220.00 | -0.1488 | 249.8753 | 2245 | 1995.1247 | 2143.9247 | 2143.9247
results479.txt | 7799 JOINT 220.00 | -0.1032 | 249.8753 | 2245 | 1995.1247 | 2098.3247 | 2098.3247
results479.txt | 8643 JOINT 220.00 | -0.1489 | 249.8753 | 2245 | 1995.1247 | 2144.0247 | 2144.0247
results480.txt | PTI INTERACTIVE POWER SYSTEM SIMULATOR--PSS(R)E MON, MAY 29 2023 |  | 0 | 2000 | 2000
results480.txt | SENSITIVITY FACTORS ARE CALCULATED WITH AC |  | 0 | 2000 | 2000
results480.txt | SUBSYSTEM 'RESERV' IS USED FOR OPPOSING SYSTEM FOR MW POWER |  | 0 | 2000 | 2000
results480.txt | SENSITIVITY FACTORS OF BRANCH FLOW (MVA) ON 6941 TUNNSJO300 400.00 TO 6942 TUNNSJO400 400.00 1 MORE THAN | 0.1 | 0 | 2000 | 2000 | 1900 | 1900
results481.txt | PTI INTERACTIVE POWER SYSTEM SIMULATOR--PSS(R)E MON, MAY 29 2023 |  | -229.2974 | 2245 | 2015.7026
results481.txt | SENSITIVITY FACTORS ARE CALCULATED WITH AC |  | -229.2974 | 2245 | 2015.7026
results481.txt | SUBSYSTEM 'RESERV' IS USED FOR OPPOSING SYSTEM FOR MW POWER |  | -229.2974 | 2245 | 2015.7026
results481.txt | SENSITIVITY FACTORS OF BRANCH FLOW (MVA) ON 6581 ANGSBERG 400.00 TO 6803 MOLIDEN 400.00 6 MORE THAN | 0.1 | -229.2974 | 2245 | 2015.7026 | 1915.7026 | 1915.7026
results481.txt | <--------- BUS NAME --------> |  | -229.2974 | 2245 | 2015.7026
results481.txt | 6803 MOLIDEN 400.00 | -0.2196 | -229.2974 | 2245 | 2015.7026 | 2235.3026 | 2235.3026
results481.txt | 6809 STORNORRFORS400.00 | -0.1069 | -229.2974 | 2245 | 2015.7026 | 2122.6026 | 2122.6026
results482.txt | PTI INTERACTIVE POWER SYSTEM SIMULATOR--PSS(R)E MON, MAY 29 2023 |  | -225.0633 | 2245 | 2019.9367
results482.txt | SENSITIVITY FACTORS ARE CALCULATED WITH AC |  | -225.0633 | 2245 | 2019.9367
results482.txt | SUBSYSTEM 'RESERV' IS USED FOR OPPOSING SYSTEM FOR MW POWER |  | -225.0633 | 2245 | 2019.9367
results482.txt | SENSITIVITY FACTORS OF BRANCH FLOW (MVA) ON 5657 ISHOJ400 400.00 TO 5660 AVEDOREVERK 400.00 8 MORE THAN | 0.1 | -225.0633 | 2245 | 2019.9367 | 1919.9367 | 1919.9367
results482.txt | <--------- BUS NAME --------> |  | -225.0633 | 2245 | 2019.9367
results482.txt | 5660 AVEDOREVERK 400.00 | -1.0068 | -225.0633 | 2245 | 2019.9367 | 1463.2633 | 1463.2633
results482.txt | 5662 ORSTEDSVERKE400.00 | -1.008 | -225.0633 | 2245 | 2019.9367 | 1462.0633 | 1462.0633
results483.txt | PTI INTERACTIVE POWER SYSTEM SIMULATOR--PSS(R)E MON, MAY 29 2023 |  | -223.1272 | 2245 | 2021.8728
results483.txt | SENSITIVITY FACTORS ARE CALCULATED WITH AC |  | -223.1272 | 2245 | 2021.8728
results483.txt | SUBSYSTEM 'RESERV' IS USED FOR OPPOSING SYSTEM FOR MW POWER |  | -223.1272 | 2245 | 2021.8728
results483.txt | SENSITIVITY FACTORS OF BRANCH FLOW (MVA) ON 6861 SNILLDAL 400.00 TO 9007 TJELDBERGO 400.00 3 MORE THAN | 0.1 | -223.1272 | 2245 | 2021.8728 | 1921.8728 | 1921.8728
results483.txt | <--------- BUS NAME --------> |  | -223.1272 | 2245 | 2021.8728
results483.txt | 6861 SNILLDAL 400.00 | -0.2294 | -223.1272 | 2245 | 2021.8728 | 2238.7272 | 2238.7272
results483.txt | 6863 HOFSTAD 400.00 | -0.1502 | -223.1272 | 2245 | 2021.8728 | 2172.0728 | 2172.0728
results483.txt | 6864 ÅFJORD 400.00 | -0.1894 | -223.1272 | 2245 | 2021.8728 | 2211.2728 | 2211.2728
results483.txt | 9007 TJELDBERGO 400.00 | 0.3813 | -223.1272 | 2245 | 2021.8728 | 1640.5728 | 1640.5728
results484.txt | PTI INTERACTIVE POWER SYSTEM SIMULATOR--PSS(R)E MON, MAY 29 2023 |  | 217.3593 | 2245 | 2027.6407
results484.txt | SENSITIVITY FACTORS ARE CALCULATED WITH AC |  | 217.3593 | 2245 | 2027.6407
results484.txt | SUBSYSTEM 'RESERV' IS USED FOR OPPOSING SYSTEM FOR MW POWER |  | 217.3593 | 2245 | 2027.6407
results484.txt | SENSITIVITY FACTORS OF BRANCH FLOW (MVA) ON 6348 OSKARSHAMN 400.00 TO 9401 HAGESKRUV 400.00 6 MORE THAN | 0.1 | 217.3593 | 2245 | 2027.6407 | 1927.6407 | 1927.6407
results484.txt | <--------- BUS NAME --------> |  | 217.3593 | 2245 | 2027.6407
results484.txt | 6348 OSKARSHAMN 400.00 | 0.1529 | 217.3593 | 2245 | 2027.6407 | 1874.7407 | 1874.7407
results484.txt | 6349 ALVESTA 400.00 | -0.1707 | 217.3593 | 2245 | 2027.6407 | 2198.3407 | 2198.3407
results484.txt | 9401 HAGESKRUV 400.00 | -0.4705 | 217.3593 | 2245 | 2027.6407 | 1991.8593 | 1991.8593
results485.txt | PTI INTERACTIVE POWER SYSTEM SIMULATOR--PSS(R)E MON, MAY 29 2023 |  | -209.6778 | 2245 | 2035.3222
results485.txt | SENSITIVITY FACTORS ARE CALCULATED WITH AC |  | -209.6778 | 2245 | 2035.3222
results485.txt | SUBSYSTEM 'RESERV' IS USED FOR OPPOSING SYSTEM FOR MW POWER |  | -209.6778 | 2245 | 2035.3222
results485.txt | SENSITIVITY FACTORS OF BRANCH FLOW (MVA) ON 6603 ODENSALA 400.00 TO 9405 GRÖNVIKEN 400.00 2 MORE THAN | 0.1 | -209.6778 | 2245 | 2035.3222 | 1935.3222 | 1935.3222
results486.txt | PTI INTERACTIVE POWER SYSTEM SIMULATOR--PSS(R)E MON, MAY 29 2023 |  | -209.6778 | 2245 | 2035.3222
results486.txt | SENSITIVITY FACTORS ARE CALCULATED WITH AC |  | -209.6778 | 2245 | 2035.3222
results486.txt | SUBSYSTEM 'RESERV' IS USED FOR OPPOSING SYSTEM FOR MW POWER |  | -209.6778 | 2245 | 2035.3222
results486.txt | SENSITIVITY FACTORS OF BRANCH FLOW (MVA) ON 6603 ODENSALA 400.00 TO 9405 GRÖNVIKEN 400.00 6 MORE THAN | 0.1 | -209.6778 | 2245 | 2035.3222 | 1935.3222 | 1935.3222
results487.txt | PTI INTERACTIVE POWER SYSTEM SIMULATOR--PSS(R)E MON, MAY 29 2023 |  | 201.0605 | 2245 | 2043.9395
results487.txt | SENSITIVITY FACTORS ARE CALCULATED WITH AC |  | 201.0605 | 2245 | 2043.9395
results487.txt | SUBSYSTEM 'RESERV' IS USED FOR OPPOSING SYSTEM FOR MW POWER |  | 201.0605 | 2245 | 2043.9395
results487.txt | SENSITIVITY FACTORS OF BRANCH FLOW (MVA) ON 6917 ISOKANGAS 400.00 TO 7056 PETÄJÄSKO 400.00 2 MORE THAN | 0.1 | 201.0605 | 2245 | 2043.9395 | 1943.9395 | 1943.9395
results487.txt | <--------- BUS NAME --------> |  | 201.0605 | 2245 | 2043.9395
results487.txt | 6917 ISOKANGAS 400.00 | -0.1279 | 201.0605 | 2245 | 2043.9395 | 2171.8395 | 2171.8395
results488.txt | PTI INTERACTIVE POWER SYSTEM SIMULATOR--PSS(R)E MON, MAY 29 2023 |  | 192.4479 | 2245 | 2052.5521
results488.txt | SENSITIVITY FACTORS ARE CALCULATED WITH AC |  | 192.4479 | 2245 | 2052.5521
results488.txt | SUBSYSTEM 'RESERV' IS USED FOR OPPOSING SYSTEM FOR MW POWER |  | 192.4479 | 2245 | 2052.5521
results488.txt | SENSITIVITY FACTORS OF BRANCH FLOW (MVA) ON 6585 FINNBOLEHVDC400.00 TO 6594 HAMRA400 400.00 4 MORE THAN | 0.1 | 192.4479 | 2245 | 2052.5521 | 1952.5521 | 1952.5521
results489.txt | PTI INTERACTIVE POWER SYSTEM SIMULATOR--PSS(R)E MON, MAY 29 2023 |  | 192.0969 | 2245 | 2052.9031
results489.txt | SENSITIVITY FACTORS ARE CALCULATED WITH AC |  | 192.0969 | 2245 | 2052.9031
results489.txt | SUBSYSTEM 'RESERV' IS USED FOR OPPOSING SYSTEM FOR MW POWER |  | 192.0969 | 2245 | 2052.9031
results489.txt | SENSITIVITY FACTORS OF BRANCH FLOW (MVA) ON 6571 VISULAHTI 400.00 TO 6790 HUUTOKOSKI 400.00 2 MORE THAN | 0.1 | 192.0969 | 2245 | 2052.9031 | 1952.9031 | 1952.9031
results489.txt | <--------- BUS NAME --------> |  | 192.0969 | 2245 | 2052.9031
results489.txt | 6571 VISULAHTI 400.00 | 0.5494 | 192.0969 | 2245 | 2052.9031 | 1503.5031 | 1503.5031
results489.txt | 6572 KYMI 400.00 | 0.1697 | 192.0969 | 2245 | 2052.9031 | 1883.2031 | 1883.2031
results489.txt | 6546 SALO 400.00 | 0.1009 | 192.0969 | 2245 | 2052.9031 | 1952.0031 | 1952.0031
results489.txt | 6550 KOPULA 400.00 | 0.1159 | 192.0969 | 2245 | 2052.9031 | 1937.0031 | 1937.0031
results489.txt | 6551 HIKIÄ 400.00 | 0.1129 | 192.0969 | 2245 | 2052.9031 | 1940.0031 | 1940.0031
results489.txt | 6552 TAMMISTO 400.00 | 0.1198 | 192.0969 | 2245 | 2052.9031 | 1933.1031 | 1933.1031
results489.txt | 6553 NURMIJÄRVI 400.00 | 0.125 | 192.0969 | 2245 | 2052.9031 | 1927.9031 | 1927.9031
results489.txt | 6554 LÄNSISALMI 400.00 | 0.1261 | 192.0969 | 2245 | 2052.9031 | 1926.8031 | 1926.8031
results489.txt | 6555 INKOO 400.00 | 0.1097 | 192.0969 | 2245 | 2052.9031 | 1943.2031 | 1943.2031
results489.txt | 6556 ESPOO 400.00 | 0.1164 | 192.0969 | 2245 | 2052.9031 | 1936.5031 | 1936.5031
results489.txt | 6567 ANTTILA 400.00 | 0.1368 | 192.0969 | 2245 | 2052.9031 | 1916.1031 | 1916.1031
results489.txt | 6569 KORIA 400.00 | 0.1795 | 192.0969 | 2245 | 2052.9031 | 1873.4031 | 1873.4031
results489.txt | 6570 LOVIISA 400.00 | 0.1513 | 192.0969 | 2245 | 2052.9031 | 1901.6031 | 1901.6031
results489.txt | 6573 YLLIKKÄLÄ 400.00 | 0.2793 | 192.0969 | 2245 | 2052.9031 | 1773.6031 | 1773.6031
results489.txt | 9308 ORIMATTILAN 400.00 | 0.1457 | 192.0969 | 2245 | 2052.9031 | 1907.2031 | 1907.2031
results490.txt | PTI INTERACTIVE POWER SYSTEM SIMULATOR--PSS(R)E MON, MAY 29 2023 |  | 188.0548 | 2245 | 2056.9452
results490.txt | SENSITIVITY FACTORS ARE CALCULATED WITH AC |  | 188.0548 | 2245 | 2056.9452
results490.txt | SUBSYSTEM 'RESERV' IS USED FOR OPPOSING SYSTEM FOR MW POWER |  | 188.0548 | 2245 | 2056.9452
results490.txt | SENSITIVITY FACTORS OF BRANCH FLOW (MVA) ON 6549 LAVIANVOURI 400.00 TO 6551 HIKIÄ 400.00 2 MORE THAN | 0.1 | 188.0548 | 2245 | 2056.9452 | 1956.9452 | 1956.9452
results490.txt | <--------- BUS NAME --------> |  | 188.0548 | 2245 | 2056.9452
results490.txt | 6572 KYMI 400.00 | -0.1692 | 188.0548 | 2245 | 2056.9452 | 2226.1452 | 2226.1452
results490.txt | 6548 KANGASALA 400.00 | 0.1523 | 188.0548 | 2245 | 2056.9452 | 1904.6452 | 1904.6452
results490.txt | 6549 LAVIANVOURI 400.00 | 0.3081 | 188.0548 | 2245 | 2056.9452 | 1748.8452 | 1748.8452
results490.txt | 6550 KOPULA 400.00 | -0.1791 | 188.0548 | 2245 | 2056.9452 | 2236.0452 | 2236.0452
results490.txt | 6551 HIKIÄ 400.00 | -0.2294 | 188.0548 | 2245 | 2056.9452 | 2203.6548 | 2203.6548
results490.txt | 6552 TAMMISTO 400.00 | -0.1487 | 188.0548 | 2245 | 2056.9452 | 2205.6452 | 2205.6452
results490.txt | 6553 NURMIJÄRVI 400.00 | -0.2021 | 188.0548 | 2245 | 2056.9452 | 2230.9548 | 2230.9548
results490.txt | 6554 LÄNSISALMI 400.00 | -0.1583 | 188.0548 | 2245 | 2056.9452 | 2215.2452 | 2215.2452
results490.txt | 6555 INKOO 400.00 | -0.1236 | 188.0548 | 2245 | 2056.9452 | 2180.5452 | 2180.5452
results490.txt | 6556 ESPOO 400.00 | -0.1511 | 188.0548 | 2245 | 2056.9452 | 2208.0452 | 2208.0452
results490.txt | 6567 ANTTILA 400.00 | -0.1745 | 188.0548 | 2245 | 2056.9452 | 2231.4452 | 2231.4452
results490.txt | 6569 KORIA 400.00 | -0.1675 | 188.0548 | 2245 | 2056.9452 | 2224.4452 | 2224.4452
results490.txt | 6570 LOVIISA 400.00 | -0.1697 | 188.0548 | 2245 | 2056.9452 | 2226.6452 | 2226.6452
results490.txt | 6573 YLLIKKÄLÄ 400.00 | -0.1154 | 188.0548 | 2245 | 2056.9452 | 2172.3452 | 2172.3452
results490.txt | 9308 ORIMATTILAN 400.00 | -0.198 | 188.0548 | 2245 | 2056.9452 | 2235.0548 | 2235.0548
results491.txt | PTI INTERACTIVE POWER SYSTEM SIMULATOR--PSS(R)E MON, MAY 29 2023 |  | 182.5356 | 2245 | 2062.4644
results491.txt | SENSITIVITY FACTORS ARE CALCULATED WITH AC |  | 182.5356 | 2245 | 2062.4644
results491.txt | SUBSYSTEM 'RESERV' IS USED FOR OPPOSING SYSTEM FOR MW POWER |  | 182.5356 | 2245 | 2062.4644
results491.txt | SENSITIVITY FACTORS OF BRANCH FLOW (MVA) ON 6350 HEMSJO 400.00 TO 6354 NYBRO 400.00 2 MORE THAN | 0.1 | 182.5356 | 2245 | 2062.4644 | 1962.4644 | 1962.4644
results491.txt | <--------- BUS NAME --------> |  | 182.5356 | 2245 | 2062.4644
results491.txt | 5671 SEGE 400.00 | 0.1049 | 182.5356 | 2245 | 2062.4644 | 1957.5644 | 1957.5644
results491.txt | 5672 ARRIE 400.00 | 0.1049 | 182.5356 | 2245 | 2062.4644 | 1957.5644 | 1957.5644
results491.txt | 5673 KRUSEBERG 400.00 | 0.1049 | 182.5356 | 2245 | 2062.4644 | 1957.5644 | 1957.5644
results491.txt | 6337 BARSEBACK 400.00 | 0.1018 | 182.5356 | 2245 | 2062.4644 | 1960.6644 | 1960.6644
results491.txt | 6338 HURVA 400.00 | 0.1124 | 182.5356 | 2245 | 2062.4644 | 1950.0644 | 1950.0644
results491.txt | 6348 OSKARSHAMN 400.00 | -0.1163 | 182.5356 | 2245 | 2062.4644 | 2178.7644 | 2178.7644
results491.txt | 6350 HEMSJO 400.00 | 0.1766 | 182.5356 | 2245 | 2062.4644 | 1885.8644 | 1885.8644
results491.txt | 6351 KARLSHAMN 400.00 | 0.1765 | 182.5356 | 2245 | 2062.4644 | 1885.9644 | 1885.9644
results491.txt | 6354 NYBRO 400.00 | -0.2456 | 182.5356 | 2245 | 2062.4644 | 2181.9356 | 2181.9356
results492.txt | PTI INTERACTIVE POWER SYSTEM SIMULATOR--PSS(R)E MON, MAY 29 2023 |  | 182.5356 | 2245 | 2062.4644
results492.txt | SENSITIVITY FACTORS ARE CALCULATED WITH AC |  | 182.5356 | 2245 | 2062.4644
results492.txt | SUBSYSTEM 'RESERV' IS USED FOR OPPOSING SYSTEM FOR MW POWER |  | 182.5356 | 2245 | 2062.4644
results492.txt | SENSITIVITY FACTORS OF BRANCH FLOW (MVA) ON 6350 HEMSJO 400.00 TO 6354 NYBRO 400.00 3 MORE THAN | 0.1 | 182.5356 | 2245 | 2062.4644 | 1962.4644 | 1962.4644
results492.txt | <--------- BUS NAME --------> |  | 182.5356 | 2245 | 2062.4644
results492.txt | 5671 SEGE 400.00 | 0.1049 | 182.5356 | 2245 | 2062.4644 | 1957.5644 | 1957.5644
results492.txt | 5672 ARRIE 400.00 | 0.1049 | 182.5356 | 2245 | 2062.4644 | 1957.5644 | 1957.5644
results492.txt | 5673 KRUSEBERG 400.00 | 0.1049 | 182.5356 | 2245 | 2062.4644 | 1957.5644 | 1957.5644
results492.txt | 6337 BARSEBACK 400.00 | 0.1018 | 182.5356 | 2245 | 2062.4644 | 1960.6644 | 1960.6644
results492.txt | 6338 HURVA 400.00 | 0.1124 | 182.5356 | 2245 | 2062.4644 | 1950.0644 | 1950.0644
results492.txt | 6348 OSKARSHAMN 400.00 | -0.1163 | 182.5356 | 2245 | 2062.4644 | 2178.7644 | 2178.7644
results492.txt | 6350 HEMSJO 400.00 | 0.1766 | 182.5356 | 2245 | 2062.4644 | 1885.8644 | 1885.8644
results492.txt | 6351 KARLSHAMN 400.00 | 0.1765 | 182.5356 | 2245 | 2062.4644 | 1885.9644 | 1885.9644
results492.txt | 6354 NYBRO 400.00 | -0.2456 | 182.5356 | 2245 | 2062.4644 | 2181.9356 | 2181.9356
results493.txt | PTI INTERACTIVE POWER SYSTEM SIMULATOR--PSS(R)E MON, MAY 29 2023 |  | -177.8028 | 2245 | 2067.1972
results493.txt | SENSITIVITY FACTORS ARE CALCULATED WITH AC |  | -177.8028 | 2245 | 2067.1972
results493.txt | SUBSYSTEM 'RESERV' IS USED FOR OPPOSING SYSTEM FOR MW POWER |  | -177.8028 | 2245 | 2067.1972
results493.txt | SENSITIVITY FACTORS OF BRANCH FLOW (MVA) ON 6639 LINDBACKA400400.00 TO 9411 MUNGA 400.00 4 MORE THAN | 0.1 | -177.8028 | 2245 | 2067.1972 | 1967.1972 | 1967.1972
results493.txt | <--------- BUS NAME --------> |  | -177.8028 | 2245 | 2067.1972
results493.txt | 6639 LINDBACKA400400.00 | -0.1018 | -177.8028 | 2245 | 2067.1972 | 2168.9972 | 2168.9972
results494.txt | PTI INTERACTIVE POWER SYSTEM SIMULATOR--PSS(R)E MON, MAY 29 2023 |  | 175.5734 | 2245 | 2069.4266
results494.txt | SENSITIVITY FACTORS ARE CALCULATED WITH AC |  | 175.5734 | 2245 | 2069.4266
results494.txt | SUBSYSTEM 'RESERV' IS USED FOR OPPOSING SYSTEM FOR MW POWER |  | 175.5734 | 2245 | 2069.4266
results494.txt | SENSITIVITY FACTORS OF BRANCH FLOW (MVA) ON 6780 ALAJÄRVI 400.00 TO 9304 LUMIJÄRVI 400.00 6 MORE THAN | 0.1 | 175.5734 | 2245 | 2069.4266 | 1969.4266 | 1969.4266
results495.txt | PTI INTERACTIVE POWER SYSTEM SIMULATOR--PSS(R)E MON, MAY 29 2023 |  | -175.0825 | 2245 | 2069.9175
results495.txt | SENSITIVITY FACTORS ARE CALCULATED WITH AC |  | -175.0825 | 2245 | 2069.9175
results495.txt | SUBSYSTEM 'RESERV' IS USED FOR OPPOSING SYSTEM FOR MW POWER |  | -175.0825 | 2245 | 2069.9175
results495.txt | SENSITIVITY FACTORS OF BRANCH FLOW (MVA) ON 6750 HÅVIK 400.00 TO 6752 SPANNE 400.00 2 MORE THAN | 0.1 | -175.0825 | 2245 | 2069.9175 | 1969.9175 | 1969.9175
results495.txt | <--------- BUS NAME --------> |  | -175.0825 | 2245 | 2069.9175
results495.txt | 6749 STORD 400.00 | 0.2613 | -175.0825 | 2245 | 2069.9175 | 1808.6175 | 1808.6175
results495.txt | 6751 SUBSTATION 301.00 | -0.2295 | -175.0825 | 2245 | 2069.9175 | 2190.5825 | 2190.5825
results495.txt | 6750 HÅVIK 400.00 | -0.3179 | -175.0825 | 2245 | 2069.9175 | 2102.1825 | 2102.1825
results495.txt | 6752 SPANNE 400.00 | 0.4616 | -175.0825 | 2245 | 2069.9175 | 1608.3175 | 1608.3175
results495.txt | 6753 KÅRSTO 400.00 | -0.3185 | -175.0825 | 2245 | 2069.9175 | 2101.5825 | 2101.5825
results495.txt | 8611 JOINT 400.00 | -0.3184 | -175.0825 | 2245 | 2069.9175 | 2101.6825 | 2101.6825
results495.txt | 9019 SAUDA 301.00 | -0.1103 | -175.0825 | 2245 | 2069.9175 | 2180.2175 | 2180.2175
results496.txt | PTI INTERACTIVE POWER SYSTEM SIMULATOR--PSS(R)E MON, MAY 29 2023 |  | 168.1065 | 2245 | 2076.8935
results496.txt | SENSITIVITY FACTORS ARE CALCULATED WITH AC |  | 168.1065 | 2245 | 2076.8935
results496.txt | SUBSYSTEM 'RESERV' IS USED FOR OPPOSING SYSTEM FOR MW POWER |  | 168.1065 | 2245 | 2076.8935
results496.txt | SENSITIVITY FACTORS OF BRANCH FLOW (MVA) ON 6787 VUOLIJOKI 400.00 TO 6788 ALAPITKÄ 400.00 2 MORE THAN | 0.1 | 168.1065 | 2245 | 2076.8935 | 1976.8935 | 1976.8935
results496.txt | <--------- BUS NAME --------> |  | 168.1065 | 2245 | 2076.8935
results496.txt | 6571 VISULAHTI 400.00 | -0.1798 | 168.1065 | 2245 | 2076.8935 | 2233.3065 | 2233.3065
results496.txt | 6572 KYMI 400.00 | -0.1233 | 168.1065 | 2245 | 2076.8935 | 2200.1935 | 2200.1935
results496.txt | 6550 KOPULA 400.00 | -0.1049 | 168.1065 | 2245 | 2076.8935 | 2181.7935 | 2181.7935
results496.txt | 6551 HIKIÄ 400.00 | -0.1043 | 168.1065 | 2245 | 2076.8935 | 2181.1935 | 2181.1935
results496.txt | 6552 TAMMISTO 400.00 | -0.1053 | 168.1065 | 2245 | 2076.8935 | 2182.1935 | 2182.1935
results496.txt | 6553 NURMIJÄRVI 400.00 | -0.1081 | 168.1065 | 2245 | 2076.8935 | 2184.9935 | 2184.9935
results496.txt | 6554 LÄNSISALMI 400.00 | -0.1076 | 168.1065 | 2245 | 2076.8935 | 2184.4935 | 2184.4935
results496.txt | 6555 INKOO 400.00 | -0.1014 | 168.1065 | 2245 | 2076.8935 | 2178.2935 | 2178.2935
results496.txt | 6556 ESPOO 400.00 | -0.1042 | 168.1065 | 2245 | 2076.8935 | 2181.0935 | 2181.0935
results496.txt | 6567 ANTTILA 400.00 | -0.1117 | 168.1065 | 2245 | 2076.8935 | 2188.5935 | 2188.5935
results496.txt | 6569 KORIA 400.00 | -0.1268 | 168.1065 | 2245 | 2076.8935 | 2203.6935 | 2203.6935
results496.txt | 6570 LOVIISA 400.00 | -0.1161 | 168.1065 | 2245 | 2076.8935 | 2192.9935 | 2192.9935
results496.txt | 6573 YLLIKKÄLÄ 400.00 | -0.1613 | 168.1065 | 2245 | 2076.8935 | 2238.1935 | 2238.1935
results496.txt | 6788 ALAPITKÄ 400.00 | -0.2557 | 168.1065 | 2245 | 2076.8935 | 2157.4065 | 2157.4065
results496.txt | 6789 VIHTAVUORI 400.00 | -0.1244 | 168.1065 | 2245 | 2076.8935 | 2201.2935 | 2201.2935
results496.txt | 6790 HUUTOKOSKI 400.00 | -0.2019 | 168.1065 | 2245 | 2076.8935 | 2211.2065 | 2211.2065
results496.txt | 9307 KONTIOLAHTI 400.00 | -0.2275 | 168.1065 | 2245 | 2076.8935 | 2185.6065 | 2185.6065
results496.txt | 9308 ORIMATTILAN 400.00 | -0.1152 | 168.1065 | 2245 | 2076.8935 | 2192.0935 | 2192.0935
results497.txt | PTI INTERACTIVE POWER SYSTEM SIMULATOR--PSS(R)E MON, MAY 29 2023 |  | 168.1065 | 2245 | 2076.8935
results497.txt | SENSITIVITY FACTORS ARE CALCULATED WITH AC |  | 168.1065 | 2245 | 2076.8935
results497.txt | SUBSYSTEM 'RESERV' IS USED FOR OPPOSING SYSTEM FOR MW POWER |  | 168.1065 | 2245 | 2076.8935
results497.txt | SENSITIVITY FACTORS OF BRANCH FLOW (MVA) ON 6787 VUOLIJOKI 400.00 TO 6788 ALAPITKÄ 400.00 4 MORE THAN | 0.1 | 168.1065 | 2245 | 2076.8935 | 1976.8935 | 1976.8935
results497.txt | <--------- BUS NAME --------> |  | 168.1065 | 2245 | 2076.8935
results497.txt | 6571 VISULAHTI 400.00 | -0.1798 | 168.1065 | 2245 | 2076.8935 | 2233.3065 | 2233.3065
results497.txt | 6572 KYMI 400.00 | -0.1233 | 168.1065 | 2245 | 2076.8935 | 2200.1935 | 2200.1935
results497.txt | 6550 KOPULA 400.00 | -0.1049 | 168.1065 | 2245 | 2076.8935 | 2181.7935 | 2181.7935
results497.txt | 6551 HIKIÄ 400.00 | -0.1043 | 168.1065 | 2245 | 2076.8935 | 2181.1935 | 2181.1935
results497.txt | 6552 TAMMISTO 400.00 | -0.1053 | 168.1065 | 2245 | 2076.8935 | 2182.1935 | 2182.1935
results497.txt | 6553 NURMIJÄRVI 400.00 | -0.1081 | 168.1065 | 2245 | 2076.8935 | 2184.9935 | 2184.9935
results497.txt | 6554 LÄNSISALMI 400.00 | -0.1076 | 168.1065 | 2245 | 2076.8935 | 2184.4935 | 2184.4935
results497.txt | 6555 INKOO 400.00 | -0.1014 | 168.1065 | 2245 | 2076.8935 | 2178.2935 | 2178.2935
results497.txt | 6556 ESPOO 400.00 | -0.1042 | 168.1065 | 2245 | 2076.8935 | 2181.0935 | 2181.0935
results497.txt | 6567 ANTTILA 400.00 | -0.1117 | 168.1065 | 2245 | 2076.8935 | 2188.5935 | 2188.5935
results497.txt | 6569 KORIA 400.00 | -0.1268 | 168.1065 | 2245 | 2076.8935 | 2203.6935 | 2203.6935
results497.txt | 6570 LOVIISA 400.00 | -0.1161 | 168.1065 | 2245 | 2076.8935 | 2192.9935 | 2192.9935
results497.txt | 6573 YLLIKKÄLÄ 400.00 | -0.1613 | 168.1065 | 2245 | 2076.8935 | 2238.1935 | 2238.1935
results497.txt | 6788 ALAPITKÄ 400.00 | -0.2557 | 168.1065 | 2245 | 2076.8935 | 2157.4065 | 2157.4065
results497.txt | 6789 VIHTAVUORI 400.00 | -0.1244 | 168.1065 | 2245 | 2076.8935 | 2201.2935 | 2201.2935
results497.txt | 6790 HUUTOKOSKI 400.00 | -0.2019 | 168.1065 | 2245 | 2076.8935 | 2211.2065 | 2211.2065
results497.txt | 9307 KONTIOLAHTI 400.00 | -0.2275 | 168.1065 | 2245 | 2076.8935 | 2185.6065 | 2185.6065
results497.txt | 9308 ORIMATTILAN 400.00 | -0.1152 | 168.1065 | 2245 | 2076.8935 | 2192.0935 | 2192.0935
results498.txt | PTI INTERACTIVE POWER SYSTEM SIMULATOR--PSS(R)E MON, MAY 29 2023 |  | -164.5513 | 2245 | 2080.4487
results498.txt | SENSITIVITY FACTORS ARE CALCULATED WITH AC |  | -164.5513 | 2245 | 2080.4487
results498.txt | SUBSYSTEM 'RESERV' IS USED FOR OPPOSING SYSTEM FOR MW POWER |  | -164.5513 | 2245 | 2080.4487
results498.txt | SENSITIVITY FACTORS OF BRANCH FLOW (MVA) ON 6606 HALL 400.00 TO 6608 EKUDDEN400 400.00 2 MORE THAN | 0.1 | -164.5513 | 2245 | 2080.4487 | 1980.4487 | 1980.4487
results498.txt | <--------- BUS NAME --------> |  | -164.5513 | 2245 | 2080.4487
results498.txt | 6593 HAMRA220 220.00 | -0.1318 | -164.5513 | 2245 | 2080.4487 | 2212.2487 | 2212.2487
results498.txt | 6598 BOLANDERNA 220.00 | -0.1358 | -164.5513 | 2245 | 2080.4487 | 2216.2487 | 2216.2487
results498.txt | 6599 PLENNINGE 220.00 | -0.1355 | -164.5513 | 2245 | 2080.4487 | 2215.9487 | 2215.9487
results498.txt | 6601 KOLBOTTEN220220.00 | -0.1747 | -164.5513 | 2245 | 2080.4487 | 2234.8513 | 2234.8513
results498.txt | 6604 STOCKHOLM220220.00 | -0.222 | -164.5513 | 2245 | 2080.4487 | 2187.5513 | 2187.5513
results498.txt | 6608 EKUDDEN400 400.00 | -0.9124 | -164.5513 | 2245 | 2080.4487 | 1497.1513 | 1497.1513
results498.txt | 6607 EKUDDEN220 220.00 | -0.2963 | -164.5513 | 2245 | 2080.4487 | 2113.2513 | 2113.2513
results498.txt | 6609 SOLBERGA 220.00 | -0.2964 | -164.5513 | 2245 | 2080.4487 | 2113.1513 | 2113.1513
results498.txt | 6614 VALLENTUNA 220.00 | -0.2235 | -164.5513 | 2245 | 2080.4487 | 2186.0513 | 2186.0513
results499.txt | PTI INTERACTIVE POWER SYSTEM SIMULATOR--PSS(R)E MON, MAY 29 2023 |  | -161.3432 | 2245 | 2083.6568
results499.txt | SENSITIVITY FACTORS ARE CALCULATED WITH AC |  | -161.3432 | 2245 | 2083.6568
results499.txt | SUBSYSTEM 'RESERV' IS USED FOR OPPOSING SYSTEM FOR MW POWER |  | -161.3432 | 2245 | 2083.6568
results499.txt | SENSITIVITY FACTORS OF BRANCH FLOW (MVA) ON 6672 USTA300 400.00 TO 6673 USTA400 400.00 7 MORE THAN | 0.1 | -161.3432 | 2245 | 2083.6568 | 1983.6568 | 1983.6568
results499.txt | <--------- BUS NAME --------> |  | -161.3432 | 2245 | 2083.6568
results499.txt | 6672 USTA300 400.00 | -0.5036 | -161.3432 | 2245 | 2083.6568 | 1902.7432 | 1902.7432
results500.txt | PTI INTERACTIVE POWER SYSTEM SIMULATOR--PSS(R)E MON, MAY 29 2023 |  | -161.3432 | 2245 | 2083.6568
results500.txt | SENSITIVITY FACTORS ARE CALCULATED WITH AC |  | -161.3432 | 2245 | 2083.6568
results500.txt | SUBSYSTEM 'RESERV' IS USED FOR OPPOSING SYSTEM FOR MW POWER |  | -161.3432 | 2245 | 2083.6568
results500.txt | SENSITIVITY FACTORS OF BRANCH FLOW (MVA) ON 6672 USTA300 400.00 TO 6673 USTA400 400.00 8 MORE THAN | 0.1 | -161.3432 | 2245 | 2083.6568 | 1983.6568 | 1983.6568
results500.txt | <--------- BUS NAME --------> |  | -161.3432 | 2245 | 2083.6568
results500.txt | 6672 USTA300 400.00 | -0.5036 | -161.3432 | 2245 | 2083.6568 | 1902.7432 | 1902.7432
results501.txt | PTI INTERACTIVE POWER SYSTEM SIMULATOR--PSS(R)E MON, MAY 29 2023 |  | -158.668 | 2245 | 2086.332
results501.txt | SENSITIVITY FACTORS ARE CALCULATED WITH AC |  | -158.668 | 2245 | 2086.332
results501.txt | SUBSYSTEM 'RESERV' IS USED FOR OPPOSING SYSTEM FOR MW POWER |  | -158.668 | 2245 | 2086.332
results501.txt | SENSITIVITY FACTORS OF BRANCH FLOW (MVA) ON 6583 STACKBO400 400.00 TO 9405 GRÖNVIKEN 400.00 4 MORE THAN | 0.1 | -158.668 | 2245 | 2086.332 | 1986.332 | 1986.332
results501.txt | <--------- BUS NAME --------> |  | -158.668 | 2245 | 2086.332
results501.txt | 6581 ANGSBERG 400.00 | -0.1183 | -158.668 | 2245 | 2086.332 | 2204.632 | 2204.632
results501.txt | 6583 STACKBO400 400.00 | -0.1248 | -158.668 | 2245 | 2086.332 | 2211.132 | 2211.132
results501.txt | 6585 FINNBOLEHVDC400.00 | -0.1133 | -158.668 | 2245 | 2086.332 | 2199.632 | 2199.632
results501.txt | 6586 FINNBOLEHVDC400.00 | -0.109 | -158.668 | 2245 | 2086.332 | 2195.332 | 2195.332
results502.txt | PTI INTERACTIVE POWER SYSTEM SIMULATOR--PSS(R)E MON, MAY 29 2023 |  | 153.2411 | 2245 | 2091.7589
results502.txt | SENSITIVITY FACTORS ARE CALCULATED WITH AC |  | 153.2411 | 2245 | 2091.7589
results502.txt | SUBSYSTEM 'RESERV' IS USED FOR OPPOSING SYSTEM FOR MW POWER |  | 153.2411 | 2245 | 2091.7589
results502.txt | SENSITIVITY FACTORS OF BRANCH FLOW (MVA) ON 6911 JYLKKÄ 400.00 TO 9304 LUMIJÄRVI 400.00 3 MORE THAN | 0.1 | 153.2411 | 2245 | 2091.7589 | 1991.7589 | 1991.7589
results502.txt | <--------- BUS NAME --------> |  | 153.2411 | 2245 | 2091.7589
results502.txt | 6778 HIRVISUO 400.00 | 0.1901 | 153.2411 | 2245 | 2091.7589 | 1901.6589 | 1901.6589
results502.txt | 6911 JYLKKÄ 400.00 | 0.2756 | 153.2411 | 2245 | 2091.7589 | 1816.1589 | 1816.1589
results502.txt | 9304 LUMIJÄRVI 400.00 | -0.1752 | 153.2411 | 2245 | 2091.7589 | 2223.0411 | 2223.0411
results502.txt | 9303 MUSALA 400.00 | 0.1341 | 153.2411 | 2245 | 2091.7589 | 1957.6589 | 1957.6589
results503.txt | PTI INTERACTIVE POWER SYSTEM SIMULATOR--PSS(R)E MON, MAY 29 2023 |  | 153.2411 | 2245 | 2091.7589
results503.txt | SENSITIVITY FACTORS ARE CALCULATED WITH AC |  | 153.2411 | 2245 | 2091.7589
results503.txt | SUBSYSTEM 'RESERV' IS USED FOR OPPOSING SYSTEM FOR MW POWER |  | 153.2411 | 2245 | 2091.7589
results503.txt | SENSITIVITY FACTORS OF BRANCH FLOW (MVA) ON 6911 JYLKKÄ 400.00 TO 9304 LUMIJÄRVI 400.00 4 MORE THAN | 0.1 | 153.2411 | 2245 | 2091.7589 | 1991.7589 | 1991.7589
results503.txt | <--------- BUS NAME --------> |  | 153.2411 | 2245 | 2091.7589
results503.txt | 6778 HIRVISUO 400.00 | 0.1901 | 153.2411 | 2245 | 2091.7589 | 1901.6589 | 1901.6589
results503.txt | 6911 JYLKKÄ 400.00 | 0.2756 | 153.2411 | 2245 | 2091.7589 | 1816.1589 | 1816.1589
results503.txt | 9304 LUMIJÄRVI 400.00 | -0.1752 | 153.2411 | 2245 | 2091.7589 | 2223.0411 | 2223.0411
results503.txt | 9303 MUSALA 400.00 | 0.1341 | 153.2411 | 2245 | 2091.7589 | 1957.6589 | 1957.6589
results504.txt | PTI INTERACTIVE POWER SYSTEM SIMULATOR--PSS(R)E MON, MAY 29 2023 |  | 150.2338 | 2245 | 2094.7662
results504.txt | SENSITIVITY FACTORS ARE CALCULATED WITH AC |  | 150.2338 | 2245 | 2094.7662
results504.txt | SUBSYSTEM 'RESERV' IS USED FOR OPPOSING SYSTEM FOR MW POWER |  | 150.2338 | 2245 | 2094.7662
results504.txt | SENSITIVITY FACTORS OF BRANCH FLOW (MVA) ON 6865 ORKDAL300 400.00 TO 6866 ORKDAL400 400.00 4 MORE THAN | 0.1 | 150.2338 | 2245 | 2094.7662 | 1994.7662 | 1994.7662
results504.txt | <--------- BUS NAME --------> |  | 150.2338 | 2245 | 2094.7662
results504.txt | 6865 ORKDAL300 400.00 | 0.5036 | 150.2338 | 2245 | 2094.7662 | 1591.1662 | 1591.1662
results505.txt | PTI INTERACTIVE POWER SYSTEM SIMULATOR--PSS(R)E MON, MAY 29 2023 |  | 150.2338 | 2245 | 2094.7662
results505.txt | SENSITIVITY FACTORS ARE CALCULATED WITH AC |  | 150.2338 | 2245 | 2094.7662
results505.txt | SUBSYSTEM 'RESERV' IS USED FOR OPPOSING SYSTEM FOR MW POWER |  | 150.2338 | 2245 | 2094.7662
results505.txt | SENSITIVITY FACTORS OF BRANCH FLOW (MVA) ON 6865 ORKDAL300 400.00 TO 6866 ORKDAL400 400.00 5 MORE THAN | 0.1 | 150.2338 | 2245 | 2094.7662 | 1994.7662 | 1994.7662
results505.txt | <--------- BUS NAME --------> |  | 150.2338 | 2245 | 2094.7662
results505.txt | 6865 ORKDAL300 400.00 | 0.5036 | 150.2338 | 2245 | 2094.7662 | 1591.1662 | 1591.1662
results506.txt | PTI INTERACTIVE POWER SYSTEM SIMULATOR--PSS(R)E MON, MAY 29 2023 |  | 147.2423 | 2245 | 2097.7577
results506.txt | SENSITIVITY FACTORS ARE CALCULATED WITH AC |  | 147.2423 | 2245 | 2097.7577
results506.txt | SUBSYSTEM 'RESERV' IS USED FOR OPPOSING SYSTEM FOR MW POWER |  | 147.2423 | 2245 | 2097.7577
results506.txt | SENSITIVITY FACTORS OF BRANCH FLOW (MVA) ON 6594 HAMRA400 400.00 TO 8861 JOINT 400.00 6 MORE THAN | 0.1 | 147.2423 | 2245 | 2097.7577 | 1997.7577 | 1997.7577
results506.txt | <--------- BUS NAME --------> |  | 147.2423 | 2245 | 2097.7577
results506.txt | 6602 KOLBOTTEN400400.00 | -0.1338 | 147.2423 | 2245 | 2097.7577 | 2231.5577 | 2231.5577
results506.txt | 6606 HALL 400.00 | -0.122 | 147.2423 | 2245 | 2097.7577 | 2219.7577 | 2219.7577
results506.txt | 6608 EKUDDEN400 400.00 | -0.1192 | 147.2423 | 2245 | 2097.7577 | 2216.9577 | 2216.9577
results506.txt | 8861 JOINT 400.00 | -0.1517 | 147.2423 | 2245 | 2097.7577 | 2240.5423 | 2240.5423
results507.txt | PTI INTERACTIVE POWER SYSTEM SIMULATOR--PSS(R)E MON, MAY 29 2023 |  | 142.6255 | 2245 | 2102.3745
results507.txt | SENSITIVITY FACTORS ARE CALCULATED WITH AC |  | 142.6255 | 2245 | 2102.3745
results507.txt | SUBSYSTEM 'RESERV' IS USED FOR OPPOSING SYSTEM FOR MW POWER |  | 142.6255 | 2245 | 2102.3745
results507.txt | SENSITIVITY FACTORS OF BRANCH FLOW (MVA) ON 6743 KOLLSNES 400.00 TO 6746 NYGARD 400.00 2 MORE THAN | 0.1 | 142.6255 | 2245 | 2102.3745 | 2002.3745 | 2002.3745
results507.txt | <--------- BUS NAME --------> |  | 142.6255 | 2245 | 2102.3745
results507.txt | 6743 KOLLSNES 400.00 | 0.2724 | 142.6255 | 2245 | 2102.3745 | 1829.9745 | 1829.9745
results507.txt | 6745 SUBSTATION 400.00 | 0.1984 | 142.6255 | 2245 | 2102.3745 | 1903.9745 | 1903.9745
results507.txt | 6744 LINDÅS 400.00 | 0.1984 | 142.6255 | 2245 | 2102.3745 | 1903.9745 | 1903.9745
results507.txt | 6746 NYGARD 400.00 | -0.3009 | 142.6255 | 2245 | 2102.3745 | 2086.7255 | 2086.7255
results507.txt | 6747 ARNA 400.00 | -0.1653 | 142.6255 | 2245 | 2102.3745 | 2222.3255 | 2222.3255
results507.txt | 6748 BERGEN 400.00 | -0.1912 | 142.6255 | 2245 | 2102.3745 | 2196.4255 | 2196.4255
results507.txt | 9010 HAUGSVAER 400.00 | 0.118 | 142.6255 | 2245 | 2102.3745 | 1984.3745 | 1984.3745
results508.txt | PTI INTERACTIVE POWER SYSTEM SIMULATOR--PSS(R)E MON, MAY 29 2023 |  | -136.1559 | 2245 | 2108.8441
results508.txt | SENSITIVITY FACTORS ARE CALCULATED WITH AC |  | -136.1559 | 2245 | 2108.8441
results508.txt | SUBSYSTEM 'RESERV' IS USED FOR OPPOSING SYSTEM FOR MW POWER |  | -136.1559 | 2245 | 2108.8441
results508.txt | SENSITIVITY FACTORS OF BRANCH FLOW (MVA) ON 6362 FEDA300 400.00 TO 6363 FEDA400 400.00 3 MORE THAN | 0.1 | -136.1559 | 2245 | 2108.8441 | 2008.8441 | 2008.8441
results508.txt | <--------- BUS NAME --------> |  | -136.1559 | 2245 | 2108.8441
results508.txt | 6356 BJERKREIM 400.00 | 0.2147 | -136.1559 | 2245 | 2108.8441 | 1894.1441 | 1894.1441
results508.txt | 6360 KJELLAND 400.00 | 0.3258 | -136.1559 | 2245 | 2108.8441 | 1783.0441 | 1783.0441
results508.txt | 6362 FEDA300 400.00 | 0.4155 | -136.1559 | 2245 | 2108.8441 | 1693.3441 | 1693.3441
results508.txt | 6364 LISTAWIND 400.00 | 0.4154 | -136.1559 | 2245 | 2108.8441 | 1693.4441 | 1693.4441
results509.txt | PTI INTERACTIVE POWER SYSTEM SIMULATOR--PSS(R)E MON, MAY 29 2023 |  | -136.1559 | 2245 | 2108.8441
results509.txt | SENSITIVITY FACTORS ARE CALCULATED WITH AC |  | -136.1559 | 2245 | 2108.8441
results509.txt | SUBSYSTEM 'RESERV' IS USED FOR OPPOSING SYSTEM FOR MW POWER |  | -136.1559 | 2245 | 2108.8441
results509.txt | SENSITIVITY FACTORS OF BRANCH FLOW (MVA) ON 6362 FEDA300 400.00 TO 6363 FEDA400 400.00 5 MORE THAN | 0.1 | -136.1559 | 2245 | 2108.8441 | 2008.8441 | 2008.8441
results509.txt | <--------- BUS NAME --------> |  | -136.1559 | 2245 | 2108.8441
results509.txt | 6356 BJERKREIM 400.00 | 0.2147 | -136.1559 | 2245 | 2108.8441 | 1894.1441 | 1894.1441
results509.txt | 6360 KJELLAND 400.00 | 0.3258 | -136.1559 | 2245 | 2108.8441 | 1783.0441 | 1783.0441
results509.txt | 6362 FEDA300 400.00 | 0.4155 | -136.1559 | 2245 | 2108.8441 | 1693.3441 | 1693.3441
results509.txt | 6364 LISTAWIND 400.00 | 0.4154 | -136.1559 | 2245 | 2108.8441 | 1693.4441 | 1693.4441
results510.txt | PTI INTERACTIVE POWER SYSTEM SIMULATOR--PSS(R)E MON, MAY 29 2023 |  | 135.2111 | 2245 | 2109.7889
results510.txt | SENSITIVITY FACTORS ARE CALCULATED WITH AC |  | 135.2111 | 2245 | 2109.7889
results510.txt | SUBSYSTEM 'RESERV' IS USED FOR OPPOSING SYSTEM FOR MW POWER |  | 135.2111 | 2245 | 2109.7889
results510.txt | SENSITIVITY FACTORS OF BRANCH FLOW (MVA) ON 6631 BASNA 400.00 TO 6639 LINDBACKA400400.00 8 MORE THAN | 0.1 | 135.2111 | 2245 | 2109.7889 | 2009.7889 | 2009.7889
results510.txt | <--------- BUS NAME --------> |  | 135.2111 | 2245 | 2109.7889
results510.txt | 6631 BASNA 400.00 | 0.3582 | 135.2111 | 2245 | 2109.7889 | 1751.5889 | 1751.5889
results510.txt | 6632 REPBACKEN 400.00 | 0.3582 | 135.2111 | 2245 | 2109.7889 | 1751.5889 | 1751.5889
results510.txt | 9404 GÄDDTJÄRN 400.00 | 0.291 | 135.2111 | 2245 | 2109.7889 | 1818.7889 | 1818.7889
results511.txt | PTI INTERACTIVE POWER SYSTEM SIMULATOR--PSS(R)E MON, MAY 29 2023 |  | 134.9097 | 2245 | 2110.0903
results511.txt | SENSITIVITY FACTORS ARE CALCULATED WITH AC |  | 134.9097 | 2245 | 2110.0903
results511.txt | SUBSYSTEM 'RESERV' IS USED FOR OPPOSING SYSTEM FOR MW POWER |  | 134.9097 | 2245 | 2110.0903
results511.txt | SENSITIVITY FACTORS OF BRANCH FLOW (MVA) ON 6915 PIRITTIK400 400.00 TO 6918 PIKKARALA 400.00 7 MORE THAN | 0.1 | 134.9097 | 2245 | 2110.0903 | 2010.0903 | 2010.0903
results511.txt | <--------- BUS NAME --------> |  | 134.9097 | 2245 | 2110.0903
results511.txt | 6913 VANTTAUSKOSK220.00 | 0.1898 | 134.9097 | 2245 | 2110.0903 | 1920.2903 | 1920.2903
results511.txt | 6915 PIRITTIK400 400.00 | 0.2059 | 134.9097 | 2245 | 2110.0903 | 1904.1903 | 1904.1903
results511.txt | 6914 PIRITTK220 220.00 | 0.1902 | 134.9097 | 2245 | 2110.0903 | 1919.8903 | 1919.8903
results511.txt | 6916 SEITAKORVA 220.00 | 0.1892 | 134.9097 | 2245 | 2110.0903 | 1920.8903 | 1920.8903
results511.txt | 6990 ISONIEMI 220.00 | 0.125 | 134.9097 | 2245 | 2110.0903 | 1985.0903 | 1985.0903
results511.txt | 6992 IVALO 220.00 | 0.1609 | 134.9097 | 2245 | 2110.0903 | 1949.1903 | 1949.1903
results511.txt | 6993 KUOLAJÄRVI 220.00 | 0.1416 | 134.9097 | 2245 | 2110.0903 | 1968.4903 | 1968.4903
results511.txt | 6994 VAJUKOSKI 220.00 | 0.152 | 134.9097 | 2245 | 2110.0903 | 1958.0903 | 1958.0903
results511.txt | 6995 KOKKOSNIVA 220.00 | 0.1653 | 134.9097 | 2245 | 2110.0903 | 1944.7903 | 1944.7903
results511.txt | 7010 VARANGERBOT 220.00 | 0.1689 | 134.9097 | 2245 | 2110.0903 | 1941.1903 | 1941.1903
results511.txt | 7018 UTSJOKI 220.00 | 0.1674 | 134.9097 | 2245 | 2110.0903 | 1942.6903 | 1942.6903
results511.txt | 7140 JOINT 220.00 | 0.1673 | 134.9097 | 2245 | 2110.0903 | 1942.7903 | 1942.7903
results511.txt | 9301 KEMIJÄRVI 220.00 | 0.1846 | 134.9097 | 2245 | 2110.0903 | 1925.4903 | 1925.4903
results512.txt | PTI INTERACTIVE POWER SYSTEM SIMULATOR--PSS(R)E MON, MAY 29 2023 |  | 130.3412 | 2245 | 2114.6588
results512.txt | SENSITIVITY FACTORS ARE CALCULATED WITH AC |  | 130.3412 | 2245 | 2114.6588
results512.txt | SUBSYSTEM 'RESERV' IS USED FOR OPPOSING SYSTEM FOR MW POWER |  | 130.3412 | 2245 | 2114.6588
results512.txt | SENSITIVITY FACTORS OF BRANCH FLOW (MVA) ON 6870 EIDUM300 400.00 TO 6871 EIDUM400 400.00 5 MORE THAN | 0.1 | 130.3412 | 2245 | 2114.6588 | 2014.6588 | 2014.6588
results512.txt | <--------- BUS NAME --------> |  | 130.3412 | 2245 | 2114.6588
results512.txt | 6870 EIDUM300 400.00 | 0.5036 | 130.3412 | 2245 | 2114.6588 | 1611.0588 | 1611.0588
results513.txt | PTI INTERACTIVE POWER SYSTEM SIMULATOR--PSS(R)E MON, MAY 29 2023 |  | 130.3412 | 2245 | 2114.6588
results513.txt | SENSITIVITY FACTORS ARE CALCULATED WITH AC |  | 130.3412 | 2245 | 2114.6588
results513.txt | SUBSYSTEM 'RESERV' IS USED FOR OPPOSING SYSTEM FOR MW POWER |  | 130.3412 | 2245 | 2114.6588
results513.txt | SENSITIVITY FACTORS OF BRANCH FLOW (MVA) ON 6870 EIDUM300 400.00 TO 6871 EIDUM400 400.00 6 MORE THAN | 0.1 | 130.3412 | 2245 | 2114.6588 | 2014.6588 | 2014.6588
results513.txt | <--------- BUS NAME --------> |  | 130.3412 | 2245 | 2114.6588
results513.txt | 6870 EIDUM300 400.00 | 0.5036 | 130.3412 | 2245 | 2114.6588 | 1611.0588 | 1611.0588
results514.txt | PTI INTERACTIVE POWER SYSTEM SIMULATOR--PSS(R)E MON, MAY 29 2023 |  | 127.7162 | 2245 | 2117.2838
results514.txt | SENSITIVITY FACTORS ARE CALCULATED WITH AC |  | 127.7162 | 2245 | 2117.2838
results514.txt | SUBSYSTEM 'RESERV' IS USED FOR OPPOSING SYSTEM FOR MW POWER |  | 127.7162 | 2245 | 2117.2838
results514.txt | SENSITIVITY FACTORS OF BRANCH FLOW (MVA) ON 6746 NYGARD 400.00 TO 6748 BERGEN 400.00 1 MORE THAN | 0.1 | 127.7162 | 2245 | 2117.2838 | 2017.2838 | 2017.2838
results514.txt | <--------- BUS NAME --------> |  | 127.7162 | 2245 | 2117.2838
results514.txt | 6743 KOLLSNES 400.00 | -0.1998 | 127.7162 | 2245 | 2117.2838 | 2172.9162 | 2172.9162
results514.txt | 6745 SUBSTATION 400.00 | -0.1455 | 127.7162 | 2245 | 2117.2838 | 2227.2162 | 2227.2162
results514.txt | 6744 LINDÅS 400.00 | -0.1455 | 127.7162 | 2245 | 2117.2838 | 2227.2162 | 2227.2162
results514.txt | 6746 NYGARD 400.00 | -0.35 | 127.7162 | 2245 | 2117.2838 | 2022.7162 | 2022.7162
results514.txt | 6747 ARNA 400.00 | 0.1212 | 127.7162 | 2245 | 2117.2838 | 1996.0838 | 1996.0838
results514.txt | 6748 BERGEN 400.00 | 0.1402 | 127.7162 | 2245 | 2117.2838 | 1977.0838 | 1977.0838
results515.txt | PTI INTERACTIVE POWER SYSTEM SIMULATOR--PSS(R)E MON, MAY 29 2023 |  | -127.2918 | 2245 | 2117.7082
results515.txt | SENSITIVITY FACTORS ARE CALCULATED WITH AC |  | -127.2918 | 2245 | 2117.7082
results515.txt | SUBSYSTEM 'RESERV' IS USED FOR OPPOSING SYSTEM FOR MW POWER |  | -127.2918 | 2245 | 2117.7082
results515.txt | SENSITIVITY FACTORS OF BRANCH FLOW (MVA) ON 5642 HOVEGARD 400.00 TO 5657 ISHOJ400 400.00 2 MORE THAN | 0.1 | -127.2918 | 2245 | 2117.7082 | 2017.7082 | 2017.7082
results515.txt | <--------- BUS NAME --------> |  | -127.2918 | 2245 | 2117.7082
results515.txt | 5624 HERSLEV 400.00 | 0.1723 | -127.2918 | 2245 | 2117.7082 | 1945.4082 | 1945.4082
results515.txt | 5646 BJAEVERSKOV4400.00 | 0.172 | -127.2918 | 2245 | 2117.7082 | 1945.7082 | 1945.7082
results515.txt | 5645 BJAEVERSKOV2220.00 | 0.2253 | -127.2918 | 2245 | 2117.7082 | 1892.4082 | 1892.4082
results515.txt | 5657 ISHOJ400 400.00 | 0.32 | -127.2918 | 2245 | 2117.7082 | 1797.7082 | 1797.7082
results515.txt | 5656 ISHOJ220 220.00 | 0.2668 | -127.2918 | 2245 | 2117.7082 | 1850.9082 | 1850.9082
results515.txt | 5660 AVEDOREVERK 400.00 | 0.3202 | -127.2918 | 2245 | 2117.7082 | 1797.5082 | 1797.5082
results515.txt | 5662 ORSTEDSVERKE400.00 | 0.3206 | -127.2918 | 2245 | 2117.7082 | 1797.1082 | 1797.1082
results515.txt | 5676 WIND FARM 220.00 | 0.2219 | -127.2918 | 2245 | 2117.7082 | 1895.8082 | 1895.8082
results515.txt | 5845 ASNAESVERK 400.00 | 0.1722 | -127.2918 | 2245 | 2117.7082 | 1945.5082 | 1945.5082
results515.txt | 7429 JOINT 220.00 | 0.2222 | -127.2918 | 2245 | 2117.7082 | 1895.5082 | 1895.5082
results516.txt | PTI INTERACTIVE POWER SYSTEM SIMULATOR--PSS(R)E MON, MAY 29 2023 |  | -127.2918 | 2245 | 2117.7082
results516.txt | SENSITIVITY FACTORS ARE CALCULATED WITH AC |  | -127.2918 | 2245 | 2117.7082
results516.txt | SUBSYSTEM 'RESERV' IS USED FOR OPPOSING SYSTEM FOR MW POWER |  | -127.2918 | 2245 | 2117.7082
results516.txt | SENSITIVITY FACTORS OF BRANCH FLOW (MVA) ON 5642 HOVEGARD 400.00 TO 5657 ISHOJ400 400.00 3 MORE THAN | 0.1 | -127.2918 | 2245 | 2117.7082 | 2017.7082 | 2017.7082
results516.txt | <--------- BUS NAME --------> |  | -127.2918 | 2245 | 2117.7082
results516.txt | 5624 HERSLEV 400.00 | 0.1723 | -127.2918 | 2245 | 2117.7082 | 1945.4082 | 1945.4082
results516.txt | 5646 BJAEVERSKOV4400.00 | 0.172 | -127.2918 | 2245 | 2117.7082 | 1945.7082 | 1945.7082
results516.txt | 5645 BJAEVERSKOV2220.00 | 0.2253 | -127.2918 | 2245 | 2117.7082 | 1892.4082 | 1892.4082
results516.txt | 5657 ISHOJ400 400.00 | 0.32 | -127.2918 | 2245 | 2117.7082 | 1797.7082 | 1797.7082
results516.txt | 5656 ISHOJ220 220.00 | 0.2668 | -127.2918 | 2245 | 2117.7082 | 1850.9082 | 1850.9082
results516.txt | 5660 AVEDOREVERK 400.00 | 0.3202 | -127.2918 | 2245 | 2117.7082 | 1797.5082 | 1797.5082
results516.txt | 5662 ORSTEDSVERKE400.00 | 0.3206 | -127.2918 | 2245 | 2117.7082 | 1797.1082 | 1797.1082
results516.txt | 5676 WIND FARM 220.00 | 0.2219 | -127.2918 | 2245 | 2117.7082 | 1895.8082 | 1895.8082
results516.txt | 5845 ASNAESVERK 400.00 | 0.1722 | -127.2918 | 2245 | 2117.7082 | 1945.5082 | 1945.5082
results516.txt | 7429 JOINT 220.00 | 0.2222 | -127.2918 | 2245 | 2117.7082 | 1895.5082 | 1895.5082
results517.txt | PTI INTERACTIVE POWER SYSTEM SIMULATOR--PSS(R)E MON, MAY 29 2023 |  | -117.1641 | 2245 | 2127.8359
results517.txt | SENSITIVITY FACTORS ARE CALCULATED WITH AC |  | -117.1641 | 2245 | 2127.8359
results517.txt | SUBSYSTEM 'RESERV' IS USED FOR OPPOSING SYSTEM FOR MW POWER |  | -117.1641 | 2245 | 2127.8359
results517.txt | SENSITIVITY FACTORS OF BRANCH FLOW (MVA) ON 5642 HOVEGARD 400.00 TO 5646 BJAEVERSKOV4400.00 12 MORE THAN | 0.1 | -117.1641 | 2245 | 2127.8359 | 2027.8359 | 2027.8359
results517.txt | <--------- BUS NAME --------> |  | -117.1641 | 2245 | 2127.8359
results517.txt | 5624 HERSLEV 400.00 | 0.4121 | -117.1641 | 2245 | 2127.8359 | 1715.7359 | 1715.7359
results517.txt | 5646 BJAEVERSKOV4400.00 | 0.4114 | -117.1641 | 2245 | 2127.8359 | 1716.4359 | 1716.4359
results517.txt | 5645 BJAEVERSKOV2220.00 | 0.2761 | -117.1641 | 2245 | 2127.8359 | 1851.7359 | 1851.7359
results517.txt | 5656 ISHOJ220 220.00 | 0.175 | -117.1641 | 2245 | 2127.8359 | 1952.8359 | 1952.8359
results517.txt | 5676 WIND FARM 220.00 | 0.2719 | -117.1641 | 2245 | 2127.8359 | 1855.9359 | 1855.9359
results517.txt | 5845 ASNAESVERK 400.00 | 0.4119 | -117.1641 | 2245 | 2127.8359 | 1715.9359 | 1715.9359
results517.txt | 7429 JOINT 220.00 | 0.2723 | -117.1641 | 2245 | 2127.8359 | 1855.5359 | 1855.5359
results518.txt | PTI INTERACTIVE POWER SYSTEM SIMULATOR--PSS(R)E MON, MAY 29 2023 |  | -116.7794 | 2245 | 2128.2206
results518.txt | SENSITIVITY FACTORS ARE CALCULATED WITH AC |  | -116.7794 | 2245 | 2128.2206
results518.txt | SUBSYSTEM 'RESERV' IS USED FOR OPPOSING SYSTEM FOR MW POWER |  | -116.7794 | 2245 | 2128.2206
results518.txt | SENSITIVITY FACTORS OF BRANCH FLOW (MVA) ON 5642 HOVEGARD 400.00 TO 5657 ISHOJ400 400.00 1 MORE THAN | 0.1 | -116.7794 | 2245 | 2128.2206 | 2028.2206 | 2028.2206
results518.txt | <--------- BUS NAME --------> |  | -116.7794 | 2245 | 2128.2206
results518.txt | 5624 HERSLEV 400.00 | 0.1561 | -116.7794 | 2245 | 2128.2206 | 1972.1206 | 1972.1206
results518.txt | 5646 BJAEVERSKOV4400.00 | 0.1559 | -116.7794 | 2245 | 2128.2206 | 1972.3206 | 1972.3206
results518.txt | 5645 BJAEVERSKOV2220.00 | 0.2042 | -116.7794 | 2245 | 2128.2206 | 1924.0206 | 1924.0206
results518.txt | 5657 ISHOJ400 400.00 | 0.29 | -116.7794 | 2245 | 2128.2206 | 1838.2206 | 1838.2206
results518.txt | 5656 ISHOJ220 220.00 | 0.2418 | -116.7794 | 2245 | 2128.2206 | 1886.4206 | 1886.4206
results518.txt | 5660 AVEDOREVERK 400.00 | 0.2902 | -116.7794 | 2245 | 2128.2206 | 1838.0206 | 1838.0206
results518.txt | 5662 ORSTEDSVERKE400.00 | 0.2905 | -116.7794 | 2245 | 2128.2206 | 1837.7206 | 1837.7206
results518.txt | 5676 WIND FARM 220.00 | 0.2011 | -116.7794 | 2245 | 2128.2206 | 1927.1206 | 1927.1206
results518.txt | 5845 ASNAESVERK 400.00 | 0.156 | -116.7794 | 2245 | 2128.2206 | 1972.2206 | 1972.2206
results518.txt | 7429 JOINT 220.00 | 0.2014 | -116.7794 | 2245 | 2128.2206 | 1926.8206 | 1926.8206
results519.txt | PTI INTERACTIVE POWER SYSTEM SIMULATOR--PSS(R)E MON, MAY 29 2023 |  | 111.8869 | 2245 | 2133.1131
results519.txt | SENSITIVITY FACTORS ARE CALCULATED WITH AC |  | 111.8869 | 2245 | 2133.1131
results519.txt | SUBSYSTEM 'RESERV' IS USED FOR OPPOSING SYSTEM FOR MW POWER |  | 111.8869 | 2245 | 2133.1131
results519.txt | SENSITIVITY FACTORS OF BRANCH FLOW (MVA) ON 5646 BJAEVERSKOV4400.00 TO 5657 ISHOJ400 400.00 10 MORE THAN | 0.1 | 111.8869 | 2245 | 2133.1131 | 2033.1131 | 2033.1131
results519.txt | <--------- BUS NAME --------> |  | 111.8869 | 2245 | 2133.1131
results519.txt | 5624 HERSLEV 400.00 | 0.4125 | 111.8869 | 2245 | 2133.1131 | 1720.6131 | 1720.6131
results519.txt | 5646 BJAEVERSKOV4400.00 | 0.4118 | 111.8869 | 2245 | 2133.1131 | 1721.3131 | 1721.3131
results519.txt | 5645 BJAEVERSKOV2220.00 | 0.2482 | 111.8869 | 2245 | 2133.1131 | 1884.9131 | 1884.9131
results519.txt | 5656 ISHOJ220 220.00 | 0.1256 | 111.8869 | 2245 | 2133.1131 | 2007.5131 | 2007.5131
results519.txt | 5676 WIND FARM 220.00 | 0.2444 | 111.8869 | 2245 | 2133.1131 | 1888.7131 | 1888.7131
results519.txt | 5845 ASNAESVERK 400.00 | 0.4122 | 111.8869 | 2245 | 2133.1131 | 1720.9131 | 1720.9131
results519.txt | 7429 JOINT 220.00 | 0.2448 | 111.8869 | 2245 | 2133.1131 | 1888.3131 | 1888.3131
results520.txt | PTI INTERACTIVE POWER SYSTEM SIMULATOR--PSS(R)E MON, MAY 29 2023 |  | 99.2588 | 2245 | 2145.7412
results520.txt | SENSITIVITY FACTORS ARE CALCULATED WITH AC |  | 99.2588 | 2245 | 2145.7412
results520.txt | SUBSYSTEM 'RESERV' IS USED FOR OPPOSING SYSTEM FOR MW POWER |  | 99.2588 | 2245 | 2145.7412
results520.txt | SENSITIVITY FACTORS OF BRANCH FLOW (MVA) ON 6788 ALAPITKÄ 400.00 TO 6790 HUUTOKOSKI 400.00 1 MORE THAN | 0.1 | 99.2588 | 2245 | 2145.7412 | 2045.7412 | 2045.7412
results521.txt | PTI INTERACTIVE POWER SYSTEM SIMULATOR--PSS(R)E MON, MAY 29 2023 |  | 98.6121 | 2245 | 2146.3879
results521.txt | SENSITIVITY FACTORS ARE CALCULATED WITH AC |  | 98.6121 | 2245 | 2146.3879
results521.txt | SUBSYSTEM 'RESERV' IS USED FOR OPPOSING SYSTEM FOR MW POWER |  | 98.6121 | 2245 | 2146.3879
results521.txt | SENSITIVITY FACTORS OF BRANCH FLOW (MVA) ON 6788 ALAPITKÄ 400.00 TO 6790 HUUTOKOSKI 400.00 5 MORE THAN | 0.1 | 98.6121 | 2245 | 2146.3879 | 2046.3879 | 2046.3879
results522.txt | PTI INTERACTIVE POWER SYSTEM SIMULATOR--PSS(R)E MON, MAY 29 2023 |  | 82.0513 | 2245 | 2162.9487
results522.txt | SENSITIVITY FACTORS ARE CALCULATED WITH AC |  | 82.0513 | 2245 | 2162.9487
results522.txt | SUBSYSTEM 'RESERV' IS USED FOR OPPOSING SYSTEM FOR MW POWER |  | 82.0513 | 2245 | 2162.9487
results522.txt | SENSITIVITY FACTORS OF BRANCH FLOW (MVA) ON 6868 KLAEBU300 400.00 TO 6869 KLAEBU400 400.00 6 MORE THAN | 0.1 | 82.0513 | 2245 | 2162.9487 | 2062.9487 | 2062.9487
results522.txt | <--------- BUS NAME --------> |  | 82.0513 | 2245 | 2162.9487
results522.txt | 6868 KLAEBU300 400.00 | 0.5036 | 82.0513 | 2245 | 2162.9487 | 1659.3487 | 1659.3487
results523.txt | PTI INTERACTIVE POWER SYSTEM SIMULATOR--PSS(R)E MON, MAY 29 2023 |  | 82.0513 | 2245 | 2162.9487
results523.txt | SENSITIVITY FACTORS ARE CALCULATED WITH AC |  | 82.0513 | 2245 | 2162.9487
results523.txt | SUBSYSTEM 'RESERV' IS USED FOR OPPOSING SYSTEM FOR MW POWER |  | 82.0513 | 2245 | 2162.9487
results523.txt | SENSITIVITY FACTORS OF BRANCH FLOW (MVA) ON 6868 KLAEBU300 400.00 TO 6869 KLAEBU400 400.00 7 MORE THAN | 0.1 | 82.0513 | 2245 | 2162.9487 | 2062.9487 | 2062.9487
results523.txt | <--------- BUS NAME --------> |  | 82.0513 | 2245 | 2162.9487
results523.txt | 6868 KLAEBU300 400.00 | 0.5036 | 82.0513 | 2245 | 2162.9487 | 1659.3487 | 1659.3487
results524.txt | PTI INTERACTIVE POWER SYSTEM SIMULATOR--PSS(R)E MON, MAY 29 2023 |  | -54.9087 | 2245 | 2190.0913
results524.txt | SENSITIVITY FACTORS ARE CALCULATED WITH AC |  | -54.9087 | 2245 | 2190.0913
results524.txt | SUBSYSTEM 'RESERV' IS USED FOR OPPOSING SYSTEM FOR MW POWER |  | -54.9087 | 2245 | 2190.0913
results524.txt | SENSITIVITY FACTORS OF BRANCH FLOW (MVA) ON 6688 STOKKELAND 400.00 TO 6689 HOG-JAERN300400.00 1 MORE THAN | 0.1 | -54.9087 | 2245 | 2190.0913 | 2090.0913 | 2090.0913
results524.txt | <--------- BUS NAME --------> |  | -54.9087 | 2245 | 2190.0913
results524.txt | 6688 STOKKELAND 400.00 | -0.4991 | -54.9087 | 2245 | 2190.0913 | 1800.8087 | 1800.8087
results524.txt | 6754 STOLAHELA 400.00 | -0.4991 | -54.9087 | 2245 | 2190.0913 | 1800.8087 | 1800.8087
results525.txt | PTI INTERACTIVE POWER SYSTEM SIMULATOR--PSS(R)E MON, MAY 29 2023 |  | -54.9087 | 2245 | 2190.0913
results525.txt | SENSITIVITY FACTORS ARE CALCULATED WITH AC |  | -54.9087 | 2245 | 2190.0913
results525.txt | SUBSYSTEM 'RESERV' IS USED FOR OPPOSING SYSTEM FOR MW POWER |  | -54.9087 | 2245 | 2190.0913
results525.txt | SENSITIVITY FACTORS OF BRANCH FLOW (MVA) ON 6688 STOKKELAND 400.00 TO 6689 HOG-JAERN300400.00 4 MORE THAN | 0.1 | -54.9087 | 2245 | 2190.0913 | 2090.0913 | 2090.0913
results525.txt | <--------- BUS NAME --------> |  | -54.9087 | 2245 | 2190.0913
results525.txt | 6688 STOKKELAND 400.00 | -0.4991 | -54.9087 | 2245 | 2190.0913 | 1800.8087 | 1800.8087
results525.txt | 6754 STOLAHELA 400.00 | -0.4991 | -54.9087 | 2245 | 2190.0913 | 1800.8087 | 1800.8087
results526.txt | PTI INTERACTIVE POWER SYSTEM SIMULATOR--PSS(R)E MON, MAY 29 2023 |  | -38.2296 | 2245 | 2206.7704
results526.txt | SENSITIVITY FACTORS ARE CALCULATED WITH AC |  | -38.2296 | 2245 | 2206.7704
results526.txt | SUBSYSTEM 'RESERV' IS USED FOR OPPOSING SYSTEM FOR MW POWER |  | -38.2296 | 2245 | 2206.7704
results526.txt | SENSITIVITY FACTORS OF BRANCH FLOW (MVA) ON 6729 BAMBLE300 400.00 TO 6730 BAMBLE400 400.00 3 MORE THAN | 0.1 | -38.2296 | 2245 | 2206.7704 | 2106.7704 | 2106.7704
results526.txt | <--------- BUS NAME --------> |  | -38.2296 | 2245 | 2206.7704
results526.txt | 6729 BAMBLE300 400.00 | -0.5036 | -38.2296 | 2245 | 2206.7704 | 1779.6296 | 1779.6296
results527.txt | PTI INTERACTIVE POWER SYSTEM SIMULATOR--PSS(R)E MON, MAY 29 2023 |  | -38.2296 | 2245 | 2206.7704
results527.txt | SENSITIVITY FACTORS ARE CALCULATED WITH AC |  | -38.2296 | 2245 | 2206.7704
results527.txt | SUBSYSTEM 'RESERV' IS USED FOR OPPOSING SYSTEM FOR MW POWER |  | -38.2296 | 2245 | 2206.7704
results527.txt | SENSITIVITY FACTORS OF BRANCH FLOW (MVA) ON 6729 BAMBLE300 400.00 TO 6730 BAMBLE400 400.00 6 MORE THAN | 0.1 | -38.2296 | 2245 | 2206.7704 | 2106.7704 | 2106.7704
results527.txt | <--------- BUS NAME --------> |  | -38.2296 | 2245 | 2206.7704
results527.txt | 6729 BAMBLE300 400.00 | -0.5036 | -38.2296 | 2245 | 2206.7704 | 1779.6296 | 1779.6296
results528.txt | PTI INTERACTIVE POWER SYSTEM SIMULATOR--PSS(R)E MON, MAY 29 2023 |  | 28.9226 | 2245 | 2216.0774
results528.txt | SENSITIVITY FACTORS ARE CALCULATED WITH AC |  | 28.9226 | 2245 | 2216.0774
results528.txt | SUBSYSTEM 'RESERV' IS USED FOR OPPOSING SYSTEM FOR MW POWER |  | 28.9226 | 2245 | 2216.0774
results528.txt | SENSITIVITY FACTORS OF BRANCH FLOW (MVA) ON 1051 SUBSTATION 400.00 TO 6591 FORSMARK 400.00 5 MORE THAN | 0.1 | 28.9226 | 2245 | 2216.0774 | 2116.0774 | 2116.0774
results528.txt | <--------- BUS NAME --------> |  | 28.9226 | 2245 | 2216.0774
results528.txt | 1051 SUBSTATION 400.00 | 0.5035 | 28.9226 | 2245 | 2216.0774 | 1712.5774 | 1712.5774
results529.txt | PTI INTERACTIVE POWER SYSTEM SIMULATOR--PSS(R)E MON, MAY 29 2023 |  | 28.9226 | 2245 | 2216.0774
results529.txt | SENSITIVITY FACTORS ARE CALCULATED WITH AC |  | 28.9226 | 2245 | 2216.0774
results529.txt | SUBSYSTEM 'RESERV' IS USED FOR OPPOSING SYSTEM FOR MW POWER |  | 28.9226 | 2245 | 2216.0774
results529.txt | SENSITIVITY FACTORS OF BRANCH FLOW (MVA) ON 1051 SUBSTATION 400.00 TO 6591 FORSMARK 400.00 6 MORE THAN | 0.1 | 28.9226 | 2245 | 2216.0774 | 2116.0774 | 2116.0774
results529.txt | <--------- BUS NAME --------> |  | 28.9226 | 2245 | 2216.0774
results529.txt | 1051 SUBSTATION 400.00 | 0.5035 | 28.9226 | 2245 | 2216.0774 | 1712.5774 | 1712.5774
results530.txt | PTI INTERACTIVE POWER SYSTEM SIMULATOR--PSS(R)E MON, MAY 29 2023 |  | 20.8407 | 2245 | 2224.1593
results530.txt | SENSITIVITY FACTORS ARE CALCULATED WITH AC |  | 20.8407 | 2245 | 2224.1593
results530.txt | SUBSYSTEM 'RESERV' IS USED FOR OPPOSING SYSTEM FOR MW POWER |  | 20.8407 | 2245 | 2224.1593
results530.txt | SENSITIVITY FACTORS OF BRANCH FLOW (MVA) ON 6688 STOKKELAND 400.00 TO 6754 STOLAHELA 400.00 2 MORE THAN | 0.1 | 20.8407 | 2245 | 2224.1593 | 2124.1593 | 2124.1593
results530.txt | <--------- BUS NAME --------> |  | 20.8407 | 2245 | 2224.1593
results530.txt | 6754 STOLAHELA 400.00 | -0.4804 | 20.8407 | 2245 | 2224.1593 | 1785.4407 | 1785.4407
results531.txt | PTI INTERACTIVE POWER SYSTEM SIMULATOR--PSS(R)E MON, MAY 29 2023 |  | 20.8407 | 2245 | 2224.1593
results531.txt | SENSITIVITY FACTORS ARE CALCULATED WITH AC |  | 20.8407 | 2245 | 2224.1593
results531.txt | SUBSYSTEM 'RESERV' IS USED FOR OPPOSING SYSTEM FOR MW POWER |  | 20.8407 | 2245 | 2224.1593
results531.txt | SENSITIVITY FACTORS OF BRANCH FLOW (MVA) ON 6688 STOKKELAND 400.00 TO 6754 STOLAHELA 400.00 3 MORE THAN | 0.1 | 20.8407 | 2245 | 2224.1593 | 2124.1593 | 2124.1593
results531.txt | <--------- BUS NAME --------> |  | 20.8407 | 2245 | 2224.1593
results531.txt | 6754 STOLAHELA 400.00 | -0.4804 | 20.8407 | 2245 | 2224.1593 | 1785.4407 | 1785.4407
results532.txt | PTI INTERACTIVE POWER SYSTEM SIMULATOR--PSS(R)E MON, MAY 29 2023 |  | 14.3068 | 2245 | 2230.6932
results532.txt | SENSITIVITY FACTORS ARE CALCULATED WITH AC |  | 14.3068 | 2245 | 2230.6932
results532.txt | SUBSYSTEM 'RESERV' IS USED FOR OPPOSING SYSTEM FOR MW POWER |  | 14.3068 | 2245 | 2230.6932
results532.txt | SENSITIVITY FACTORS OF BRANCH FLOW (MVA) ON 6372 ARENDAL300 400.00 TO 6373 ARENDAL400 400.00 6 MORE THAN | 0.1 | 14.3068 | 2245 | 2230.6932 | 2130.6932 | 2130.6932
results532.txt | <--------- BUS NAME --------> |  | 14.3068 | 2245 | 2230.6932
results532.txt | 6372 ARENDAL300 400.00 | 0.5031 | 14.3068 | 2245 | 2230.6932 | 1727.5932 | 1727.5932
results533.txt | PTI INTERACTIVE POWER SYSTEM SIMULATOR--PSS(R)E MON, MAY 29 2023 |  | 14.3068 | 2245 | 2230.6932
results533.txt | SENSITIVITY FACTORS ARE CALCULATED WITH AC |  | 14.3068 | 2245 | 2230.6932
results533.txt | SUBSYSTEM 'RESERV' IS USED FOR OPPOSING SYSTEM FOR MW POWER |  | 14.3068 | 2245 | 2230.6932
results533.txt | SENSITIVITY FACTORS OF BRANCH FLOW (MVA) ON 6372 ARENDAL300 400.00 TO 6373 ARENDAL400 400.00 7 MORE THAN | 0.1 | 14.3068 | 2245 | 2230.6932 | 2130.6932 | 2130.6932
results533.txt | <--------- BUS NAME --------> |  | 14.3068 | 2245 | 2230.6932
results533.txt | 6372 ARENDAL300 400.00 | 0.5031 | 14.3068 | 2245 | 2230.6932 | 1727.5932 | 1727.5932
results534.txt | PTI INTERACTIVE POWER SYSTEM SIMULATOR--PSS(R)E MON, MAY 29 2023 |  | -12.412 | 2245 | 2232.588
results534.txt | SENSITIVITY FACTORS ARE CALCULATED WITH AC |  | -12.412 | 2245 | 2232.588
results534.txt | SUBSYSTEM 'RESERV' IS USED FOR OPPOSING SYSTEM FOR MW POWER |  | -12.412 | 2245 | 2232.588
results534.txt | SENSITIVITY FACTORS OF BRANCH FLOW (MVA) ON 6813 VERDAL300 400.00 TO 6814 VERDAL400 400.00 3 MORE THAN | 0.1 | -12.412 | 2245 | 2232.588 | 2132.588 | 2132.588
results534.txt | <--------- BUS NAME --------> |  | -12.412 | 2245 | 2232.588
results534.txt | 6813 VERDAL300 400.00 | -0.5028 | -12.412 | 2245 | 2232.588 | 1754.612 | 1754.612
results535.txt | PTI INTERACTIVE POWER SYSTEM SIMULATOR--PSS(R)E MON, MAY 29 2023 |  | -12.412 | 2245 | 2232.588
results535.txt | SENSITIVITY FACTORS ARE CALCULATED WITH AC |  | -12.412 | 2245 | 2232.588
results535.txt | SUBSYSTEM 'RESERV' IS USED FOR OPPOSING SYSTEM FOR MW POWER |  | -12.412 | 2245 | 2232.588
results535.txt | SENSITIVITY FACTORS OF BRANCH FLOW (MVA) ON 6813 VERDAL300 400.00 TO 6814 VERDAL400 400.00 4 MORE THAN | 0.1 | -12.412 | 2245 | 2232.588 | 2132.588 | 2132.588
results535.txt | <--------- BUS NAME --------> |  | -12.412 | 2245 | 2232.588
results535.txt | 6813 VERDAL300 400.00 | -0.5028 | -12.412 | 2245 | 2232.588 | 1754.612 | 1754.612
results536.txt | PTI INTERACTIVE POWER SYSTEM SIMULATOR--PSS(R)E MON, MAY 29 2023 |  | -12.0499 | 2245 | 2232.9501
results536.txt | SENSITIVITY FACTORS ARE CALCULATED WITH AC |  | -12.0499 | 2245 | 2232.9501
results536.txt | SUBSYSTEM 'RESERV' IS USED FOR OPPOSING SYSTEM FOR MW POWER |  | -12.0499 | 2245 | 2232.9501
results536.txt | SENSITIVITY FACTORS OF BRANCH FLOW (MVA) ON 6855 FRAERNA 400.00 TO 6858 ISTAD 400.00 1 MORE THAN | 0.1 | -12.0499 | 2245 | 2232.9501 | 2132.9501 | 2132.9501

## Buses violating-non violating
Bus - violating | Bus - non violating | Bus present in both
SENSITIVITY FACTORS OF BRANCH FLOW (MVA) ON 6305 LOVISEHOLM 400.00 TO 6629 HALDEN 400.00 3 MORE THAN | SENSITIVITY FACTORS OF BRANCH FLOW (MVA) ON 6782 PETÄJÄV220 220.00 TO 6783 PETÄJÄV400 400.00 1 MORE THAN | 6341 KOLSTAD 400.00
SENSITIVITY FACTORS OF BRANCH FLOW (MVA) ON 6629 HALDEN 400.00 TO 6742 HASLE400 400.00 2 MORE THAN | SENSITIVITY FACTORS OF BRANCH FLOW (MVA) ON 6553 NURMIJÄRVI 400.00 TO 6567 ANTTILA 400.00 3 MORE THAN | 6719 ÅDAL 400.00
SENSITIVITY FACTORS OF BRANCH FLOW (MVA) ON 6305 LOVISEHOLM 400.00 TO 6629 HALDEN 400.00 4 MORE THAN | SENSITIVITY FACTORS OF BRANCH FLOW (MVA) ON 6703 SONGA 400.00 TO 6722 VEMORK 400.00 2 MORE THAN | 6679 OKSLA 400.00
SENSITIVITY FACTORS OF BRANCH FLOW (MVA) ON 6312 RINGHALS 400.00 TO 6315 HORRED 400.00 7 MORE THAN | SENSITIVITY FACTORS OF BRANCH FLOW (MVA) ON 6637 MORGARDSH 400.00 TO 9403 TOVÅSEN 400.00 2 MORE THAN | 6335 SODERASEN 400.00
SENSITIVITY FACTORS OF BRANCH FLOW (MVA) ON 6312 RINGHALS 400.00 TO 6315 HORRED 400.00 5 MORE THAN | 6861 SNILLDAL 400.00 | 6857 ORSTA 400.00
SENSITIVITY FACTORS OF BRANCH FLOW (MVA) ON 6305 LOVISEHOLM 400.00 TO 6306 TROLLHATTAN 400.00 1 MORE THAN | 6862 SURNA 400.00 | 8411 JOINT 220.00
SENSITIVITY FACTORS OF BRANCH FLOW (MVA) ON 6629 HALDEN 400.00 TO 6742 HASLE400 400.00 7 MORE THAN | SENSITIVITY FACTORS OF BRANCH FLOW (MVA) ON 6920 PYHÄNSEL400 400.00 TO 9302 KEMINMAA 400.00 7 MORE THAN | 6698 LYSE400 400.00
SENSITIVITY FACTORS OF BRANCH FLOW (MVA) ON 6694 FORRE 400.00 TO 6697 LYSE300 400.00 4 MORE THAN | SENSITIVITY FACTORS OF BRANCH FLOW (MVA) ON 6681 SAUDA300 400.00 TO 6682 SAUDA400 400.00 6 MORE THAN | 9009 ALFOTEN 400.00
SENSITIVITY FACTORS OF BRANCH FLOW (MVA) ON 6305 LOVISEHOLM 400.00 TO 6306 TROLLHATTAN 400.00 5 MORE THAN | 6936 NEDRERÖS400 400.00 | 5672 ARRIE 400.00
| 6547 FORSSA 400.00 | 6822 SÄLLSJÖ 220.00
| 7062 RITSEM 400.00 | 9013 HOF 400.00
| SENSITIVITY FACTORS OF BRANCH FLOW (MVA) ON 6639 LINDBACKA400400.00 TO 6642 OSTANSJO 400.00 7 MORE THAN | 6924 JUKTAN/BLAIK400.00
| SENSITIVITY FACTORS OF BRANCH FLOW (MVA) ON 6930 LETSI 400.00 TO 9302 KEMINMAA 400.00 9 MORE THAN | 6729 BAMBLE300 400.00
| 6995 KOKKOSNIVA 220.00 | 1053 HÄRADSBO 400.00
| SENSITIVITY FACTORS OF BRANCH FLOW (MVA) ON 6357 TONSTAD300 400.00 TO 6358 TONSTAD400 400.00 7 MORE THAN | 6844 RATAN 400.00
| 9005 BERGHEIM 400.00 | 6685 RÖDAL 400.00
| SENSITIVITY FACTORS OF BRANCH FLOW (MVA) ON 6935 NEDRERÖS300 400.00 TO 6936 NEDRERÖS400 400.00 6 MORE THAN | 9017 OSLO301 301.00
| SENSITIVITY FACTORS OF BRANCH FLOW (MVA) ON 6669 HOL1 400.00 TO 6673 USTA400 400.00 2 MORE THAN | 6629 HALDEN 400.00
| SENSITIVITY FACTORS OF BRANCH FLOW (MVA) ON 7006 SVARTISEN 400.00 TO 7008 SALTEN 400.00 5 MORE THAN | 6925 GRUNDFORS220220.00
| SENSITIVITY FACTORS OF BRANCH FLOW (MVA) ON 6324 GORLOSEGARD 400.00 TO 6335 SODERASEN 400.00 7 MORE THAN | 6816 JUVLEN 220.00
| SENSITIVITY FACTORS OF BRANCH FLOW (MVA) ON 6859 AURA1 400.00 TO 6872 AURA2300 400.00 4 MORE THAN | 6827 MIDSKOG220 220.00
| SENSITIVITY FACTORS OF BRANCH FLOW (MVA) ON 6311 LINDOME 400.00 TO 6313 STROMMA 400.00 2 MORE THAN | 6818 OLDEN 220.00
| SENSITIVITY FACTORS OF BRANCH FLOW (MVA) ON 6812 OGNDAL 400.00 TO 6938 NAMSOS 400.00 3 MORE THAN | 6640 HALLSBERG220220.00
| 6588 UNTRA 220.00 | 6312 RINGHALS 400.00
| 6610 GRASKA 220.00 | 9008 SYLKKYVELN 400.00
| SENSITIVITY FACTORS OF BRANCH FLOW (MVA) ON 6546 SALO 400.00 TO 6555 INKOO 400.00 1 MORE THAN | 6739 TEGNEBY300 400.00
| SENSITIVITY FACTORS OF BRANCH FLOW (MVA) ON 5660 AVEDOREVERK 400.00 TO 5662 ORSTEDSVERKE400.00 1 MORE THAN | 9406 TANDÖ 400.00
| 6938 NAMSOS 400.00 | 6742 HASLE400 400.00
| SENSITIVITY FACTORS OF BRANCH FLOW (MVA) ON 6702 KJELA 400.00 TO 8448 JOINT 400.00 1 MORE THAN | 6334 GLENTEGARD 400.00
| SENSITIVITY FACTORS OF BRANCH FLOW (MVA) ON 6703 SONGA 400.00 TO 8448 JOINT 400.00 3 MORE THAN | 6319 KYNDBYVERKER400.00
| 8643 JOINT 220.00 | 6692 HYDRO MIXED 400.00
| SENSITIVITY FACTORS OF BRANCH FLOW (MVA) ON 6679 OKSLA 400.00 TO 6680 ÅSEN 400.00 1 MORE THAN | 6661 FARDAL400 400.00
| SENSITIVITY FACTORS OF BRANCH FLOW (MVA) ON 6594 HAMRA400 400.00 TO 9411 MUNGA 400.00 7 MORE THAN | 6733 SYLLING300 400.00
| SENSITIVITY FACTORS OF BRANCH FLOW (MVA) ON 6312 RINGHALS 400.00 TO 6313 STROMMA 400.00 3 MORE THAN | 8812 JOINT 220.00
| SENSITIVITY FACTORS OF BRANCH FLOW (MVA) ON 6657 JOSTEDAL 400.00 TO 6658 LEIRDOLA 400.00 1 MORE THAN | 6738 TVEITEN 400.00
| SENSITIVITY FACTORS OF BRANCH FLOW (MVA) ON 6915 PIRITTIK400 400.00 TO 6918 PIKKARALA 400.00 7 MORE THAN | 5646 BJAEVERSKOV4400.00
| SENSITIVITY FACTORS OF BRANCH FLOW (MVA) ON 9406 TANDÖ 400.00 TO 9407 HAGFORS 400.00 1 MORE THAN | 9020 LYSE 301.00
| 9002 LEBSESBY 400.00 | 6340 MOHOLM 220.00
| 6689 HOG-JAERN300400.00 | 6313 STROMMA 400.00
| 9403 TOVÅSEN 400.00 | 5624 HERSLEV 400.00
| 6930 LETSI 400.00 | 6728 GRENLAND 400.00
| SENSITIVITY FACTORS OF BRANCH FLOW (MVA) ON 6680 ÅSEN 400.00 TO 6685 RÖDAL 400.00 2 MORE THAN | 6740 TEGNEBY400 400.00
| 9308 ORIMATTILAN 400.00 | 6686 NOVLE 400.00
| SENSITIVITY FACTORS OF BRANCH FLOW (MVA) ON 6349 ALVESTA 400.00 TO 9401 HAGESKRUV 400.00 5 MORE THAN | 6732 FLESAKER 400.00
| 7003 HARSPÅNGET 400.00 | 6731 RINGERIKE 400.00
| 6363 FEDA400 400.00 | 6348 OSKARSHAMN 400.00
| SENSITIVITY FACTORS OF BRANCH FLOW (MVA) ON 6712 OVREVINSTRA 400.00 TO 6874 VÅGÅMO 400.00 2 MORE THAN | 6316 UDDEBO 400.00
| 6703 SONGA 400.00 | 6727 ROD400 400.00
| SENSITIVITY FACTORS OF BRANCH FLOW (MVA) ON 6663 AURLAND400 400.00 TO 6665 AURLAND3 400.00 2 MORE THAN | 6838 RAMSELE 400.00
| SENSITIVITY FACTORS OF BRANCH FLOW (MVA) ON 6917 ISOKANGAS 400.00 TO 6920 PYHÄNSEL400 400.00 6 MORE THAN | 6821 MÖRSIL 220.00
| SENSITIVITY FACTORS OF BRANCH FLOW (MVA) ON 6694 FORRE 400.00 TO 6711 TOKKE 400.00 6 MORE THAN | 6722 VEMORK 400.00
| SENSITIVITY FACTORS OF BRANCH FLOW (MVA) ON 6606 HALL 400.00 TO 6608 EKUDDEN400 400.00 2 MORE THAN | 6828 MIDSKOG400 400.00
| 9015 HEMSIL300 301.00 | 6736 OSLA400 400.00
| SENSITIVITY FACTORS OF BRANCH FLOW (MVA) ON 6723 SÅHEIM 400.00 TO 6732 FLESAKER 400.00 2 MORE THAN | 6642 OSTANSJO 400.00
| SENSITIVITY FACTORS OF BRANCH FLOW (MVA) ON 6828 MIDSKOG400 400.00 TO 6830 STORFINNSF 400.00 3 MORE THAN | 6741 HASLE300 400.00
| 6951 KORSELBRÄNNA220.00 | 6305 LOVISEHOLM 400.00
| SENSITIVITY FACTORS OF BRANCH FLOW (MVA) ON 6307 KILANDA 400.00 TO 6315 HORRED 400.00 9 MORE THAN | 6700 TJORHOM 400.00
| 6850 MORTTJARNB 220.00 | 6707 KVINEN 301.00
| SENSITIVITY FACTORS OF BRANCH FLOW (MVA) ON 6910 SUBSTATION 400.00 TO 7056 PETÄJÄSKO 400.00 4 MORE THAN | 5673 KRUSEBERG 400.00
| 6781 SEINÄJOKI 400.00 | 6734 SYLLING400 400.00
| 6799 HJÄLTA220 220.00 | 6346 KIMSTAD 400.00
| 9306 HONKAJOEN 400.00 | 6835 NÄVEREDE 220.00
| SENSITIVITY FACTORS OF BRANCH FLOW (MVA) ON 6640 HALLSBERG220220.00 TO 6641 HALLSBERG400400.00 1 MORE THAN | 5676 WIND FARM 220.00
| 6556 ESPOO 400.00 | 6343 BARKERYD 400.00
| SENSITIVITY FACTORS OF BRANCH FLOW (MVA) ON 6802 HJÄLTA 400.00 TO 6809 STORNORRFORS400.00 1 MORE THAN | 6668 ELDFJORD 400.00
| SENSITIVITY FACTORS OF BRANCH FLOW (MVA) ON 6360 KJELLAND 400.00 TO 6362 FEDA300 400.00 2 MORE THAN | 5845 ASNAESVERK 400.00
| 6841 STADSFORSEN 220.00 | 8448 JOINT 400.00
| SENSITIVITY FACTORS OF BRANCH FLOW (MVA) ON 7017 HAMMERFEST 400.00 TO 9004 ALTA 400.00 5 MORE THAN | 6725 SUNDSBARM 400.00
| SENSITIVITY FACTORS OF BRANCH FLOW (MVA) ON 6925 GRUNDFORS220220.00 TO 6926 GRUNDFORS400400.00 1 MORE THAN | 6819 JÄRPSTR220 220.00
| 6797 NÄMFORSEN 220.00 | 6702 KJELA 400.00
| 6712 OVREVINSTRA 400.00 | 6657 JOSTEDAL 400.00
| SENSITIVITY FACTORS OF BRANCH FLOW (MVA) ON 7000 VITAS 400.00 TO 7062 RITSEM 400.00 2 MORE THAN | 6680 ÅSEN 400.00
| SENSITIVITY FACTORS OF BRANCH FLOW (MVA) ON 6683 HYLEN 400.00 TO 6691 SUBSTATION 400.00 1 MORE THAN | 6659 ÅROY 400.00
| 6778 HIRVISUO 400.00 | 6693 SATURDAL 400.00
| SENSITIVITY FACTORS OF BRANCH FLOW (MVA) ON 5642 HOVEGARD 400.00 TO 6324 GORLOSEGARD 400.00 9 MORE THAN | 6832 LÅNGBJÖRN400400.00
| SENSITIVITY FACTORS OF BRANCH FLOW (MVA) ON 6655 SAMNAGER300 400.00 TO 6656 SAMNAGER400 400.00 5 MORE THAN | 6311 LINDOME 400.00
| 6673 USTA400 400.00 | 6338 HURVA 400.00
| SENSITIVITY FACTORS OF BRANCH FLOW (MVA) ON 6701 KVANNDAL 400.00 TO 8460 JOINT 400.00 1 MORE THAN | 6307 KILANDA 400.00
| SENSITIVITY FACTORS OF BRANCH FLOW (MVA) ON 6909 ISOHAARA 400.00 TO 6910 SUBSTATION 400.00 1 MORE THAN | 6342 TENHULT 400.00
| SENSITIVITY FACTORS OF BRANCH FLOW (MVA) ON 6866 ORKDAL400 400.00 TO 6869 KLAEBU400 400.00 1 MORE THAN | 1052 BREARED 400.00
| SENSITIVITY FACTORS OF BRANCH FLOW (MVA) ON 6673 USTA400 400.00 TO 6714 HEMSIL2 400.00 6 MORE THAN | 6658 LEIRDOLA 400.00
| SENSITIVITY FACTORS OF BRANCH FLOW (MVA) ON 5657 ISHOJ400 400.00 TO 5660 AVEDOREVERK 400.00 8 MORE THAN | 6826 KATTSTRUPEF 220.00
| SENSITIVITY FACTORS OF BRANCH FLOW (MVA) ON 6342 TENHULT 400.00 TO 6343 BARKERYD 400.00 1 MORE THAN | 6926 GRUNDFORS400400.00
| SENSITIVITY FACTORS OF BRANCH FLOW (MVA) ON 6705 HOLEN 400.00 TO 6727 ROD400 400.00 3 MORE THAN | 6723 SÅHEIM 400.00
| SENSITIVITY FACTORS OF BRANCH FLOW (MVA) ON 6930 LETSI 400.00 TO 9408 HÄLLBERGET 400.00 7 MORE THAN | 6843 RATANSKV400 400.00
| 6651 MODALEN 400.00 | 6830 STORFINNSF 400.00
| 6839 KILFORSEN 400.00 | 6726 ROD300 400.00
| SENSITIVITY FACTORS OF BRANCH FLOW (MVA) ON 6802 HJÄLTA 400.00 TO 6839 KILFORSEN 400.00 7 MORE THAN | 6308 HISINGEN 400.00
| SENSITIVITY FACTORS OF BRANCH FLOW (MVA) ON 6662 AURLAND200 400.00 TO 6663 AURLAND400 400.00 8 MORE THAN | 6737 FOLLO 400.00
| SENSITIVITY FACTORS OF BRANCH FLOW (MVA) ON 6787 VUOLIJOKI 400.00 TO 6788 ALAPITKÄ 400.00 4 MORE THAN | 5645 BJAEVERSKOV2220.00
| 6840 SVARTHÅLSF 220.00 | 9012 BAMBLE 400.00
| SENSITIVITY FACTORS OF BRANCH FLOW (MVA) ON 6783 PETÄJÄV400 400.00 TO 6789 VIHTAVUORI 400.00 4 MORE THAN | 6817 STENSJÖN 220.00
| SENSITIVITY FACTORS OF BRANCH FLOW (MVA) ON 6552 TAMMISTO 400.00 TO 6556 ESPOO 400.00 3 MORE THAN | 6820 JÄRPSTR400 400.00
| 6795 BETÅSEN220 220.00 | 8258 JOINT 220.00
| SENSITIVITY FACTORS OF BRANCH FLOW (MVA) ON 7019 BALSFJORD 400.00 TO 7020 BARDUFOSS 400.00 2 MORE THAN | 5660 AVEDOREVERK 400.00
| SENSITIVITY FACTORS OF BRANCH FLOW (MVA) ON 6589 DANNEBO 400.00 TO 6591 FORSMARK 400.00 1 MORE THAN | 6314 TIMMERSDALA 400.00
| 7140 JOINT 220.00 | 6330 GELNTEGARD2 400.00
| SENSITIVITY FACTORS OF BRANCH FLOW (MVA) ON 6348 OSKARSHAMN 400.00 TO 6354 NYBRO 400.00 4 MORE THAN | 6373 ARENDAL400 400.00
| 6546 SALO 400.00 | 6706 ROSKREPP 301.00
| 6950 GÄDDEDE 220.00 | 6711 TOKKE 400.00
| 9021 FJOTLAND 301.00 | 6350 HEMSJO 400.00
| 6796 BETÅSEN400 400.00 | 6646 HEDENLUNDA 400.00
| SENSITIVITY FACTORS OF BRANCH FLOW (MVA) ON 6930 LETSI 400.00 TO 6931 SVARTBYN 400.00 8 MORE THAN | 5642 HOVEGARD 400.00
| SENSITIVITY FACTORS OF BRANCH FLOW (MVA) ON 6548 KANGASALA 400.00 TO 6780 ALAJÄRVI 400.00 4 MORE THAN | 6324 GORLOSEGARD 400.00
| 6605 STOCKHOLM400400.00 | 5656 ISHOJ220 220.00
| SENSITIVITY FACTORS OF BRANCH FLOW (MVA) ON 6547 FORSSA 400.00 TO 6551 HIKIÄ 400.00 3 MORE THAN | 5657 ISHOJ400 400.00
| 7019 BALSFJORD 400.00 | 9401 HAGESKRUV 400.00
| SENSITIVITY FACTORS OF BRANCH FLOW (MVA) ON 9004 ALTA 400.00 TO 9005 BERGHEIM 400.00 2 MORE THAN | 8857 JOINT 220.00
| 6786 HAAPAVESI 220.00 | 6648 HOYANGER 400.00
| 6782 PETÄJÄV220 220.00 | 6345 GLAN 400.00
| SENSITIVITY FACTORS OF BRANCH FLOW (MVA) ON 6653 DALE 400.00 TO 6747 ARNA 400.00 2 MORE THAN | 6365 KRISTIANSAND400.00
| SENSITIVITY FACTORS OF BRANCH FLOW (MVA) ON 6830 STORFINNSF 400.00 TO 6832 LÅNGBJÖRN400400.00 7 MORE THAN | 5662 ORSTEDSVERKE400.00
| SENSITIVITY FACTORS OF BRANCH FLOW (MVA) ON 6750 HÅVIK 400.00 TO 6752 SPANNE 400.00 2 MORE THAN | 6666 SKAGEN-FOTUN400.00
| SENSITIVITY FACTORS OF BRANCH FLOW (MVA) ON 6583 STACKBO400 400.00 TO 6585 FINNBOLEHVDC400.00 3 MORE THAN | 9018 TEGNEBY 301.00
| SENSITIVITY FACTORS OF BRANCH FLOW (MVA) ON 6674 HUSNES 400.00 TO 6677 BLÅFALL 400.00 4 MORE THAN | 6641 HALLSBERG400400.00
| SENSITIVITY FACTORS OF BRANCH FLOW (MVA) ON 6615 TAHKOLUOTO 400.00 TO 6619 ULVILA 400.00 1 MORE THAN | 6349 ALVESTA 400.00
| SENSITIVITY FACTORS OF BRANCH FLOW (MVA) ON 6631 BASNA 400.00 TO 6632 REPBACKEN 400.00 4 MORE THAN | 6730 BAMBLE400 400.00
| SENSITIVITY FACTORS OF BRANCH FLOW (MVA) ON 6814 VERDAL400 400.00 TO 6871 EIDUM400 400.00 2 MORE THAN | 6699 DUGE 301.00
| 6582 STACKBO220 220.00 | 9402 INGELKÄRR 400.00
| SENSITIVITY FACTORS OF BRANCH FLOW (MVA) ON 6744 LINDÅS 400.00 TO 6745 SUBSTATION 400.00 1 MORE THAN | 6735 OSLO300 400.00
| SENSITIVITY FACTORS OF BRANCH FLOW (MVA) ON 6796 BETÅSEN400 400.00 TO 6930 LETSI 400.00 6 MORE THAN | 6315 HORRED 400.00
| 6917 ISOKANGAS 400.00 | 6669 HOL1 400.00
| SENSITIVITY FACTORS OF BRANCH FLOW (MVA) ON 6778 HIRVISUO 400.00 TO 6911 JYLKKÄ 400.00 2 MORE THAN | 6372 ARENDAL300 400.00
| 9405 GRÖNVIKEN 400.00 | 5671 SEGE 400.00
| SENSITIVITY FACTORS OF BRANCH FLOW (MVA) ON 6600 AKER 400.00 TO 6646 HEDENLUNDA 400.00 2 MORE THAN | 7429 JOINT 220.00
| SENSITIVITY FACTORS OF BRANCH FLOW (MVA) ON 7004 LIGGA 400.00 TO 8256 JOINT 400.00 7 MORE THAN | 6309 STENKULLEN 400.00
| 6548 KANGASALA 400.00 | 6697 LYSE300 400.00
| SENSITIVITY FACTORS OF BRANCH FLOW (MVA) ON 6545 HUITTINEN 400.00 TO 6619 ULVILA 400.00 6 MORE THAN | 6306 TROLLHATTAN 400.00
| 6662 AURLAND200 400.00 | 6351 KARLSHAMN 400.00
| SENSITIVITY FACTORS OF BRANCH FLOW (MVA) ON 6342 TENHULT 400.00 TO 6349 ALVESTA 400.00 3 MORE THAN | 6337 BARSEBACK 400.00
| SENSITIVITY FACTORS OF BRANCH FLOW (MVA) ON 6583 STACKBO400 400.00 TO 6603 ODENSALA 400.00 7 MORE THAN | 6354 NYBRO 400.00
| SENSITIVITY FACTORS OF BRANCH FLOW (MVA) ON 7004 LIGGA 400.00 TO 7005 MESSAURE 400.00 6 MORE THAN | 6660 FARDAL300 400.00
SENSITIVITY FACTORS OF BRANCH FLOW (MVA) ON 7055 PETÄJÄSKO 220.00 TO 7056 PETÄJÄSKO 400.00 1 MORE THAN
6656 SAMNAGER400 400.00
6791 TRATTBERGET 220.00
7005 MESSAURE 400.00
7007 KOBBELV 400.00
6793 DEGERFORSEN 220.00
6636 HORNDAL 220.00
6580 SODERALA 220.00
SENSITIVITY FACTORS OF BRANCH FLOW (MVA) ON 6936 NEDRERÖS400 400.00 TO 6944 RANA 400.00 1 MORE THAN
SENSITIVITY FACTORS OF BRANCH FLOW (MVA) ON 6649 REFSDAL 400.00 TO 6651 MODALEN 400.00 2 MORE THAN
SENSITIVITY FACTORS OF BRANCH FLOW (MVA) ON 6857 ORSTA 400.00 TO 9009 ALFOTEN 400.00 3 MORE THAN
SENSITIVITY FACTORS OF BRANCH FLOW (MVA) ON 6865 ORKDAL300 400.00 TO 6866 ORKDAL400 400.00 5 MORE THAN
7799 JOINT 220.00
SENSITIVITY FACTORS OF BRANCH FLOW (MVA) ON 6551 HIKIÄ 400.00 TO 6785 TOIVILA 400.00 6 MORE THAN
SENSITIVITY FACTORS OF BRANCH FLOW (MVA) ON 6315 HORRED 400.00 TO 6316 UDDEBO 400.00 1 MORE THAN
SENSITIVITY FACTORS OF BRANCH FLOW (MVA) ON 6603 ODENSALA 400.00 TO 9405 GRÖNVIKEN 400.00 2 MORE THAN
8799 JOINT 220.00
SENSITIVITY FACTORS OF BRANCH FLOW (MVA) ON 6672 USTA300 400.00 TO 6673 USTA400 400.00 7 MORE THAN
6836 GAMMALÄNGE 220.00
6615 TAHKOLUOTO 400.00
SENSITIVITY FACTORS OF BRANCH FLOW (MVA) ON 6862 SURNA 400.00 TO 6872 AURA2300 400.00 7 MORE THAN
SENSITIVITY FACTORS OF BRANCH FLOW (MVA) ON 6636 HORNDAL 220.00 TO 9410 HORNDAL 400.00 1 MORE THAN
SENSITIVITY FACTORS OF BRANCH FLOW (MVA) ON 6338 HURVA 400.00 TO 6349 ALVESTA 400.00 2 MORE THAN
SENSITIVITY FACTORS OF BRANCH FLOW (MVA) ON 6936 NEDRERÖS400 400.00 TO 9006 TROFORS 400.00 3 MORE THAN
SENSITIVITY FACTORS OF BRANCH FLOW (MVA) ON 6307 KILANDA 400.00 TO 6308 HISINGEN 400.00 1 MORE THAN
SENSITIVITY FACTORS OF BRANCH FLOW (MVA) ON 6744 LINDÅS 400.00 TO 9010 HAUGSVAER 400.00 2 MORE THAN
6952 BÅGEDE 220.00
6571 VISULAHTI 400.00
6611 HALLSTAVIK 220.00
6916 SEITAKORVA 220.00
SENSITIVITY FACTORS OF BRANCH FLOW (MVA) ON 1053 HÄRADSBO 400.00 TO 6315 HORRED 400.00 8 MORE THAN
SENSITIVITY FACTORS OF BRANCH FLOW (MVA) ON 6373 ARENDAL400 400.00 TO 6730 BAMBLE400 400.00 5 MORE THAN
SENSITIVITY FACTORS OF BRANCH FLOW (MVA) ON 6862 SURNA 400.00 TO 9007 TJELDBERGO 400.00 2 MORE THAN
6946 AJAURE 220.00
SENSITIVITY FACTORS OF BRANCH FLOW (MVA) ON 6567 ANTTILA 400.00 TO 6570 LOVIISA 400.00 1 MORE THAN
SENSITIVITY FACTORS OF BRANCH FLOW (MVA) ON 6626 MINNE 400.00 TO 6721 VANG 400.00 1 MORE THAN
6922 UTANEN 220.00
SENSITIVITY FACTORS OF BRANCH FLOW (MVA) ON 6830 STORFINNSF 400.00 TO 6838 RAMSELE 400.00 1 MORE THAN
6724 NORE 400.00
7008 SALTEN 400.00
SENSITIVITY FACTORS OF BRANCH FLOW (MVA) ON 6362 FEDA300 400.00 TO 6363 FEDA400 400.00 5 MORE THAN
SENSITIVITY FACTORS OF BRANCH FLOW (MVA) ON 6911 JYLKKÄ 400.00 TO 6918 PIKKARALA 400.00 1 MORE THAN
8504 JOINT 220.00
SENSITIVITY FACTORS OF BRANCH FLOW (MVA) ON 7003 HARSPÅNGET 400.00 TO 7004 LIGGA 400.00 1 MORE THAN
SENSITIVITY FACTORS OF BRANCH FLOW (MVA) ON 5642 HOVEGARD 400.00 TO 6330 GELNTEGARD2 400.00 10 MORE THAN
6831 LÅNGBJÖRN220220.00
SENSITIVITY FACTORS OF BRANCH FLOW (MVA) ON 6345 GLAN 400.00 TO 6348 OSKARSHAMN 400.00 2 MORE THAN
SENSITIVITY FACTORS OF BRANCH FLOW (MVA) ON 6911 JYLKKÄ 400.00 TO 9304 LUMIJÄRVI 400.00 4 MORE THAN
SENSITIVITY FACTORS OF BRANCH FLOW (MVA) ON 6788 ALAPITKÄ 400.00 TO 6790 HUUTOKOSKI 400.00 5 MORE THAN
6809 STORNORRFORS400.00
6607 EKUDDEN220 220.00
SENSITIVITY FACTORS OF BRANCH FLOW (MVA) ON 6725 SUNDSBARM 400.00 TO 6732 FLESAKER 400.00 1 MORE THAN
SENSITIVITY FACTORS OF BRANCH FLOW (MVA) ON 6935 NEDRERÖS300 400.00 TO 6937 MARKA 400.00 1 MORE THAN
SENSITIVITY FACTORS OF BRANCH FLOW (MVA) ON 6594 HAMRA400 400.00 TO 6600 AKER 400.00 1 MORE THAN
SENSITIVITY FACTORS OF BRANCH FLOW (MVA) ON 6931 SVARTBYN 400.00 TO 6933 RÅBÄCKEN 400.00 2 MORE THAN
SENSITIVITY FACTORS OF BRANCH FLOW (MVA) ON 6689 HOG-JAERN300400.00 TO 6690 HOG-JAERN400400.00 5 MORE THAN
SENSITIVITY FACTORS OF BRANCH FLOW (MVA) ON 6856 ORSKOG 400.00 TO 9008 SYLKKYVELN 400.00 3 MORE THAN
SENSITIVITY FACTORS OF BRANCH FLOW (MVA) ON 6545 HUITTINEN 400.00 TO 6617 OLKILUOTO 400.00 3 MORE THAN
SENSITIVITY FACTORS OF BRANCH FLOW (MVA) ON 6675 MAURANGER 400.00 TO 6677 BLÅFALL 400.00 2 MORE THAN
7017 HAMMERFEST 400.00
SENSITIVITY FACTORS OF BRANCH FLOW (MVA) ON 9410 HORNDAL 400.00 TO 9412 FALLVIKEN 400.00 2 MORE THAN
6606 HALL 400.00
6638 LINDBACKA220220.00
6549 LAVIANVOURI 400.00
SENSITIVITY FACTORS OF BRANCH FLOW (MVA) ON 6602 KOLBOTTEN400400.00 TO 6606 HALL 400.00 1 MORE THAN
6664 AURLAND2 400.00
SENSITIVITY FACTORS OF BRANCH FLOW (MVA) ON 6811 KRSITINESTAD400.00 TO 9305 KÄRPPIÖN 400.00 1 MORE THAN
6997 NARVIK 400.00
SENSITIVITY FACTORS OF BRANCH FLOW (MVA) ON 6585 FINNBOLEHVDC400.00 TO 6594 HAMRA400 400.00 4 MORE THAN
6715 NESBYEN 400.00
6721 VANG 400.00
6701 KVANNDAL 400.00
SENSITIVITY FACTORS OF BRANCH FLOW (MVA) ON 6631 BASNA 400.00 TO 9404 GÄDDTJÄRN 400.00 9 MORE THAN
SENSITIVITY FACTORS OF BRANCH FLOW (MVA) ON 6743 KOLLSNES 400.00 TO 6746 NYGARD 400.00 2 MORE THAN
6814 VERDAL400 400.00
6626 MINNE 400.00
SENSITIVITY FACTORS OF BRANCH FLOW (MVA) ON 6341 KOLSTAD 400.00 TO 6343 BARKERYD 400.00 7 MORE THAN
SENSITIVITY FACTORS OF BRANCH FLOW (MVA) ON 6569 KORIA 400.00 TO 6573 YLLIKKÄLÄ 400.00 2 MORE THAN
6808 VAPLE 220.00
SENSITIVITY FACTORS OF BRANCH FLOW (MVA) ON 6795 BETÅSEN220 220.00 TO 6796 BETÅSEN400 400.00 1 MORE THAN
SENSITIVITY FACTORS OF BRANCH FLOW (MVA) ON 6728 GRENLAND 400.00 TO 9012 BAMBLE 400.00 3 MORE THAN
6947 GARDIKFORS 220.00
SENSITIVITY FACTORS OF BRANCH FLOW (MVA) ON 6554 LÄNSISALMI 400.00 TO 6567 ANTTILA 400.00 2 MORE THAN
9304 LUMIJÄRVI 400.00
SENSITIVITY FACTORS OF BRANCH FLOW (MVA) ON 7002 PORJUS 400.00 TO 7003 HARSPÅNGET 400.00 2 MORE THAN
6545 HUITTINEN 400.00
SENSITIVITY FACTORS OF BRANCH FLOW (MVA) ON 5624 HERSLEV 400.00 TO 5845 ASNAESVERK 400.00 2 MORE THAN
6634 OCKELBO 220.00
6837 KRÅNGEDE 220.00
SENSITIVITY FACTORS OF BRANCH FLOW (MVA) ON 6724 NORE 400.00 TO 6734 SYLLING400 400.00 1 MORE THAN
SENSITIVITY FACTORS OF BRANCH FLOW (MVA) ON 6550 KOPULA 400.00 TO 6556 ESPOO 400.00 1 MORE THAN
SENSITIVITY FACTORS OF BRANCH FLOW (MVA) ON 6997 NARVIK 400.00 TO 7020 BARDUFOSS 400.00 3 MORE THAN
SENSITIVITY FACTORS OF BRANCH FLOW (MVA) ON 8448 JOINT 400.00 TO 8460 JOINT 400.00 2 MORE THAN
SENSITIVITY FACTORS OF BRANCH FLOW (MVA) ON 6545 HUITTINEN 400.00 TO 6547 FORSSA 400.00 1 MORE THAN
6784 JÄMSÄ 220.00
SENSITIVITY FACTORS OF BRANCH FLOW (MVA) ON 6831 LÅNGBJÖRN220220.00 TO 6832 LÅNGBJÖRN400400.00 1 MORE THAN
SENSITIVITY FACTORS OF BRANCH FLOW (MVA) ON 6638 LINDBACKA220220.00 TO 6639 LINDBACKA400400.00 1 MORE THAN
SENSITIVITY FACTORS OF BRANCH FLOW (MVA) ON 6736 OSLA400 400.00 TO 6737 FOLLO 400.00 1 MORE THAN
6842 RATANSKV220 220.00
SENSITIVITY FACTORS OF BRANCH FLOW (MVA) ON 6815 HÖGÅSEN 400.00 TO 6820 JÄRPSTR400 400.00 1 MORE THAN
SENSITIVITY FACTORS OF BRANCH FLOW (MVA) ON 6787 VUOLIJOKI 400.00 TO 6788 ALAPITKÄ 400.00 2 MORE THAN
SENSITIVITY FACTORS OF BRANCH FLOW (MVA) ON 6674 HUSNES 400.00 TO 6749 STORD 400.00 2 MORE THAN
SENSITIVITY FACTORS OF BRANCH FLOW (MVA) ON 6810 TUOVILA 400.00 TO 9305 KÄRPPIÖN 400.00 3 MORE THAN
6779 UUSNIVALA 400.00
6705 HOLEN 400.00
SENSITIVITY FACTORS OF BRANCH FLOW (MVA) ON 6725 SUNDSBARM 400.00 TO 6726 ROD300 400.00 2 MORE THAN
SENSITIVITY FACTORS OF BRANCH FLOW (MVA) ON 6547 FORSSA 400.00 TO 6552 TAMMISTO 400.00 4 MORE THAN
SENSITIVITY FACTORS OF BRANCH FLOW (MVA) ON 6660 FARDAL300 400.00 TO 6661 FARDAL400 400.00 7 MORE THAN
SENSITIVITY FACTORS OF BRANCH FLOW (MVA) ON 6362 FEDA300 400.00 TO 6363 FEDA400 400.00 3 MORE THAN
SENSITIVITY FACTORS OF BRANCH FLOW (MVA) ON 6746 NYGARD 400.00 TO 6748 BERGEN 400.00 1 MORE THAN
SENSITIVITY FACTORS OF BRANCH FLOW (MVA) ON 6365 KRISTIANSAND400.00 TO 6373 ARENDAL400 400.00 1 MORE THAN
SENSITIVITY FACTORS OF BRANCH FLOW (MVA) ON 7000 VITAS 400.00 TO 7002 PORJUS 400.00 1 MORE THAN
SENSITIVITY FACTORS OF BRANCH FLOW (MVA) ON 6639 LINDBACKA400400.00 TO 9411 MUNGA 400.00 4 MORE THAN
SENSITIVITY FACTORS OF BRANCH FLOW (MVA) ON 6660 FARDAL300 400.00 TO 6663 AURLAND400 400.00 6 MORE THAN
6867 STRINDA 400.00
7010 VARANGERBOT 220.00
6749 STORD 400.00
6613 MALSTA 220.00
SENSITIVITY FACTORS OF BRANCH FLOW (MVA) ON 6594 HAMRA400 400.00 TO 8861 JOINT 400.00 3 MORE THAN
9409 TROLLTJÄRN 400.00
9301 KEMIJÄRVI 220.00
6653 DALE 400.00
SENSITIVITY FACTORS OF BRANCH FLOW (MVA) ON 6997 NARVIK 400.00 TO 7020 BARDUFOSS 400.00 5 MORE THAN
SENSITIVITY FACTORS OF BRANCH FLOW (MVA) ON 6582 STACKBO220 220.00 TO 6583 STACKBO400 400.00 1 MORE THAN
6910 SUBSTATION 400.00
SENSITIVITY FACTORS OF BRANCH FLOW (MVA) ON 6602 KOLBOTTEN400400.00 TO 8861 JOINT 400.00 2 MORE THAN
SENSITIVITY FACTORS OF BRANCH FLOW (MVA) ON 6337 BARSEBACK 400.00 TO 6338 HURVA 400.00 1 MORE THAN
6675 MAURANGER 400.00
SENSITIVITY FACTORS OF BRANCH FLOW (MVA) ON 7019 BALSFJORD 400.00 TO 9005 BERGHEIM 400.00 3 MORE THAN
SENSITIVITY FACTORS OF BRANCH FLOW (MVA) ON 6690 HOG-JAERN400400.00 TO 6698 LYSE400 400.00 1 MORE THAN
SENSITIVITY FACTORS OF BRANCH FLOW (MVA) ON 6569 KORIA 400.00 TO 6572 KYMI 400.00 1 MORE THAN
SENSITIVITY FACTORS OF BRANCH FLOW (MVA) ON 6941 TUNNSJO300 400.00 TO 6942 TUNNSJO400 400.00 1 MORE THAN
SENSITIVITY FACTORS OF BRANCH FLOW (MVA) ON 6828 MIDSKOG400 400.00 TO 6838 RAMSELE 400.00 7 MORE THAN
7000 VITAS 400.00
6682 SAUDA400 400.00
6949 JUNSTERF 220.00
6994 VAJUKOSKI 220.00
SENSITIVITY FACTORS OF BRANCH FLOW (MVA) ON 6324 GORLOSEGARD 400.00 TO 6335 SODERASEN 400.00 1 MORE THAN
SENSITIVITY FACTORS OF BRANCH FLOW (MVA) ON 7007 KOBBELV 400.00 TO 7008 SALTEN 400.00 3 MORE THAN
SENSITIVITY FACTORS OF BRANCH FLOW (MVA) ON 6732 FLESAKER 400.00 TO 6739 TEGNEBY300 400.00 8 MORE THAN
6953 STALON 220.00
6941 TUNNSJO300 400.00
6753 KÅRSTO 400.00
SENSITIVITY FACTORS OF BRANCH FLOW (MVA) ON 6695 KVILLDAL 400.00 TO 6705 HOLEN 400.00 1 MORE THAN
6943 LINNVASSELV 220.00
SENSITIVITY FACTORS OF BRANCH FLOW (MVA) ON 6637 MORGARDSH 400.00 TO 6639 LINDBACKA400400.00 1 MORE THAN
SENSITIVITY FACTORS OF BRANCH FLOW (MVA) ON 6858 ISTAD 400.00 TO 6859 AURA1 400.00 2 MORE THAN
SENSITIVITY FACTORS OF BRANCH FLOW (MVA) ON 6918 PIKKARALA 400.00 TO 6920 PYHÄNSEL400 400.00 4 MORE THAN
6928 ÅSELE 220.00
6643 FINNSLATTEN 220.00
6601 KOLBOTTEN220220.00
6869 KLAEBU400 400.00
SENSITIVITY FACTORS OF BRANCH FLOW (MVA) ON 6581 ANGSBERG 400.00 TO 6803 MOLIDEN 400.00 6 MORE THAN
7061 NEA 400.00
SENSITIVITY FACTORS OF BRANCH FLOW (MVA) ON 6870 EIDUM300 400.00 TO 6871 EIDUM400 400.00 5 MORE THAN
SENSITIVITY FACTORS OF BRANCH FLOW (MVA) ON 6581 ANGSBERG 400.00 TO 6585 FINNBOLEHVDC400.00 2 MORE THAN
SENSITIVITY FACTORS OF BRANCH FLOW (MVA) ON 6996 OFOTEN 400.00 TO 6997 NARVIK 400.00 1 MORE THAN
6716 DAGALI 400.00
6935 NEDRERÖS300 400.00
6903 SEITENOIKEA 220.00
SENSITIVITY FACTORS OF BRANCH FLOW (MVA) ON 6839 KILFORSEN 400.00 TO 9412 FALLVIKEN 400.00 6 MORE THAN
6864 ÅFJORD 400.00
SENSITIVITY FACTORS OF BRANCH FLOW (MVA) ON 6665 AURLAND3 400.00 TO 6669 HOL1 400.00 1 MORE THAN
SENSITIVITY FACTORS OF BRANCH FLOW (MVA) ON 6358 TONSTAD400 400.00 TO 6363 FEDA400 400.00 1 MORE THAN
SENSITIVITY FACTORS OF BRANCH FLOW (MVA) ON 6688 STOKKELAND 400.00 TO 6754 STOLAHELA 400.00 2 MORE THAN
SENSITIVITY FACTORS OF BRANCH FLOW (MVA) ON 6569 KORIA 400.00 TO 9308 ORIMATTILAN 400.00 5 MORE THAN
SENSITIVITY FACTORS OF BRANCH FLOW (MVA) ON 6655 SAMNAGER300 400.00 TO 6675 MAURANGER 400.00 1 MORE THAN
SENSITIVITY FACTORS OF BRANCH FLOW (MVA) ON 6842 RATANSKV220 220.00 TO 6843 RATANSKV400 400.00 1 MORE THAN
6921 PYHÄKOSI 220.00
6787 VUOLIJOKI 400.00
SENSITIVITY FACTORS OF BRANCH FLOW (MVA) ON 6639 LINDBACKA400400.00 TO 6641 HALLSBERG400400.00 10 MORE THAN
6599 PLENNINGE 220.00
6858 ISTAD 400.00
SENSITIVITY FACTORS OF BRANCH FLOW (MVA) ON 6639 LINDBACKA400400.00 TO 6641 HALLSBERG400400.00 2 MORE THAN
SENSITIVITY FACTORS OF BRANCH FLOW (MVA) ON 6316 UDDEBO 400.00 TO 6342 TENHULT 400.00 2 MORE THAN
SENSITIVITY FACTORS OF BRANCH FLOW (MVA) ON 6330 GELNTEGARD2 400.00 TO 6334 GLENTEGARD 400.00 1 MORE THAN
SENSITIVITY FACTORS OF BRANCH FLOW (MVA) ON 6907 DJUPTJÄRN 400.00 TO 6931 SVARTBYN 400.00 1 MORE THAN
6806 HALLSJO 220.00
SENSITIVITY FACTORS OF BRANCH FLOW (MVA) ON 6828 MIDSKOG400 400.00 TO 9406 TANDÖ 400.00 12 MORE THAN
SENSITIVITY FACTORS OF BRANCH FLOW (MVA) ON 6695 KVILLDAL 400.00 TO 6723 SÅHEIM 400.00 4 MORE THAN
SENSITIVITY FACTORS OF BRANCH FLOW (MVA) ON 6728 GRENLAND 400.00 TO 6730 BAMBLE400 400.00 2 MORE THAN
SENSITIVITY FACTORS OF BRANCH FLOW (MVA) ON 6828 MIDSKOG400 400.00 TO 6844 RATAN 400.00 4 MORE THAN
SENSITIVITY FACTORS OF BRANCH FLOW (MVA) ON 6917 ISOKANGAS 400.00 TO 7056 PETÄJÄSKO 400.00 2 MORE THAN
SENSITIVITY FACTORS OF BRANCH FLOW (MVA) ON 6306 TROLLHATTAN 400.00 TO 6307 KILANDA 400.00 2 MORE THAN
SENSITIVITY FACTORS OF BRANCH FLOW (MVA) ON 6783 PETÄJÄV400 400.00 TO 6785 TOIVILA 400.00 3 MORE THAN
SENSITIVITY FACTORS OF BRANCH FLOW (MVA) ON 6719 ÅDAL 400.00 TO 6731 RINGERIKE 400.00 1 MORE THAN
6940 NAMSKOGEN 400.00
SENSITIVITY FACTORS OF BRANCH FLOW (MVA) ON 6571 VISULAHTI 400.00 TO 6573 YLLIKKÄLÄ 400.00 1 MORE THAN
SENSITIVITY FACTORS OF BRANCH FLOW (MVA) ON 7019 BALSFJORD 400.00 TO 9005 BERGHEIM 400.00 5 MORE THAN
SENSITIVITY FACTORS OF BRANCH FLOW (MVA) ON 6681 SAUDA300 400.00 TO 6682 SAUDA400 400.00 7 MORE THAN
6754 STOLAHELA 400.00
6644 HIMMETA 220.00
SENSITIVITY FACTORS OF BRANCH FLOW (MVA) ON 6596 TUNA220 220.00 TO 6597 TUNA400 400.00 1 MORE THAN
6911 JYLKKÄ 400.00
SENSITIVITY FACTORS OF BRANCH FLOW (MVA) ON 6713 NEDREVINSTRA400.00 TO 6717 NEDREVINSTRA400.00 1 MORE THAN
SENSITIVITY FACTORS OF BRANCH FLOW (MVA) ON 6555 INKOO 400.00 TO 6556 ESPOO 400.00 2 MORE THAN
SENSITIVITY FACTORS OF BRANCH FLOW (MVA) ON 6635 HOFORS 220.00 TO 9410 HORNDAL 400.00 1 MORE THAN
6920 PYHÄNSEL400 400.00
SENSITIVITY FACTORS OF BRANCH FLOW (MVA) ON 1053 HÄRADSBO 400.00 TO 6335 SODERASEN 400.00 6 MORE THAN
SENSITIVITY FACTORS OF BRANCH FLOW (MVA) ON 6650 HOVE 400.00 TO 6660 FARDAL300 400.00 2 MORE THAN
SENSITIVITY FACTORS OF BRANCH FLOW (MVA) ON 7017 HAMMERFEST 400.00 TO 9004 ALTA 400.00 4 MORE THAN
SENSITIVITY FACTORS OF BRANCH FLOW (MVA) ON 6858 ISTAD 400.00 TO 6860 GRYTTEN 400.00 3 MORE THAN
SENSITIVITY FACTORS OF BRANCH FLOW (MVA) ON 6779 UUSNIVALA 400.00 TO 6780 ALAJÄRVI 400.00 1 MORE THAN
SENSITIVITY FACTORS OF BRANCH FLOW (MVA) ON 6545 HUITTINEN 400.00 TO 6617 OLKILUOTO 400.00 4 MORE THAN
SENSITIVITY FACTORS OF BRANCH FLOW (MVA) ON 5642 HOVEGARD 400.00 TO 5657 ISHOJ400 400.00 3 MORE THAN
SENSITIVITY FACTORS OF BRANCH FLOW (MVA) ON 6738 TVEITEN 400.00 TO 9013 HOF 400.00 1 MORE THAN
SENSITIVITY FACTORS OF BRANCH FLOW (MVA) ON 6591 FORSMARK 400.00 TO 6603 ODENSALA 400.00 4 MORE THAN
6593 HAMRA220 220.00
SENSITIVITY FACTORS OF BRANCH FLOW (MVA) ON 6548 KANGASALA 400.00 TO 6549 LAVIANVOURI 400.00 1 MORE THAN
SENSITIVITY FACTORS OF BRANCH FLOW (MVA) ON 6796 BETÅSEN400 400.00 TO 6839 KILFORSEN 400.00 1 MORE THAN
SENSITIVITY FACTORS OF BRANCH FLOW (MVA) ON 6687 ULLA-FORRE 400.00 TO 8460 JOINT 400.00 4 MORE THAN
SENSITIVITY FACTORS OF BRANCH FLOW (MVA) ON 6753 KÅRSTO 400.00 TO 8611 JOINT 400.00 2 MORE THAN
SENSITIVITY FACTORS OF BRANCH FLOW (MVA) ON 6604 STOCKHOLM220220.00 TO 6605 STOCKHOLM400400.00 1 MORE THAN
SENSITIVITY FACTORS OF BRANCH FLOW (MVA) ON 6545 HUITTINEN 400.00 TO 6548 KANGASALA 400.00 2 MORE THAN
SENSITIVITY FACTORS OF BRANCH FLOW (MVA) ON 6859 AURA1 400.00 TO 6860 GRYTTEN 400.00 5 MORE THAN
SENSITIVITY FACTORS OF BRANCH FLOW (MVA) ON 6621 LIETO 400.00 TO 9309 NAANTALINSAL400.00 1 MORE THAN
SENSITIVITY FACTORS OF BRANCH FLOW (MVA) ON 6591 FORSMARK 400.00 TO 6597 TUNA400 400.00 3 MORE THAN
8424 JOINT 220.00
SENSITIVITY FACTORS OF BRANCH FLOW (MVA) ON 6741 HASLE300 400.00 TO 6742 HASLE400 400.00 3 MORE THAN
SENSITIVITY FACTORS OF BRANCH FLOW (MVA) ON 6681 SAUDA300 400.00 TO 6687 ULLA-FORRE 400.00 1 MORE THAN
9003 HAMMERF 400.00
SENSITIVITY FACTORS OF BRANCH FLOW (MVA) ON 6662 AURLAND200 400.00 TO 6663 AURLAND400 400.00 7 MORE THAN
SENSITIVITY FACTORS OF BRANCH FLOW (MVA) ON 6346 KIMSTAD 400.00 TO 6348 OSKARSHAMN 400.00 3 MORE THAN
6585 FINNBOLEHVDC400.00
9309 NAANTALINSAL400.00
8691 JOINT 220.00
SENSITIVITY FACTORS OF BRANCH FLOW (MVA) ON 6618 RAUMA 400.00 TO 6621 LIETO 400.00 3 MORE THAN
SENSITIVITY FACTORS OF BRANCH FLOW (MVA) ON 6929 TUGGEN 400.00 TO 6932 VAGFORS 400.00 3 MORE THAN
SENSITIVITY FACTORS OF BRANCH FLOW (MVA) ON 7007 KOBBELV 400.00 TO 7008 SALTEN 400.00 4 MORE THAN
SENSITIVITY FACTORS OF BRANCH FLOW (MVA) ON 6740 TEGNEBY400 400.00 TO 6742 HASLE400 400.00 9 MORE THAN
SENSITIVITY FACTORS OF BRANCH FLOW (MVA) ON 6651 MODALEN 400.00 TO 9011 STEINSLAND 400.00 5 MORE THAN
SENSITIVITY FACTORS OF BRANCH FLOW (MVA) ON 6606 HALL 400.00 TO 6646 HEDENLUNDA 400.00 4 MORE THAN
6683 HYLEN 400.00
SENSITIVITY FACTORS OF BRANCH FLOW (MVA) ON 6357 TONSTAD300 400.00 TO 6358 TONSTAD400 400.00 8 MORE THAN
SENSITIVITY FACTORS OF BRANCH FLOW (MVA) ON 6674 HUSNES 400.00 TO 6677 BLÅFALL 400.00 1 MORE THAN
SENSITIVITY FACTORS OF BRANCH FLOW (MVA) ON 6733 SYLLING300 400.00 TO 6734 SYLLING400 400.00 6 MORE THAN
SENSITIVITY FACTORS OF BRANCH FLOW (MVA) ON 5672 ARRIE 400.00 TO 5673 KRUSEBERG 400.00 2 MORE THAN
SENSITIVITY FACTORS OF BRANCH FLOW (MVA) ON 6571 VISULAHTI 400.00 TO 6790 HUUTOKOSKI 400.00 2 MORE THAN
9303 MUSALA 400.00
6654 EVANGER 400.00
SENSITIVITY FACTORS OF BRANCH FLOW (MVA) ON 6726 ROD300 400.00 TO 6727 ROD400 400.00 6 MORE THAN
SENSITIVITY FACTORS OF BRANCH FLOW (MVA) ON 6996 OFOTEN 400.00 TO 6997 NARVIK 400.00 4 MORE THAN
6751 SUBSTATION 301.00
7056 PETÄJÄSKO 400.00
SENSITIVITY FACTORS OF BRANCH FLOW (MVA) ON 5645 BJAEVERSKOV2220.00 TO 5646 BJAEVERSKOV4400.00 1 MORE THAN
SENSITIVITY FACTORS OF BRANCH FLOW (MVA) ON 6741 HASLE300 400.00 TO 6742 HASLE400 400.00 6 MORE THAN
6552 TAMMISTO 400.00
6812 OGNDAL 400.00
9016 FÅBER300 301.00
SENSITIVITY FACTORS OF BRANCH FLOW (MVA) ON 6735 OSLO300 400.00 TO 6736 OSLA400 400.00 8 MORE THAN
SENSITIVITY FACTORS OF BRANCH FLOW (MVA) ON 6346 KIMSTAD 400.00 TO 6641 HALLSBERG400400.00 6 MORE THAN
6847 BRACKE 220.00
SENSITIVITY FACTORS OF BRANCH FLOW (MVA) ON 7017 HAMMERFEST 400.00 TO 9003 HAMMERF 400.00 3 MORE THAN
8682 JOINT 220.00
SENSITIVITY FACTORS OF BRANCH FLOW (MVA) ON 6749 STORD 400.00 TO 6752 SPANNE 400.00 1 MORE THAN
SENSITIVITY FACTORS OF BRANCH FLOW (MVA) ON 6551 HIKIÄ 400.00 TO 9308 ORIMATTILAN 400.00 7 MORE THAN
SENSITIVITY FACTORS OF BRANCH FLOW (MVA) ON 5671 SEGE 400.00 TO 5672 ARRIE 400.00 1 MORE THAN
6993 KUOLAJÄRVI 220.00
SENSITIVITY FACTORS OF BRANCH FLOW (MVA) ON 6739 TEGNEBY300 400.00 TO 6741 HASLE300 400.00 1 MORE THAN
SENSITIVITY FACTORS OF BRANCH FLOW (MVA) ON 6338 HURVA 400.00 TO 6350 HEMSJO 400.00 5 MORE THAN
SENSITIVITY FACTORS OF BRANCH FLOW (MVA) ON 6718 FÅBERG 400.00 TO 6721 VANG 400.00 4 MORE THAN
SENSITIVITY FACTORS OF BRANCH FLOW (MVA) ON 6675 MAURANGER 400.00 TO 6676 HYDRO PURE S400.00 1 MORE THAN
SENSITIVITY FACTORS OF BRANCH FLOW (MVA) ON 6306 TROLLHATTAN 400.00 TO 6630 BORGVIK 400.00 3 MORE THAN
SENSITIVITY FACTORS OF BRANCH FLOW (MVA) ON 6692 HYDRO MIXED 400.00 TO 6693 SATURDAL 400.00 4 MORE THAN
6691 SUBSTATION 400.00
SENSITIVITY FACTORS OF BRANCH FLOW (MVA) ON 6668 ELDFJORD 400.00 TO 6716 DAGALI 400.00 1 MORE THAN
6870 EIDUM300 400.00
6856 ORSKOG 400.00
SENSITIVITY FACTORS OF BRANCH FLOW (MVA) ON 6815 HÖGÅSEN 400.00 TO 7061 NEA 400.00 2 MORE THAN
9014 HONNA 400.00
SENSITIVITY FACTORS OF BRANCH FLOW (MVA) ON 6781 SEINÄJOKI 400.00 TO 6810 TUOVILA 400.00 4 MORE THAN
SENSITIVITY FACTORS OF BRANCH FLOW (MVA) ON 5642 HOVEGARD 400.00 TO 6324 GORLOSEGARD 400.00 13 MORE THAN
SENSITIVITY FACTORS OF BRANCH FLOW (MVA) ON 6727 ROD400 400.00 TO 6742 HASLE400 400.00 4 MORE THAN
9302 KEMINMAA 400.00
6744 LINDÅS 400.00
SENSITIVITY FACTORS OF BRANCH FLOW (MVA) ON 6358 TONSTAD400 400.00 TO 6708 SOLHOLM300 400.00 5 MORE THAN
6594 HAMRA400 400.00
SENSITIVITY FACTORS OF BRANCH FLOW (MVA) ON 6910 SUBSTATION 400.00 TO 6918 PIKKARALA 400.00 3 MORE THAN
SENSITIVITY FACTORS OF BRANCH FLOW (MVA) ON 6583 STACKBO400 400.00 TO 9405 GRÖNVIKEN 400.00 12 MORE THAN
SENSITIVITY FACTORS OF BRANCH FLOW (MVA) ON 6716 DAGALI 400.00 TO 6724 NORE 400.00 2 MORE THAN
6621 LIETO 400.00
SENSITIVITY FACTORS OF BRANCH FLOW (MVA) ON 6713 NEDREVINSTRA400.00 TO 6718 FÅBERG 400.00 2 MORE THAN
SENSITIVITY FACTORS OF BRANCH FLOW (MVA) ON 6677 BLÅFALL 400.00 TO 6750 HÅVIK 400.00 6 MORE THAN
9407 HAGFORS 400.00
SENSITIVITY FACTORS OF BRANCH FLOW (MVA) ON 6868 KLAEBU300 400.00 TO 6869 KLAEBU400 400.00 7 MORE THAN
SENSITIVITY FACTORS OF BRANCH FLOW (MVA) ON 6653 DALE 400.00 TO 6654 EVANGER 400.00 1 MORE THAN
6823 LANGA 220.00
SENSITIVITY FACTORS OF BRANCH FLOW (MVA) ON 6630 BORGVIK 400.00 TO 9407 HAGFORS 400.00 6 MORE THAN
9019 SAUDA 301.00
SENSITIVITY FACTORS OF BRANCH FLOW (MVA) ON 5656 ISHOJ220 220.00 TO 5657 ISHOJ400 400.00 1 MORE THAN
SENSITIVITY FACTORS OF BRANCH FLOW (MVA) ON 6573 YLLIKKÄLÄ 400.00 TO 6790 HUUTOKOSKI 400.00 4 MORE THAN
SENSITIVITY FACTORS OF BRANCH FLOW (MVA) ON 6362 FEDA300 400.00 TO 6364 LISTAWIND 400.00 1 MORE THAN
SENSITIVITY FACTORS OF BRANCH FLOW (MVA) ON 6726 ROD300 400.00 TO 6727 ROD400 400.00 5 MORE THAN
SENSITIVITY FACTORS OF BRANCH FLOW (MVA) ON 6660 FARDAL300 400.00 TO 6661 FARDAL400 400.00 8 MORE THAN
6800 FORSMO 220.00
SENSITIVITY FACTORS OF BRANCH FLOW (MVA) ON 6930 LETSI 400.00 TO 7003 HARSPÅNGET 400.00 5 MORE THAN
SENSITIVITY FACTORS OF BRANCH FLOW (MVA) ON 6939 KOLSVIK 400.00 TO 6940 NAMSKOGEN 400.00 1 MORE THAN
SENSITIVITY FACTORS OF BRANCH FLOW (MVA) ON 6677 BLÅFALL 400.00 TO 6681 SAUDA300 400.00 3 MORE THAN
SENSITIVITY FACTORS OF BRANCH FLOW (MVA) ON 6926 GRUNDFORS400400.00 TO 7002 PORJUS 400.00 5 MORE THAN
SENSITIVITY FACTORS OF BRANCH FLOW (MVA) ON 6996 OFOTEN 400.00 TO 7007 KOBBELV 400.00 2 MORE THAN
6688 STOKKELAND 400.00
SENSITIVITY FACTORS OF BRANCH FLOW (MVA) ON 6732 FLESAKER 400.00 TO 9013 HOF 400.00 7 MORE THAN
8750 JOINT 220.00
SENSITIVITY FACTORS OF BRANCH FLOW (MVA) ON 6788 ALAPITKÄ 400.00 TO 9307 KONTIOLAHTI 400.00 3 MORE THAN
SENSITIVITY FACTORS OF BRANCH FLOW (MVA) ON 6787 VUOLIJOKI 400.00 TO 6920 PYHÄNSEL400 400.00 9 MORE THAN
8845 JOINT 220.00
SENSITIVITY FACTORS OF BRANCH FLOW (MVA) ON 6569 KORIA 400.00 TO 6570 LOVIISA 400.00 4 MORE THAN
6645 AROSVERKET 220.00
SENSITIVITY FACTORS OF BRANCH FLOW (MVA) ON 6663 AURLAND400 400.00 TO 6664 AURLAND2 400.00 1 MORE THAN
SENSITIVITY FACTORS OF BRANCH FLOW (MVA) ON 6693 SATURDAL 400.00 TO 6698 LYSE400 400.00 3 MORE THAN
SENSITIVITY FACTORS OF BRANCH FLOW (MVA) ON 7019 BALSFJORD 400.00 TO 7020 BARDUFOSS 400.00 4 MORE THAN
6942 TUNNSJO400 400.00
9004 ALTA 400.00
SENSITIVITY FACTORS OF BRANCH FLOW (MVA) ON 7017 HAMMERFEST 400.00 TO 9002 LEBSESBY 400.00 2 MORE THAN
9410 HORNDAL 400.00
6572 KYMI 400.00
SENSITIVITY FACTORS OF BRANCH FLOW (MVA) ON 6631 BASNA 400.00 TO 6641 HALLSBERG400400.00 3 MORE THAN
6603 ODENSALA 400.00
6874 VÅGÅMO 400.00
SENSITIVITY FACTORS OF BRANCH FLOW (MVA) ON 6546 SALO 400.00 TO 6621 LIETO 400.00 4 MORE THAN
SENSITIVITY FACTORS OF BRANCH FLOW (MVA) ON 6780 ALAJÄRVI 400.00 TO 6781 SEINÄJOKI 400.00 3 MORE THAN
6713 NEDREVINSTRA400.00
SENSITIVITY FACTORS OF BRANCH FLOW (MVA) ON 6673 USTA400 400.00 TO 6719 ÅDAL 400.00 5 MORE THAN
SENSITIVITY FACTORS OF BRANCH FLOW (MVA) ON 5624 HERSLEV 400.00 TO 5646 BJAEVERSKOV4400.00 1 MORE THAN
SENSITIVITY FACTORS OF BRANCH FLOW (MVA) ON 6655 SAMNAGER300 400.00 TO 6743 KOLLSNES 400.00 4 MORE THAN
SENSITIVITY FACTORS OF BRANCH FLOW (MVA) ON 6581 ANGSBERG 400.00 TO 6583 STACKBO400 400.00 1 MORE THAN
SENSITIVITY FACTORS OF BRANCH FLOW (MVA) ON 6651 MODALEN 400.00 TO 6654 EVANGER 400.00 3 MORE THAN
SENSITIVITY FACTORS OF BRANCH FLOW (MVA) ON 6734 SYLLING400 400.00 TO 6740 TEGNEBY400 400.00 4 MORE THAN
6555 INKOO 400.00
7002 PORJUS 400.00
9010 HAUGSVAER 400.00
SENSITIVITY FACTORS OF BRANCH FLOW (MVA) ON 6869 KLAEBU400 400.00 TO 7061 NEA 400.00 4 MORE THAN
SENSITIVITY FACTORS OF BRANCH FLOW (MVA) ON 5642 HOVEGARD 400.00 TO 5657 ISHOJ400 400.00 2 MORE THAN
SENSITIVITY FACTORS OF BRANCH FLOW (MVA) ON 6937 MARKA 400.00 TO 6940 NAMSKOGEN 400.00 2 MORE THAN
SENSITIVITY FACTORS OF BRANCH FLOW (MVA) ON 6778 HIRVISUO 400.00 TO 9303 MUSALA 400.00 3 MORE THAN
6665 AURLAND3 400.00
SENSITIVITY FACTORS OF BRANCH FLOW (MVA) ON 6697 LYSE300 400.00 TO 6698 LYSE400 400.00 7 MORE THAN
6600 AKER 400.00
6909 ISOHAARA 400.00
SENSITIVITY FACTORS OF BRANCH FLOW (MVA) ON 6593 HAMRA220 220.00 TO 6594 HAMRA400 400.00 1 MORE THAN
6783 PETÄJÄV400 400.00
SENSITIVITY FACTORS OF BRANCH FLOW (MVA) ON 6740 TEGNEBY400 400.00 TO 6742 HASLE400 400.00 10 MORE THAN
SENSITIVITY FACTORS OF BRANCH FLOW (MVA) ON 6733 SYLLING300 400.00 TO 6735 OSLO300 400.00 1 MORE THAN
SENSITIVITY FACTORS OF BRANCH FLOW (MVA) ON 6670 HOL3 400.00 TO 6673 USTA400 400.00 1 MORE THAN
SENSITIVITY FACTORS OF BRANCH FLOW (MVA) ON 6739 TEGNEBY300 400.00 TO 6740 TEGNEBY400 400.00 3 MORE THAN
6608 EKUDDEN400 400.00
8579 JOINT 220.00
6794 GUSELE 220.00
6598 BOLANDERNA 220.00
7055 PETÄJÄSKO 220.00
SENSITIVITY FACTORS OF BRANCH FLOW (MVA) ON 6673 USTA400 400.00 TO 6716 DAGALI 400.00 4 MORE THAN
8830 JOINT 220.00
6804 JARKVISSLE 220.00
8817 JOINT 220.00
6908 KEMINMAA 220.00
6912 VALAJASKO 220.00
SENSITIVITY FACTORS OF BRANCH FLOW (MVA) ON 6802 HJÄLTA 400.00 TO 9405 GRÖNVIKEN 400.00 10 MORE THAN
SENSITIVITY FACTORS OF BRANCH FLOW (MVA) ON 6855 FRAERNA 400.00 TO 6858 ISTAD 400.00 4 MORE THAN
SENSITIVITY FACTORS OF BRANCH FLOW (MVA) ON 6779 UUSNIVALA 400.00 TO 6918 PIKKARALA 400.00 2 MORE THAN
SENSITIVITY FACTORS OF BRANCH FLOW (MVA) ON 6630 BORGVIK 400.00 TO 6742 HASLE400 400.00 5 MORE THAN
6554 LÄNSISALMI 400.00
SENSITIVITY FACTORS OF BRANCH FLOW (MVA) ON 6735 OSLO300 400.00 TO 6736 OSLA400 400.00 9 MORE THAN
6747 ARNA 400.00
6913 VANTTAUSKOSK220.00
6655 SAMNAGER300 400.00
6824 TRANGFARS 220.00
6855 FRAERNA 400.00
SENSITIVITY FACTORS OF BRANCH FLOW (MVA) ON 6868 KLAEBU300 400.00 TO 6869 KLAEBU400 400.00 6 MORE THAN
SENSITIVITY FACTORS OF BRANCH FLOW (MVA) ON 6688 STOKKELAND 400.00 TO 6689 HOG-JAERN300400.00 4 MORE THAN
6825 NORDIASEN 220.00
SENSITIVITY FACTORS OF BRANCH FLOW (MVA) ON 6659 ÅROY 400.00 TO 6660 FARDAL300 400.00 1 MORE THAN
SENSITIVITY FACTORS OF BRANCH FLOW (MVA) ON 6648 HOYANGER 400.00 TO 6660 FARDAL300 400.00 5 MORE THAN
6833 LASELE 220.00
SENSITIVITY FACTORS OF BRANCH FLOW (MVA) ON 6373 ARENDAL400 400.00 TO 6730 BAMBLE400 400.00 4 MORE THAN
SENSITIVITY FACTORS OF BRANCH FLOW (MVA) ON 6549 LAVIANVOURI 400.00 TO 6551 HIKIÄ 400.00 2 MORE THAN
6360 KJELLAND 400.00
SENSITIVITY FACTORS OF BRANCH FLOW (MVA) ON 6731 RINGERIKE 400.00 TO 6734 SYLLING400 400.00 2 MORE THAN
SENSITIVITY FACTORS OF BRANCH FLOW (MVA) ON 9405 GRÖNVIKEN 400.00 TO 9411 MUNGA 400.00 8 MORE THAN
SENSITIVITY FACTORS OF BRANCH FLOW (MVA) ON 6617 OLKILUOTO 400.00 TO 6619 ULVILA 400.00 7 MORE THAN
SENSITIVITY FACTORS OF BRANCH FLOW (MVA) ON 6813 VERDAL300 400.00 TO 6814 VERDAL400 400.00 4 MORE THAN
8693 JOINT 220.00
SENSITIVITY FACTORS OF BRANCH FLOW (MVA) ON 6681 SAUDA300 400.00 TO 6750 HÅVIK 400.00 5 MORE THAN
7006 SVARTISEN 400.00
6865 ORKDAL300 400.00
6586 FINNBOLEHVDC400.00
6934 NEDRERÖS220 220.00
9011 STEINSLAND 400.00
6931 SVARTBYN 400.00
6743 KOLLSNES 400.00
SENSITIVITY FACTORS OF BRANCH FLOW (MVA) ON 6819 JÄRPSTR220 220.00 TO 6820 JÄRPSTR400 400.00 1 MORE THAN
SENSITIVITY FACTORS OF BRANCH FLOW (MVA) ON 6838 RAMSELE 400.00 TO 6926 GRUNDFORS400400.00 2 MORE THAN
SENSITIVITY FACTORS OF BRANCH FLOW (MVA) ON 6802 HJÄLTA 400.00 TO 9405 GRÖNVIKEN 400.00 11 MORE THAN
6583 STACKBO400 400.00
SENSITIVITY FACTORS OF BRANCH FLOW (MVA) ON 6780 ALAJÄRVI 400.00 TO 6789 VIHTAVUORI 400.00 2 MORE THAN
9408 HÄLLBERGET 400.00
SENSITIVITY FACTORS OF BRANCH FLOW (MVA) ON 6803 MOLIDEN 400.00 TO 6809 STORNORRFORS400.00 2 MORE THAN
SENSITIVITY FACTORS OF BRANCH FLOW (MVA) ON 6832 LÅNGBJÖRN400400.00 TO 6839 KILFORSEN 400.00 2 MORE THAN
8256 JOINT 400.00
SENSITIVITY FACTORS OF BRANCH FLOW (MVA) ON 6309 STENKULLEN 400.00 TO 6311 LINDOME 400.00 1 MORE THAN
SENSITIVITY FACTORS OF BRANCH FLOW (MVA) ON 6602 KOLBOTTEN400400.00 TO 6603 ODENSALA 400.00 3 MORE THAN
SENSITIVITY FACTORS OF BRANCH FLOW (MVA) ON 6654 EVANGER 400.00 TO 6655 SAMNAGER300 400.00 2 MORE THAN
6937 MARKA 400.00
SENSITIVITY FACTORS OF BRANCH FLOW (MVA) ON 6914 PIRITTK220 220.00 TO 6915 PIRITTIK400 400.00 1 MORE THAN
SENSITIVITY FACTORS OF BRANCH FLOW (MVA) ON 6345 GLAN 400.00 TO 6346 KIMSTAD 400.00 1 MORE THAN
SENSITIVITY FACTORS OF BRANCH FLOW (MVA) ON 6714 HEMSIL2 400.00 TO 6715 NESBYEN 400.00 3 MORE THAN
SENSITIVITY FACTORS OF BRANCH FLOW (MVA) ON 1051 SUBSTATION 400.00 TO 6591 FORSMARK 400.00 6 MORE THAN
9007 TJELDBERGO 400.00
6927 STENKULLAFOR220.00
SENSITIVITY FACTORS OF BRANCH FLOW (MVA) ON 6617 OLKILUOTO 400.00 TO 6618 RAUMA 400.00 2 MORE THAN
6550 KOPULA 400.00
9006 TROFORS 400.00
6811 KRSITINESTAD400.00
SENSITIVITY FACTORS OF BRANCH FLOW (MVA) ON 6672 USTA300 400.00 TO 6673 USTA400 400.00 8 MORE THAN
6852 TORPSHAMMAR 220.00
6798 MOFORSEN 220.00
6589 DANNEBO 400.00
6710 HEKNI 400.00
6358 TONSTAD400 400.00
SENSITIVITY FACTORS OF BRANCH FLOW (MVA) ON 6309 STENKULLEN 400.00 TO 6313 STROMMA 400.00 4 MORE THAN
6875 RENDALEN 301.00
SENSITIVITY FACTORS OF BRANCH FLOW (MVA) ON 6719 ÅDAL 400.00 TO 6736 OSLA400 400.00 2 MORE THAN
8426 JOINT 220.00
SENSITIVITY FACTORS OF BRANCH FLOW (MVA) ON 6597 TUNA400 400.00 TO 6605 STOCKHOLM400400.00 2 MORE THAN
6708 SOLHOLM300 400.00
SENSITIVITY FACTORS OF BRANCH FLOW (MVA) ON 6348 OSKARSHAMN 400.00 TO 9401 HAGESKRUV 400.00 6 MORE THAN
6591 FORSMARK 400.00
6681 SAUDA300 400.00
SENSITIVITY FACTORS OF BRANCH FLOW (MVA) ON 6933 RÅBÄCKEN 400.00 TO 9409 TROLLTJÄRN 400.00 1 MORE THAN
SENSITIVITY FACTORS OF BRANCH FLOW (MVA) ON 6920 PYHÄNSEL400 400.00 TO 9304 LUMIJÄRVI 400.00 8 MORE THAN
8606 JOINT 220.00
SENSITIVITY FACTORS OF BRANCH FLOW (MVA) ON 6601 KOLBOTTEN220220.00 TO 6602 KOLBOTTEN400400.00 1 MORE THAN
6859 AURA1 400.00
6604 STOCKHOLM220220.00
6752 SPANNE 400.00
SENSITIVITY FACTORS OF BRANCH FLOW (MVA) ON 6931 SVARTBYN 400.00 TO 7005 MESSAURE 400.00 3 MORE THAN
SENSITIVITY FACTORS OF BRANCH FLOW (MVA) ON 6828 MIDSKOG400 400.00 TO 9406 TANDÖ 400.00 13 MORE THAN
6631 BASNA 400.00
6907 DJUPTJÄRN 400.00
6694 FORRE 400.00
6807 BANDSJO 400.00
6803 MOLIDEN 400.00
SENSITIVITY FACTORS OF BRANCH FLOW (MVA) ON 6812 OGNDAL 400.00 TO 6814 VERDAL400 400.00 1 MORE THAN
9404 GÄDDTJÄRN 400.00
SENSITIVITY FACTORS OF BRANCH FLOW (MVA) ON 6350 HEMSJO 400.00 TO 6351 KARLSHAMN 400.00 1 MORE THAN
SENSITIVITY FACTORS OF BRANCH FLOW (MVA) ON 6306 TROLLHATTAN 400.00 TO 9402 INGELKÄRR 400.00 4 MORE THAN
SENSITIVITY FACTORS OF BRANCH FLOW (MVA) ON 6941 TUNNSJO300 400.00 TO 9006 TROFORS 400.00 1 MORE THAN
SENSITIVITY FACTORS OF BRANCH FLOW (MVA) ON 6865 ORKDAL300 400.00 TO 6866 ORKDAL400 400.00 4 MORE THAN
SENSITIVITY FACTORS OF BRANCH FLOW (MVA) ON 6802 HJÄLTA 400.00 TO 6929 TUGGEN 400.00 2 MORE THAN
8723 JOINT 220.00
8619 JOINT 220.00
9307 KONTIOLAHTI 400.00
SENSITIVITY FACTORS OF BRANCH FLOW (MVA) ON 6365 KRISTIANSAND400.00 TO 6710 HEKNI 400.00 3 MORE THAN
SENSITIVITY FACTORS OF BRANCH FLOW (MVA) ON 6681 SAUDA300 400.00 TO 6683 HYLEN 400.00 2 MORE THAN
SENSITIVITY FACTORS OF BRANCH FLOW (MVA) ON 6872 AURA2300 400.00 TO 6874 VÅGÅMO 400.00 3 MORE THAN
SENSITIVITY FACTORS OF BRANCH FLOW (MVA) ON 6547 FORSSA 400.00 TO 6621 LIETO 400.00 2 MORE THAN
SENSITIVITY FACTORS OF BRANCH FLOW (MVA) ON 6838 RAMSELE 400.00 TO 6839 KILFORSEN 400.00 3 MORE THAN
SENSITIVITY FACTORS OF BRANCH FLOW (MVA) ON 6743 KOLLSNES 400.00 TO 6744 LINDÅS 400.00 1 MORE THAN
SENSITIVITY FACTORS OF BRANCH FLOW (MVA) ON 6863 HOFSTAD 400.00 TO 6938 NAMSOS 400.00 2 MORE THAN
SENSITIVITY FACTORS OF BRANCH FLOW (MVA) ON 6312 RINGHALS 400.00 TO 6313 STROMMA 400.00 1 MORE THAN
6670 HOL3 400.00
SENSITIVITY FACTORS OF BRANCH FLOW (MVA) ON 6692 HYDRO MIXED 400.00 TO 6693 SATURDAL 400.00 5 MORE THAN
SENSITIVITY FACTORS OF BRANCH FLOW (MVA) ON 1052 BREARED 400.00 TO 6313 STROMMA 400.00 6 MORE THAN
SENSITIVITY FACTORS OF BRANCH FLOW (MVA) ON 6704 VINJE 400.00 TO 6711 TOKKE 400.00 2 MORE THAN
SENSITIVITY FACTORS OF BRANCH FLOW (MVA) ON 6856 ORSKOG 400.00 TO 6860 GRYTTEN 400.00 2 MORE THAN
SENSITIVITY FACTORS OF BRANCH FLOW (MVA) ON 6594 HAMRA400 400.00 TO 8861 JOINT 400.00 6 MORE THAN
SENSITIVITY FACTORS OF BRANCH FLOW (MVA) ON 6733 SYLLING300 400.00 TO 6734 SYLLING400 400.00 5 MORE THAN
6866 ORKDAL400 400.00
6553 NURMIJÄRVI 400.00
6992 IVALO 220.00
9411 MUNGA 400.00
SENSITIVITY FACTORS OF BRANCH FLOW (MVA) ON 5671 SEGE 400.00 TO 6337 BARSEBACK 400.00 2 MORE THAN
SENSITIVITY FACTORS OF BRANCH FLOW (MVA) ON 6934 NEDRERÖS220 220.00 TO 6936 NEDRERÖS400 400.00 2 MORE THAN
6813 VERDAL300 400.00
SENSITIVITY FACTORS OF BRANCH FLOW (MVA) ON 6996 OFOTEN 400.00 TO 7062 RITSEM 400.00 3 MORE THAN
SENSITIVITY FACTORS OF BRANCH FLOW (MVA) ON 6862 SURNA 400.00 TO 6872 AURA2300 400.00 6 MORE THAN
SENSITIVITY FACTORS OF BRANCH FLOW (MVA) ON 6720 VARDAL 400.00 TO 6735 OSLO300 400.00 6 MORE THAN
SENSITIVITY FACTORS OF BRANCH FLOW (MVA) ON 6306 TROLLHATTAN 400.00 TO 6309 STENKULLEN 400.00 8 MORE THAN
SENSITIVITY FACTORS OF BRANCH FLOW (MVA) ON 6655 SAMNAGER300 400.00 TO 6656 SAMNAGER400 400.00 6 MORE THAN
SENSITIVITY FACTORS OF BRANCH FLOW (MVA) ON 6830 STORFINNSF 400.00 TO 6926 GRUNDFORS400400.00 4 MORE THAN
SENSITIVITY FACTORS OF BRANCH FLOW (MVA) ON 6715 NESBYEN 400.00 TO 6735 OSLO300 400.00 2 MORE THAN
6854 LJUSDAL 220.00
SENSITIVITY FACTORS OF BRANCH FLOW (MVA) ON 6739 TEGNEBY300 400.00 TO 6741 HASLE300 400.00 2 MORE THAN
6929 TUGGEN 400.00
6617 OLKILUOTO 400.00
6805 NYSATER 400.00
6687 ULLA-FORRE 400.00
SENSITIVITY FACTORS OF BRANCH FLOW (MVA) ON 6732 FLESAKER 400.00 TO 6733 SYLLING300 400.00 3 MORE THAN
SENSITIVITY FACTORS OF BRANCH FLOW (MVA) ON 6586 FINNBOLEHVDC400.00 TO 6594 HAMRA400 400.00 2 MORE THAN
SENSITIVITY FACTORS OF BRANCH FLOW (MVA) ON 6726 ROD300 400.00 TO 6738 TVEITEN 400.00 3 MORE THAN
SENSITIVITY FACTORS OF BRANCH FLOW (MVA) ON 6617 OLKILUOTO 400.00 TO 6618 RAUMA 400.00 1 MORE THAN
SENSITIVITY FACTORS OF BRANCH FLOW (MVA) ON 6552 TAMMISTO 400.00 TO 6554 LÄNSISALMI 400.00 1 MORE THAN
6918 PIKKARALA 400.00
8526 JOINT 220.00
SENSITIVITY FACTORS OF BRANCH FLOW (MVA) ON 6631 BASNA 400.00 TO 6639 LINDBACKA400400.00 8 MORE THAN
6676 HYDRO PURE S400.00
SENSITIVITY FACTORS OF BRANCH FLOW (MVA) ON 6647 MOSKOG 400.00 TO 9009 ALFOTEN 400.00 4 MORE THAN
SENSITIVITY FACTORS OF BRANCH FLOW (MVA) ON 6307 KILANDA 400.00 TO 6309 STENKULLEN 400.00 3 MORE THAN
SENSITIVITY FACTORS OF BRANCH FLOW (MVA) ON 6567 ANTTILA 400.00 TO 6572 KYMI 400.00 5 MORE THAN
SENSITIVITY FACTORS OF BRANCH FLOW (MVA) ON 9010 HAUGSVAER 400.00 TO 9011 STEINSLAND 400.00 1 MORE THAN
6933 RÅBÄCKEN 400.00
6569 KORIA 400.00
SENSITIVITY FACTORS OF BRANCH FLOW (MVA) ON 6307 KILANDA 400.00 TO 6630 BORGVIK 400.00 4 MORE THAN
SENSITIVITY FACTORS OF BRANCH FLOW (MVA) ON 6689 HOG-JAERN300400.00 TO 6690 HOG-JAERN400400.00 7 MORE THAN
SENSITIVITY FACTORS OF BRANCH FLOW (MVA) ON 6655 SAMNAGER300 400.00 TO 6748 BERGEN 400.00 3 MORE THAN
SENSITIVITY FACTORS OF BRANCH FLOW (MVA) ON 6697 LYSE300 400.00 TO 6700 TJORHOM 400.00 5 MORE THAN
SENSITIVITY FACTORS OF BRANCH FLOW (MVA) ON 6813 VERDAL300 400.00 TO 6814 VERDAL400 400.00 3 MORE THAN
1051 SUBSTATION 400.00
6851 HOLLEFORSEN 220.00
SENSITIVITY FACTORS OF BRANCH FLOW (MVA) ON 6820 JÄRPSTR400 400.00 TO 6828 MIDSKOG400 400.00 2 MORE THAN
SENSITIVITY FACTORS OF BRANCH FLOW (MVA) ON 6827 MIDSKOG220 220.00 TO 6828 MIDSKOG400 400.00 1 MORE THAN
6871 EIDUM400 400.00
SENSITIVITY FACTORS OF BRANCH FLOW (MVA) ON 6309 STENKULLEN 400.00 TO 9402 INGELKÄRR 400.00 7 MORE THAN
9412 FALLVIKEN 400.00
6810 TUOVILA 400.00
SENSITIVITY FACTORS OF BRANCH FLOW (MVA) ON 6805 NYSATER 400.00 TO 6807 BANDSJO 400.00 1 MORE THAN
SENSITIVITY FACTORS OF BRANCH FLOW (MVA) ON 6935 NEDRERÖS300 400.00 TO 6936 NEDRERÖS400 400.00 5 MORE THAN
SENSITIVITY FACTORS OF BRANCH FLOW (MVA) ON 5642 HOVEGARD 400.00 TO 6319 KYNDBYVERKER400.00 8 MORE THAN
SENSITIVITY FACTORS OF BRANCH FLOW (MVA) ON 6583 STACKBO400 400.00 TO 6603 ODENSALA 400.00 8 MORE THAN
SENSITIVITY FACTORS OF BRANCH FLOW (MVA) ON 6936 NEDRERÖS400 400.00 TO 6944 RANA 400.00 4 MORE THAN
SENSITIVITY FACTORS OF BRANCH FLOW (MVA) ON 6630 BORGVIK 400.00 TO 9407 HAGFORS 400.00 7 MORE THAN
SENSITIVITY FACTORS OF BRANCH FLOW (MVA) ON 6930 LETSI 400.00 TO 7005 MESSAURE 400.00 1 MORE THAN
SENSITIVITY FACTORS OF BRANCH FLOW (MVA) ON 6658 LEIRDOLA 400.00 TO 6660 FARDAL300 400.00 3 MORE THAN
SENSITIVITY FACTORS OF BRANCH FLOW (MVA) ON 6372 ARENDAL300 400.00 TO 6373 ARENDAL400 400.00 7 MORE THAN
SENSITIVITY FACTORS OF BRANCH FLOW (MVA) ON 6607 EKUDDEN220 220.00 TO 6608 EKUDDEN400 400.00 1 MORE THAN
SENSITIVITY FACTORS OF BRANCH FLOW (MVA) ON 6617 OLKILUOTO 400.00 TO 6619 ULVILA 400.00 5 MORE THAN
SENSITIVITY FACTORS OF BRANCH FLOW (MVA) ON 6603 ODENSALA 400.00 TO 9405 GRÖNVIKEN 400.00 6 MORE THAN
6792 HÄLLBY 220.00
6802 HJÄLTA 400.00
SENSITIVITY FACTORS OF BRANCH FLOW (MVA) ON 6732 FLESAKER 400.00 TO 6739 TEGNEBY300 400.00 5 MORE THAN
SENSITIVITY FACTORS OF BRANCH FLOW (MVA) ON 6932 VAGFORS 400.00 TO 7004 LIGGA 400.00 2 MORE THAN
SENSITIVITY FACTORS OF BRANCH FLOW (MVA) ON 6809 STORNORRFORS400.00 TO 9409 TROLLTJÄRN 400.00 4 MORE THAN
SENSITIVITY FACTORS OF BRANCH FLOW (MVA) ON 6810 TUOVILA 400.00 TO 9303 MUSALA 400.00 5 MORE THAN
6619 ULVILA 400.00
6868 KLAEBU300 400.00
6853 DONJE 220.00
SENSITIVITY FACTORS OF BRANCH FLOW (MVA) ON 6356 BJERKREIM 400.00 TO 6689 HOG-JAERN300400.00 3 MORE THAN
7004 LIGGA 400.00
6714 HEMSIL2 400.00
SENSITIVITY FACTORS OF BRANCH FLOW (MVA) ON 6727 ROD400 400.00 TO 6728 GRENLAND 400.00 1 MORE THAN
SENSITIVITY FACTORS OF BRANCH FLOW (MVA) ON 6911 JYLKKÄ 400.00 TO 9304 LUMIJÄRVI 400.00 3 MORE THAN
SENSITIVITY FACTORS OF BRANCH FLOW (MVA) ON 6708 SOLHOLM300 400.00 TO 9014 HONNA 400.00 4 MORE THAN
6581 ANGSBERG 400.00
SENSITIVITY FACTORS OF BRANCH FLOW (MVA) ON 6714 HEMSIL2 400.00 TO 6735 OSLO300 400.00 4 MORE THAN
SENSITIVITY FACTORS OF BRANCH FLOW (MVA) ON 6545 HUITTINEN 400.00 TO 6547 FORSSA 400.00 5 MORE THAN
6801 FORSSE 220.00
SENSITIVITY FACTORS OF BRANCH FLOW (MVA) ON 6350 HEMSJO 400.00 TO 6354 NYBRO 400.00 3 MORE THAN
SENSITIVITY FACTORS OF BRANCH FLOW (MVA) ON 6703 SONGA 400.00 TO 6704 VINJE 400.00 1 MORE THAN
SENSITIVITY FACTORS OF BRANCH FLOW (MVA) ON 7056 PETÄJÄSKO 400.00 TO 9408 HÄLLBERGET 400.00 5 MORE THAN
SENSITIVITY FACTORS OF BRANCH FLOW (MVA) ON 6867 STRINDA 400.00 TO 6869 KLAEBU400 400.00 5 MORE THAN
SENSITIVITY FACTORS OF BRANCH FLOW (MVA) ON 6839 KILFORSEN 400.00 TO 9412 FALLVIKEN 400.00 8 MORE THAN
SENSITIVITY FACTORS OF BRANCH FLOW (MVA) ON 6944 RANA 400.00 TO 7006 SVARTISEN 400.00 2 MORE THAN
SENSITIVITY FACTORS OF BRANCH FLOW (MVA) ON 6861 SNILLDAL 400.00 TO 6862 SURNA 400.00 1 MORE THAN
SENSITIVITY FACTORS OF BRANCH FLOW (MVA) ON 6688 STOKKELAND 400.00 TO 6754 STOLAHELA 400.00 3 MORE THAN
6592 STARFORS 220.00
6633 DÖNJE 220.00
6649 REFSDAL 400.00
SENSITIVITY FACTORS OF BRANCH FLOW (MVA) ON 6315 HORRED 400.00 TO 6316 UDDEBO 400.00 10 MORE THAN
6602 KOLBOTTEN400400.00
6630 BORGVIK 400.00
6932 VAGFORS 400.00
6690 HOG-JAERN400400.00
SENSITIVITY FACTORS OF BRANCH FLOW (MVA) ON 5646 BJAEVERSKOV4400.00 TO 5657 ISHOJ400 400.00 10 MORE THAN
6872 AURA2300 400.00
SENSITIVITY FACTORS OF BRANCH FLOW (MVA) ON 6712 OVREVINSTRA 400.00 TO 6718 FÅBERG 400.00 1 MORE THAN
SENSITIVITY FACTORS OF BRANCH FLOW (MVA) ON 6343 BARKERYD 400.00 TO 6642 OSTANSJO 400.00 5 MORE THAN
6672 USTA300 400.00
6990 ISONIEMI 220.00
SENSITIVITY FACTORS OF BRANCH FLOW (MVA) ON 6682 SAUDA400 400.00 TO 6698 LYSE400 400.00 2 MORE THAN
6364 LISTAWIND 400.00
SENSITIVITY FACTORS OF BRANCH FLOW (MVA) ON 6641 HALLSBERG400400.00 TO 6642 OSTANSJO 400.00 4 MORE THAN
6785 TOIVILA 400.00
SENSITIVITY FACTORS OF BRANCH FLOW (MVA) ON 6619 ULVILA 400.00 TO 6811 KRSITINESTAD400.00 4 MORE THAN
SENSITIVITY FACTORS OF BRANCH FLOW (MVA) ON 6356 BJERKREIM 400.00 TO 6360 KJELLAND 400.00 1 MORE THAN
SENSITIVITY FACTORS OF BRANCH FLOW (MVA) ON 6341 KOLSTAD 400.00 TO 6345 GLAN 400.00 6 MORE THAN
SENSITIVITY FACTORS OF BRANCH FLOW (MVA) ON 5642 HOVEGARD 400.00 TO 5657 ISHOJ400 400.00 1 MORE THAN
SENSITIVITY FACTORS OF BRANCH FLOW (MVA) ON 6940 NAMSKOGEN 400.00 TO 6941 TUNNSJO300 400.00 3 MORE THAN
SENSITIVITY FACTORS OF BRANCH FLOW (MVA) ON 6697 LYSE300 400.00 TO 6698 LYSE400 400.00 6 MORE THAN
SENSITIVITY FACTORS OF BRANCH FLOW (MVA) ON 6781 SEINÄJOKI 400.00 TO 9306 HONKAJOEN 400.00 1 MORE THAN
6939 KOLSVIK 400.00
6362 FEDA300 400.00
6551 HIKIÄ 400.00
6996 OFOTEN 400.00
6671 HEMSIL1 301.00
SENSITIVITY FACTORS OF BRANCH FLOW (MVA) ON 6740 TEGNEBY400 400.00 TO 6742 HASLE400 400.00 1 MORE THAN
SENSITIVITY FACTORS OF BRANCH FLOW (MVA) ON 6718 FÅBERG 400.00 TO 6720 VARDAL 400.00 3 MORE THAN
6639 LINDBACKA400400.00
SENSITIVITY FACTORS OF BRANCH FLOW (MVA) ON 6711 TOKKE 400.00 TO 6725 SUNDSBARM 400.00 3 MORE THAN
SENSITIVITY FACTORS OF BRANCH FLOW (MVA) ON 6656 SAMNAGER400 400.00 TO 6668 ELDFJORD 400.00 4 MORE THAN
6677 BLÅFALL 400.00
SENSITIVITY FACTORS OF BRANCH FLOW (MVA) ON 6730 BAMBLE400 400.00 TO 9012 BAMBLE 400.00 1 MORE THAN
6357 TONSTAD300 400.00
6663 AURLAND400 400.00
SENSITIVITY FACTORS OF BRANCH FLOW (MVA) ON 6663 AURLAND400 400.00 TO 6668 ELDFJORD 400.00 5 MORE THAN
8460 JOINT 400.00
SENSITIVITY FACTORS OF BRANCH FLOW (MVA) ON 7006 SVARTISEN 400.00 TO 7008 SALTEN 400.00 1 MORE THAN
SENSITIVITY FACTORS OF BRANCH FLOW (MVA) ON 6626 MINNE 400.00 TO 6735 OSLO300 400.00 3 MORE THAN
SENSITIVITY FACTORS OF BRANCH FLOW (MVA) ON 6583 STACKBO400 400.00 TO 9405 GRÖNVIKEN 400.00 9 MORE THAN
6632 REPBACKEN 400.00
7020 BARDUFOSS 400.00
9001 SEIDAFJELL 400.00
6849 ANGE 220.00
SENSITIVITY FACTORS OF BRANCH FLOW (MVA) ON 6924 JUKTAN/BLAIK400.00 TO 6926 GRUNDFORS400400.00 1 MORE THAN
SENSITIVITY FACTORS OF BRANCH FLOW (MVA) ON 6647 MOSKOG 400.00 TO 6648 HOYANGER 400.00 1 MORE THAN
SENSITIVITY FACTORS OF BRANCH FLOW (MVA) ON 6729 BAMBLE300 400.00 TO 6730 BAMBLE400 400.00 3 MORE THAN
6695 KVILLDAL 400.00
SENSITIVITY FACTORS OF BRANCH FLOW (MVA) ON 6919 PYHÄNSEL220 220.00 TO 6920 PYHÄNSEL400 400.00 1 MORE THAN
6829 HAVSNÄS 220.00
6614 VALLENTUNA 220.00
6573 YLLIKKÄLÄ 400.00
6748 BERGEN 400.00
SENSITIVITY FACTORS OF BRANCH FLOW (MVA) ON 6907 DJUPTJÄRN 400.00 TO 6910 SUBSTATION 400.00 2 MORE THAN
SENSITIVITY FACTORS OF BRANCH FLOW (MVA) ON 6350 HEMSJO 400.00 TO 6354 NYBRO 400.00 2 MORE THAN
SENSITIVITY FACTORS OF BRANCH FLOW (MVA) ON 6869 KLAEBU400 400.00 TO 6871 EIDUM400 400.00 3 MORE THAN
SENSITIVITY FACTORS OF BRANCH FLOW (MVA) ON 6688 STOKKELAND 400.00 TO 6689 HOG-JAERN300400.00 1 MORE THAN
SENSITIVITY FACTORS OF BRANCH FLOW (MVA) ON 6705 HOLEN 400.00 TO 6711 TOKKE 400.00 5 MORE THAN
SENSITIVITY FACTORS OF BRANCH FLOW (MVA) ON 6619 ULVILA 400.00 TO 9306 HONKAJOEN 400.00 8 MORE THAN
6647 MOSKOG 400.00
SENSITIVITY FACTORS OF BRANCH FLOW (MVA) ON 5671 SEGE 400.00 TO 6338 HURVA 400.00 3 MORE THAN
SENSITIVITY FACTORS OF BRANCH FLOW (MVA) ON 6685 RÖDAL 400.00 TO 6687 ULLA-FORRE 400.00 3 MORE THAN
6750 HÅVIK 400.00
8271 JOINT 220.00
SENSITIVITY FACTORS OF BRANCH FLOW (MVA) ON 6663 AURLAND400 400.00 TO 6673 USTA400 400.00 3 MORE THAN
SENSITIVITY FACTORS OF BRANCH FLOW (MVA) ON 6915 PIRITTIK400 400.00 TO 7056 PETÄJÄSKO 400.00 1 MORE THAN
SENSITIVITY FACTORS OF BRANCH FLOW (MVA) ON 6737 FOLLO 400.00 TO 6740 TEGNEBY400 400.00 2 MORE THAN
SENSITIVITY FACTORS OF BRANCH FLOW (MVA) ON 6373 ARENDAL400 400.00 TO 9014 HONNA 400.00 2 MORE THAN
SENSITIVITY FACTORS OF BRANCH FLOW (MVA) ON 6639 LINDBACKA400400.00 TO 6830 STORFINNSF 400.00 9 MORE THAN
6667 BORGUND 301.00
8861 JOINT 400.00
6919 PYHÄNSEL220 220.00
SENSITIVITY FACTORS OF BRANCH FLOW (MVA) ON 9001 SEIDAFJELL 400.00 TO 9002 LEBSESBY 400.00 1 MORE THAN
SENSITIVITY FACTORS OF BRANCH FLOW (MVA) ON 6309 STENKULLEN 400.00 TO 6314 TIMMERSDALA 400.00 5 MORE THAN
SENSITIVITY FACTORS OF BRANCH FLOW (MVA) ON 6345 GLAN 400.00 TO 6646 HEDENLUNDA 400.00 3 MORE THAN
6674 HUSNES 400.00
SENSITIVITY FACTORS OF BRANCH FLOW (MVA) ON 6729 BAMBLE300 400.00 TO 6730 BAMBLE400 400.00 6 MORE THAN
6948 BLÅSJÖN 220.00
SENSITIVITY FACTORS OF BRANCH FLOW (MVA) ON 6345 GLAN 400.00 TO 6646 HEDENLUNDA 400.00 5 MORE THAN
SENSITIVITY FACTORS OF BRANCH FLOW (MVA) ON 6787 VUOLIJOKI 400.00 TO 6920 PYHÄNSEL400 400.00 1 MORE THAN
SENSITIVITY FACTORS OF BRANCH FLOW (MVA) ON 6739 TEGNEBY300 400.00 TO 6740 TEGNEBY400 400.00 6 MORE THAN
8611 JOINT 400.00
6720 VARDAL 400.00
SENSITIVITY FACTORS OF BRANCH FLOW (MVA) ON 6828 MIDSKOG400 400.00 TO 9403 TOVÅSEN 400.00 11 MORE THAN
SENSITIVITY FACTORS OF BRANCH FLOW (MVA) ON 6358 TONSTAD400 400.00 TO 6363 FEDA400 400.00 4 MORE THAN
SENSITIVITY FACTORS OF BRANCH FLOW (MVA) ON 6870 EIDUM300 400.00 TO 6871 EIDUM400 400.00 6 MORE THAN
6567 ANTTILA 400.00
6584 VALBO 220.00
SENSITIVITY FACTORS OF BRANCH FLOW (MVA) ON 6867 STRINDA 400.00 TO 6871 EIDUM400 400.00 4 MORE THAN
6789 VIHTAVUORI 400.00
SENSITIVITY FACTORS OF BRANCH FLOW (MVA) ON 9411 MUNGA 400.00 TO 9412 FALLVIKEN 400.00 3 MORE THAN
6914 PIRITTK220 220.00
7054 OSSAUSKOSKI 220.00
SENSITIVITY FACTORS OF BRANCH FLOW (MVA) ON 6603 ODENSALA 400.00 TO 8861 JOINT 400.00 5 MORE THAN
6704 VINJE 400.00
SENSITIVITY FACTORS OF BRANCH FLOW (MVA) ON 6550 KOPULA 400.00 TO 6551 HIKIÄ 400.00 5 MORE THAN
6618 RAUMA 400.00
SENSITIVITY FACTORS OF BRANCH FLOW (MVA) ON 6722 VEMORK 400.00 TO 6732 FLESAKER 400.00 6 MORE THAN
SENSITIVITY FACTORS OF BRANCH FLOW (MVA) ON 9004 ALTA 400.00 TO 9005 BERGHEIM 400.00 1 MORE THAN
6944 RANA 400.00
SENSITIVITY FACTORS OF BRANCH FLOW (MVA) ON 1051 SUBSTATION 400.00 TO 6591 FORSMARK 400.00 5 MORE THAN
SENSITIVITY FACTORS OF BRANCH FLOW (MVA) ON 6861 SNILLDAL 400.00 TO 6864 ÅFJORD 400.00 2 MORE THAN
SENSITIVITY FACTORS OF BRANCH FLOW (MVA) ON 6705 HOLEN 400.00 TO 6710 HEKNI 400.00 2 MORE THAN
SENSITIVITY FACTORS OF BRANCH FLOW (MVA) ON 6738 TVEITEN 400.00 TO 9012 BAMBLE 400.00 2 MORE THAN
SENSITIVITY FACTORS OF BRANCH FLOW (MVA) ON 9406 TANDÖ 400.00 TO 9407 HAGFORS 400.00 2 MORE THAN
SENSITIVITY FACTORS OF BRANCH FLOW (MVA) ON 6780 ALAJÄRVI 400.00 TO 9304 LUMIJÄRVI 400.00 6 MORE THAN
SENSITIVITY FACTORS OF BRANCH FLOW (MVA) ON 6335 SODERASEN 400.00 TO 6337 BARSEBACK 400.00 3 MORE THAN
SENSITIVITY FACTORS OF BRANCH FLOW (MVA) ON 6594 HAMRA400 400.00 TO 9411 MUNGA 400.00 5 MORE THAN
SENSITIVITY FACTORS OF BRANCH FLOW (MVA) ON 6938 NAMSOS 400.00 TO 6941 TUNNSJO300 400.00 4 MORE THAN
6635 HOFORS 220.00
6790 HUUTOKOSKI 400.00
SENSITIVITY FACTORS OF BRANCH FLOW (MVA) ON 6944 RANA 400.00 TO 7006 SVARTISEN 400.00 3 MORE THAN
SENSITIVITY FACTORS OF BRANCH FLOW (MVA) ON 6747 ARNA 400.00 TO 6748 BERGEN 400.00 4 MORE THAN
SENSITIVITY FACTORS OF BRANCH FLOW (MVA) ON 6685 RÖDAL 400.00 TO 6686 NOVLE 400.00 1 MORE THAN
6717 NEDREVINSTRA400.00
SENSITIVITY FACTORS OF BRANCH FLOW (MVA) ON 6996 OFOTEN 400.00 TO 7007 KOBBELV 400.00 5 MORE THAN
SENSITIVITY FACTORS OF BRANCH FLOW (MVA) ON 6862 SURNA 400.00 TO 6866 ORKDAL400 400.00 3 MORE THAN
6597 TUNA400 400.00
7001 SEITEVARE 400.00
SENSITIVITY FACTORS OF BRANCH FLOW (MVA) ON 6583 STACKBO400 400.00 TO 9405 GRÖNVIKEN 400.00 4 MORE THAN
SENSITIVITY FACTORS OF BRANCH FLOW (MVA) ON 6630 BORGVIK 400.00 TO 6742 HASLE400 400.00 8 MORE THAN
SENSITIVITY FACTORS OF BRANCH FLOW (MVA) ON 6693 SATURDAL 400.00 TO 6695 KVILLDAL 400.00 2 MORE THAN
6570 LOVIISA 400.00
SENSITIVITY FACTORS OF BRANCH FLOW (MVA) ON 6585 FINNBOLEHVDC400.00 TO 6586 FINNBOLEHVDC400.00 1 MORE THAN
SENSITIVITY FACTORS OF BRANCH FLOW (MVA) ON 6548 KANGASALA 400.00 TO 6619 ULVILA 400.00 3 MORE THAN
SENSITIVITY FACTORS OF BRANCH FLOW (MVA) ON 6788 ALAPITKÄ 400.00 TO 6790 HUUTOKOSKI 400.00 1 MORE THAN
SENSITIVITY FACTORS OF BRANCH FLOW (MVA) ON 6603 ODENSALA 400.00 TO 6605 STOCKHOLM400400.00 1 MORE THAN
6780 ALAJÄRVI 400.00
6356 BJERKREIM 400.00
SENSITIVITY FACTORS OF BRANCH FLOW (MVA) ON 1052 BREARED 400.00 TO 6335 SODERASEN 400.00 4 MORE THAN
SENSITIVITY FACTORS OF BRANCH FLOW (MVA) ON 6790 HUUTOKOSKI 400.00 TO 9307 KONTIOLAHTI 400.00 6 MORE THAN
6650 HOVE 400.00
6845 TURINGE 220.00
SENSITIVITY FACTORS OF BRANCH FLOW (MVA) ON 6583 STACKBO400 400.00 TO 6591 FORSMARK 400.00 2 MORE THAN
6954 STORBÄCK 220.00
6815 HÖGÅSEN 400.00
SENSITIVITY FACTORS OF BRANCH FLOW (MVA) ON 6716 DAGALI 400.00 TO 6731 RINGERIKE 400.00 3 MORE THAN
SENSITIVITY FACTORS OF BRANCH FLOW (MVA) ON 9410 HORNDAL 400.00 TO 9411 MUNGA 400.00 1 MORE THAN
6848 JARNVAGSFOR 220.00
6595 BREDAKER 220.00
SENSITIVITY FACTORS OF BRANCH FLOW (MVA) ON 6658 LEIRDOLA 400.00 TO 6666 SKAGEN-FOTUN400.00 2 MORE THAN
6637 MORGARDSH 400.00
8613 JOINT 220.00
6945 GEJMÅN 220.00
SENSITIVITY FACTORS OF BRANCH FLOW (MVA) ON 6349 ALVESTA 400.00 TO 6350 HEMSJO 400.00 4 MORE THAN
SENSITIVITY FACTORS OF BRANCH FLOW (MVA) ON 6348 OSKARSHAMN 400.00 TO 6354 NYBRO 400.00 5 MORE THAN
SENSITIVITY FACTORS OF BRANCH FLOW (MVA) ON 6938 NAMSOS 400.00 TO 6941 TUNNSJO300 400.00 5 MORE THAN
SENSITIVITY FACTORS OF BRANCH FLOW (MVA) ON 6363 FEDA400 400.00 TO 6365 KRISTIANSAND400.00 2 MORE THAN
SENSITIVITY FACTORS OF BRANCH FLOW (MVA) ON 6630 BORGVIK 400.00 TO 6844 RATAN 400.00 2 MORE THAN
6834 STUGUN 220.00
9305 KÄRPPIÖN 400.00
6745 SUBSTATION 400.00
SENSITIVITY FACTORS OF BRANCH FLOW (MVA) ON 6649 REFSDAL 400.00 TO 6650 HOVE 400.00 1 MORE THAN
SENSITIVITY FACTORS OF BRANCH FLOW (MVA) ON 6358 TONSTAD400 400.00 TO 6689 HOG-JAERN300400.00 6 MORE THAN
8284 JOINT 220.00
SENSITIVITY FACTORS OF BRANCH FLOW (MVA) ON 6796 BETÅSEN400 400.00 TO 9404 GÄDDTJÄRN 400.00 4 MORE THAN
SENSITIVITY FACTORS OF BRANCH FLOW (MVA) ON 7001 SEITEVARE 400.00 TO 7004 LIGGA 400.00 3 MORE THAN
6860 GRYTTEN 400.00
SENSITIVITY FACTORS OF BRANCH FLOW (MVA) ON 6783 PETÄJÄV400 400.00 TO 6920 PYHÄNSEL400 400.00 2 MORE THAN
SENSITIVITY FACTORS OF BRANCH FLOW (MVA) ON 6732 FLESAKER 400.00 TO 6738 TVEITEN 400.00 4 MORE THAN
SENSITIVITY FACTORS OF BRANCH FLOW (MVA) ON 6861 SNILLDAL 400.00 TO 9007 TJELDBERGO 400.00 3 MORE THAN
8777 JOINT 220.00
6746 NYGARD 400.00
SENSITIVITY FACTORS OF BRANCH FLOW (MVA) ON 6857 ORSTA 400.00 TO 9008 SYLKKYVELN 400.00 4 MORE THAN
SENSITIVITY FACTORS OF BRANCH FLOW (MVA) ON 6639 LINDBACKA400400.00 TO 6830 STORFINNSF 400.00 6 MORE THAN
SENSITIVITY FACTORS OF BRANCH FLOW (MVA) ON 6863 HOFSTAD 400.00 TO 6864 ÅFJORD 400.00 1 MORE THAN
6596 TUNA220 220.00
6609 SOLBERGA 220.00
SENSITIVITY FACTORS OF BRANCH FLOW (MVA) ON 6548 KANGASALA 400.00 TO 6785 TOIVILA 400.00 5 MORE THAN
SENSITIVITY FACTORS OF BRANCH FLOW (MVA) ON 6855 FRAERNA 400.00 TO 6858 ISTAD 400.00 1 MORE THAN
7018 UTSJOKI 220.00
SENSITIVITY FACTORS OF BRANCH FLOW (MVA) ON 6314 TIMMERSDALA 400.00 TO 6641 HALLSBERG400400.00 1 MORE THAN
6718 FÅBERG 400.00
SENSITIVITY FACTORS OF BRANCH FLOW (MVA) ON 6789 VIHTAVUORI 400.00 TO 6790 HUUTOKOSKI 400.00 3 MORE THAN
6915 PIRITTIK400 400.00
SENSITIVITY FACTORS OF BRANCH FLOW (MVA) ON 6750 HÅVIK 400.00 TO 8611 JOINT 400.00 1 MORE THAN
6863 HOFSTAD 400.00
SENSITIVITY FACTORS OF BRANCH FLOW (MVA) ON 5642 HOVEGARD 400.00 TO 5646 BJAEVERSKOV4400.00 12 MORE THAN
6923 NUOJA 220.00
SENSITIVITY FACTORS OF BRANCH FLOW (MVA) ON 6551 HIKIÄ 400.00 TO 6553 NURMIJÄRVI 400.00 1 MORE THAN
SENSITIVITY FACTORS OF BRANCH FLOW (MVA) ON 6843 RATANSKV400 400.00 TO 6844 RATAN 400.00 1 MORE THAN
SENSITIVITY FACTORS OF BRANCH FLOW (MVA) ON 6372 ARENDAL300 400.00 TO 6373 ARENDAL400 400.00 6 MORE THAN
6788 ALAPITKÄ 400.00
SENSITIVITY FACTORS OF BRANCH FLOW (MVA) ON 6802 HJÄLTA 400.00 TO 6805 NYSATER 400.00 4 MORE THAN
SENSITIVITY FACTORS OF BRANCH FLOW (MVA) ON 6643 FINNSLATTEN 220.00 TO 9411 MUNGA 400.00 1 MORE THAN
6846 SVEG 220.00